## Basic (hidden)
Package Name | 220kV AIS Substation Package-SS117 for construction of 02, 220/33kV, 300MVA Pooling Substations and 220kV Transmission Lines associated with 600 MW Jhansi Solar Park under Consultancy services to TUSCO Limited.
Package Code
Specification No. | Specification No.: CC/NT/W-AIS/DOM/A02/23/10564
ORIGINAL

## Cover
Price Schedules | 220kV AIS Substation Package-SS117 for construction of 02, 220/33kV, 300MVA Pooling Substations and 220kV Transmission Lines associated with 600 MW Jhansi Solar Park under Consultancy services to TUSCO Limited.
Specification No.: CC/NT/W-AIS/DOM/A02/23/10564
| 1 | Fill up only green shaded cells in Sch-1, Sch-2, Sch-3, Sch-4, Sch-7 and Bid Form 2nd Envelope.
| 2 | All the cells in Sch-5 & Sch-6 are auto filled, therefore no cell is required to be filled up there.
| 3 | Instructions / error messages, if any, will be displayed automatically after selecting the cell.
| 4 | After filling up all the schedues, save the file, take print out of all the schedules and Bid form and sign & stamp and submit them as hard copy of the 2nd envelope (Price part) of the bid. Also ensure to submit the soft copy of the the same file on CD/ DVD.
पावर ग्रिड कारपोरेशन ऑफ इण्डिया लिमिटेड
(भारत सरकार का उद्यम)
Power Grid Corporation of India Limited
(A Government of India Enterprises)
Click to skip Instructions & Proceed
Click for Detailed General Instructions
General guidelines for filling up the Price Schedules, Sch-1 to Sch-7

## Instructions (hidden)
General Instruction to the Bidders for filling up this workbook of Price Schedules
I | While filling up the worksheets following may please be observed :
| (i) | Fill up only green shaded cells.
| (ii) | Certain data type entries have been restricted, such as Numeric values or limits of numeric values.
| (iii) | Select only the options provided in pull down menus.
| (iv) | Do not link any cell of this work book with any other work book.
| (v) | Do not use copy & paste or cut & paste options for filling up the data.
| (vi) | Do not reformat any of the cell of the work book.
II | This Workbook consists of following worksheets :
Cover :
Opening page of the workbook.
Names of Bidder :
| ● | Select Sole Bidder or JV (Joint Venture) from the pull down menu. Do not leave this cell blank.
| ● | Select nos. of the JV Partners other than the Lead Partner from drop down menu.
| ● | In case of JV partners more than 2, enter details of 3rd & more partners along with details of 2nd partner.
| ● | Fill up names and address of the Sole Bidder and /or Joint Venture.
| ● | Fill up date in dd-mmm-yyyy format from drop down menu.
| ● | Click for Sch-1 given at the right top of the worksheet to go to Sch-1.
Sch-1 (Ex-works Prices) :
| ● | Fill up unit rates for all the items in numeric values greater than 0 (zero). If unit rate is left blank, the corresponding item shall be deemed to be included in the total price.
| ● | Corresponding cell for mode of transaction shall be come enable only after filling up the unit rate, therefore first fill up the unit rate and then mode of transaction for the corresponding item.
| ● | Select either Direct or Bought-out from the drop down menu. Do not leave the cell blank the same shall be deemed to be Bought-out if the cell is left blank.
| ● | Total amount shall get calculated automatically.
| ● | Type Test charges shall appear automatically after filling up Sch-7 appropriately.
Sch-2 (Freight & Insurance Charges) :
| ● | Fill up unit rates for all the items in numeric values greater than 0 (zero). If unit rate is left blank, the corresponding item shall be deemed to be included in the total price.
| ● | Total amount shall get calculated automatically.
Sch-3 (Erection Charges) :
| ● | Fill up unit rates for all the items in numeric values greater than 0 (zero). If unit rate is left blank, the corresponding item shall be deemed to be included in the total price.
| ● | Total amount shall get calculated automatically.
Sch-4 (Training Charges) :
| ● | Not applicable, hence no cell is required to be filled up.
Sch-4b (Maintenance Charges during and after Defect Liability Period) :
| ● | Not applicable, hence no cell is required to be filled up.
Sch-5 (Summary of Taxes and Duties applicable on the Goods) :
| ● | No cell is required to be filled in by the bidder in this worksheet.
Sch -6 :
| ● | Summary of all the Schedules without considering discount (mentioned in the work sheet discount) shall be displayed automatically.
| ● | No cell is required to be filled in by the bidder in this worksheet.
Sch-7 (Type Test Charges) :
| ● | Fill up the rates & location where type tests are proposed.
| ● | Total of this Sch-7 shall automatically appear in Sch-1.
Bid from 2nd Envelope :
| ● | Fill up ref. no. as bidder's ref no. of this letter.
| ● | This letter shall consider the net price as per Sch-6 (After Discount).
| ● | Fill up names & Designation of the representatives of other JV partner(s) if the bidder is JV (Joint Venture) .
| ● | Fill up additional information as required.
* * *
Happy Bidding !
Click to Proceed

## Names of Bidder
220kV AIS Substation Package-SS117 for construction of 02, 220/33kV, 300MVA Pooling Substations and 220kV Transmission Lines associated with 600 MW Jhansi Solar Park under Consultancy services to TUSCO Limited.
Specification No.: CC/NT/W-AIS/DOM/A02/23/10564 |  |  |  |  | Sole Bidder | 1 |  | Sole Bidder | 1
[5 empty] | Joint Venture | 2 or More |  | JV (Joint Venture) | 2 or More
Enter following details of the bidder
Specify type of Bidder [Select from drop down menu] | Sole Bidder |  | Sole Bidder | 1 | 0 | Sole Bidder | 1 | 0
0
Name of Sole Bidder
Address of Sole Bidder
Name of other Partner - 1
Address of other Partner - 1
…….. …….. …….. …….. …….. ……..
…….. …….. …….. …….. …….. ……..
Name of other Partner - 2 (more, if any) | …….. …….. …….. …….. …….. ……..
Address of other Partner - 2 (more, if any) | …….. …….. …….. …….. …….. ……..
…….. …….. …….. …….. …….. ……..
…….. …….. …….. …….. …….. ……..
Printed Name
Designation
email ID of Bid Signatory
Mobile No. of Bid Signatory
Tel No. of Bid Signatory
Fax No. of Bid Signatory
Date |  | 31
Place
Click for Sch-1

## Sch-1
Specification No.: CC/NT/W-AIS/DOM/A02/23/10564 | [13 empty] | Schedule - 1 |  |  | Direct Total | 0 | Sole Bidder | `
[17 empty] | BO Total | #REF! | 0
220kV AIS Substation Package-SS117 for construction of 02, 220/33kV, 300MVA Pooling Substations and 220kV Transmission Lines associated with 600 MW Jhansi Solar Park under Consultancy services to TUSCO Limited.
(SCHEDULE OF RATES AND PRICES)
Bidder’s Name and Address (Sole Bidder) : | [11 empty] | To:
Contracts Services, 3rd Floor
Name : | [11 empty] | Power Grid Corporation of India Ltd.,
Address : | [11 empty] | "Saudamini", Plot No.-2
Sector-29,
Gurgaon (Haryana) - 122001
PLANT AND EQUIPMENT (INCLUDING MANDATORY SPARES PARTS) TO BE SUPPLIED, INCLUDING TYPE TEST CHARGES FOR TESTS TO BE CONDUCTED | [17 empty] | Direct
[11 empty] | All Prices are in Indian Rupees. | [6 empty] | Bought-Out
SI. No. | PR No | PR Line Item No | Activity Description | Material Code | HSN Code | Whether HSN in column ‘ 6 ’ is confirmed. If not indicate applicable the HSN code * | Rate of GST applicable ( in %) | Whether rate of GST in column ‘4’ is confirmed. If not indicate applicable rate of GST * | Item Description | Unit | Qty. | Unit Ex-works price (excluding GST) | Total Ex-works price (excluding GST) | GST Tax as confirmed by Bidder
1 | 2 | 3 | 4 | 5 | 6 | 7 | 8 | 9 | 10 | 11 | 12 | 13 | 14= 12 x 13 | 15
PS-1 220/33kV, 300MW TUSCO
1 | 7000024624 | 1170 | 33kV LT TRANSFORMER | 1000001974 | 85042100 |  | 18 |  | 315kVA, 33/0.433kV, 3ph Transformer | EA | 2 |  | Included | 0 | 0 | 0
2 | 7000024624 | 1180 | 245kV, 50kA AIS EQUIPMENT | 1000001683 | 85352912 |  | 18 |  | 245kV, 1600A, 50KA Circuit Breaker(3-Phase) with support structure | EA | 6 |  | Included | 0 | 0 | 0
3 | 7000024624 | 1190 | 245kV, 50kA AIS EQUIPMENT | 1000001684 | 85359090 |  | 18 |  | 245 kV, 1600A, 50KA, 1-Phase CurrentTransformer with 120% extended currentrating | EA | 18 |  | Included | 0 | 0 | 0
4 | 7000024624 | 1200 | 245kV, 50kA AIS EQUIPMENT | 1000001772 | 85359090 |  | 18 |  | 245 kV, 4400pf Capacitive Voltage Transformer (1- Phase) | EA | 12 |  | Included | 0 | 0 | 0
5 | 7000024624 | 1210 | 245kV, 50kA AIS EQUIPMENT | 1000001688 | 85353090 |  | 18 |  | 245kV, 1600A, 50 KA, 3-phase DoubleBreak Isolator with one E/S | EA | 6 |  | Included | 0 | 0 | 0
6 | 7000024624 | 1220 | 245kV, 50kA AIS EQUIPMENT | 1000001689 | 85353090 |  | 18 |  | 245kV, 1600A, 50 KA, 3-phase DoubleBreak Isolator with two E/S | EA | 6 |  | Included | 0 | 0 | 0
7 | 7000024624 | 1230 | 245kV, 50kA AIS EQUIPMENT | 1000032777 | 85353090 |  | 18 |  | 245KV, 1600 A, 50KA, 3-PHASE, DOUBLE BREAK TANDEM ISOLATOR WITHOUT E/S | EA | 11 |  | Included | 0 | 0 | 0
8 | 7000024624 | 1240 | 245kV, 50kA AIS EQUIPMENT | 1000020417 | 85354010 |  | 18 |  | 216kV Surge Arrester (1-phase) | EA | 15 |  | Included | 0 | 0 | 0
9 | 7000024624 | 1250 | 245kV, 50kA AIS EQUIPMENT | 1000001695 | 85462040 |  | 18 |  | 245 kV, 1 phase Bus Post Insulator (except for Line Traps) | EA | 78 |  | Included | 0 | 0 | 0
10 | 7000024624 | 1260 | 245kV, 50kA AIS EQUIPMENT | 1000001738 | 85352912 |  | 18 |  | 245kV, 2500A, 50KA Circuit Breaker(3-Phase) with support structure | EA | 1 |  | Included | 0 | 0 | 0
11 | 7000024624 | 1280 | 245kV, 50kA AIS EQUIPMENT | 1000032771 | 85353090 |  | 18 |  | 245KV, 2500A, 50KA, 3-PHASE, DOUBLE BREAK ISOLATOR WITH TWO E/S | EA | 2 |  | Included | 0 | 0 | 0
12 | 7000024624 | 1270 | 245kV, 50kA AIS EQUIPMENT | 1000001739 | 85359090 |  | 18 |  | 245 kV, 2500A, 50KA, 1-Phase CurrentTransformer with 120% extended currentrating | EA | 3 |  | Included | 0 | 0 | 0
13 | 7000024624 | 1290 | 36kV AIS INDOOR PANEL | 1000064219 | 85359030 |  | 18 |  | 36KV, 2500A, 25KA, 3-PHASE INDOOR SWITCHGEAR PANEL FOR INCOMER FEEDER | SET | 4 |  | Included | 0 | 0 | 0
14 | 7000024624 | 1300 | 36kV AIS INDOOR PANEL | 1000064510 | 85389000 |  | 18 |  | 36KV, 400A, 25KA, 3-PHASE INDOOR SWITCHGEAR PANEL FOR LT TRANSFORMERFEEDER | SET | 2 |  | Included | 0 | 0 | 0
15 | 7000025441 | 10 | 36kV AIS INDOOR PANEL | 1000002038 | 85372000 |  | 18 |  | 36 kV (3-phase) Indoor Switch gear Panel for Bus Sectionaliser Module | SET | 2 |  | Included | 0 | 0 | 0
16 | 7000024624 | 1320 | 36kV AIS INDOOR PANEL | 1000064512 | 85389000 |  | 18 |  | 36KV, 800A, 25KA, 3-PHASE INDOOR SWITCHGEAR PANEL FOR OUTGOING FEEDER | SET | 14 |  | Included | 0 | 0 | 0
17 | 7000024624 | 1330 | Erection Hardware for 220kV DMT Type S/Y | 1000011265 | 72169990 |  | 18 |  | Erection Hardware for 220kV layout (Double Main and TransferScheme)-Transfer Bus Coupler Bay as per technical specification | SET | 1 |  | Included | 0 | 0 | 0
18 | 7000024624 | 1340 | Erection Hardware for 220kV DMT Type S/Y | 1000011253 | 72169990 |  | 18 |  | Erection Hardware for 220kV layout (Double Main and TransferScheme)-Bus Coupler Bay as per technical specification | SET | 1 |  | Included | 0 | 0 | 0
19 | 7000024624 | 1350 | Erection Hardware for 220kV DMT Type S/Y | 1000011264 | 72169990 |  | 18 |  | Erection Hardware for 220kV layout (Double Main and TransferScheme)-Transformer Bay as per technical specification | SET | 3 |  | Included | 0 | 0 | 0
20 | 7000024624 | 1360 | Erection Hardware for 220kV DMT Type S/Y | 1000011261 | 72169990 |  | 18 |  | Erection Hardware for 220kV layout (Double Main and TransferScheme)-Line Bay as per technical specification | SET | 2 |  | Included | 0 | 0 | 0
21 | 7000024624 | 1370 | Erection Hardware for 220kV DMT Type S/Y | 1000011257 | 72169990 |  | 18 |  | Erection Hardware for 220kV layout (Double Main and TransferScheme)-Bus work (three Bay) as per technical specification | SET | 1 |  | Included | 0 | 0 | 0
22 | 7000024624 | 1380 | Erection Hardware for 220kV DMT Type S/Y | 1000011256 | 72169990 |  | 18 |  | Erection Hardware for 220kV layout (Double Main and TransferScheme)-Bus work (two Bay) as per technical specification | SET | 2 |  | Included | 0 | 0 | 0
23 | 7000024624 | 1390 | 33 kV HT Cable | 1000041228 | 85469090 |  | 18 |  | 33KV POWER CABLE TERMINATION KIT | EA | 51 |  | Included | 0 | 0 | 0
24 | 7000024624 | 1400 | 33 kV HT Cable | 1000034060 | 85446090 |  | 18 |  | 33KV, 3CX95 SQMM XLPE AL ARMOURED CABLE ALONGWITH ACCESSORIES AS PERTECH. SPECIFICATION | KM | 0.2 |  | Included | 0 | 0 | 0
25 | 7000024624 | 1410 | 33 kV HT Cable | 1000034977 | 85446090 |  | 18 |  | 33KV, 1CX630 SQMM XLPE AL ARMOURED CABLE ALONGWITH ACCESSORIES AS PERTECH. SPECIFICATION | KM | 3 |  | Included | 0 | 0 | 0
26 | 7000024624 | 1420 | Earthmat | 1000032055 | 72159090 |  | 18 |  | 40 MM MS ROD FOR MAIN EARTHMAT | KM | 5 |  | Included | 0 | 0 | 0
27 | 7000024624 | 1430 | CONTROL & RELAY PANEL | 1000001166 | 85371000 |  | 18 |  | 220kV Bus Bar Protection Panel (Single)-(with Automation) | SET | 1 |  | Included | 0 | 0 | 0
28 | 7000024624 | 1440 | CONTROL & RELAY PANEL | 1000001566 | 85371000 |  | 18 |  | 220kV Transformer Protection Panel (For both HV & MV side)-(withAutomation) | EA | 3 |  | Included | 0 | 0 | 0
29 | 7000024624 | 1450 | CONTROL & RELAY PANEL | 1000001330 | 85371000 |  | 18 |  | 220kV Line Protection Panel (with Automation) | EA | 2 |  | Included | 0 | 0 | 0
30 | 7000024624 | 1460 | CONTROL & RELAY PANEL | 1000001170 | 85371000 |  | 18 |  | 220kV Circuit Breaker Relay Panel with Auto Reclose (with Automation) | EA | 7 |  | Included | 0 | 0 | 0
31 | 7000024624 | 1470 | CONTROL & RELAY PANEL | 1000026235 | 85371000 |  | 18 |  | Line Current Differential Relay | SET | 4 |  | Included | 0 | 0 | 0
32 | 7000024624 | 1480 | SAS | 1000001332 | 85371000 |  | 18 |  | Complete Substation automation System for 220kV bay as per TechnicalSpecification | EA | 7 |  | Included | 0 | 0 | 0
33 | 7000024624 | 1490 | SAS | 1000002018 | 85371000 |  | 18 |  | Complete Substation automation System for 33kV bay as per TechnicalSpecification | EA | 22 |  | Included | 0 | 0 | 0
34 | 7000024624 | 1500 | VMS | 1000025861 | 85287390 |  | 18 |  | Visual Monitoring System for Watch & Ward | SET | 1 |  | Included | 0 | 0 | 0
35 | 7000024624 | 1510 | LT SWITCHGEAR | 1000055468 | 85371000 |  | 18 |  | LT SWITCH GEAR (AS PER LT SLD ENCLOSED IN TECHNICAL SPECIFICATION) | SET | 1 |  | Included | 0 | 0 | 0
36 | 7000024624 | 1520 | BATTERY & BATTERY CHARGER | 1000027575 | 85044030 |  | 18 |  | 220V Float Cum Boost Battery Charger | EA | 2 |  | Included | 0 | 0 | 0
37 | 7000024624 | 1530 | BATTERY & BATTERY CHARGER | 1000027578 | 85044030 |  | 18 |  | 48V Float Cum Boost Battery Charger | EA | 2 |  | Included | 0 | 0 | 0
38 | 7000024624 | 1540 | BATTERY & BATTERY CHARGER | 1000027377 | 85072000 |  | 28 |  | 220V Battery set | SET | 2 |  | Included | 0 | 0 | 0
39 | 7000024624 | 1550 | BATTERY & BATTERY CHARGER | 1000027411 | 85072000 |  | 28 |  | 48V Battery set | SET | 2 |  | Included | 0 | 0 | 0
40 | 7000024624 | 1560 | DG SET | 1000000541 | 85021200 |  | 18 |  | 100 kVA Diesel Generator along with control Panel | SET | 1 |  | Included | 0 | 0 | 0
41 | 7000024624 | 1570 | POWER & CONTROL CABLE | 1000031964 | 85446020 |  | 18 |  | 1.1KV GRADE 3CX2.5 SQMM CONTROL CABLE | KM | 11 |  | Included | 0 | 0 | 0
42 | 7000024624 | 1580 | POWER & CONTROL CABLE | 1000031987 | 85446020 |  | 18 |  | 1.1KV GRADE 5CX2.5 SQMM CONTROL CABLE | KM | 7 |  | Included | 0 | 0 | 0
43 | 7000024624 | 1590 | POWER & CONTROL CABLE | 1000031993 | 85446020 |  | 18 |  | 1.1KV GRADE 7CX2.5 SQMM CONTROL CABLE | KM | 2 |  | Included | 0 | 0 | 0
44 | 7000024624 | 1600 | POWER & CONTROL CABLE | 1000031887 | 85446020 |  | 18 |  | 1.1KV GRADE 10CX2.5 SQMM CONTROL CABLE | KM | 2 |  | Included | 0 | 0 | 0
45 | 7000024624 | 1610 | POWER & CONTROL CABLE | 1000031904 | 85446020 |  | 18 |  | 1.1KV GRADE 14CX2.5 SQMM CONTROL CABLE | KM | 3 |  | Included | 0 | 0 | 0
46 | 7000024624 | 1620 | POWER & CONTROL CABLE | 1000032049 | 85446020 |  | 18 |  | 4PAIR, 0.5 SQ.MM SCREENED CABLE | KM | 1 |  | Included | 0 | 0 | 0
47 | 7000024624 | 1630 | POWER & CONTROL CABLE | 1000031919 | 85446090 |  | 18 |  | 1.1KV GRADE 1CX630 SQ. MM (XLPE) POWER CABLE | KM | 2 |  | Included | 0 | 0 | 0
48 | 7000024624 | 1640 | POWER & CONTROL CABLE | 1000031951 | 85446090 |  | 18 |  | 1.1KV GRADE 3.5CX300 SQMM (XLPE) POWER CABLE | KM | 1 |  | Included | 0 | 0 | 0
49 | 7000024624 | 1650 | POWER & CONTROL CABLE | 1000031957 | 85446020 |  | 18 |  | 1.1KV GRADE 3.5CX70 SQMM (PVC) POWER CABLE | KM | 1 |  | Included | 0 | 0 | 0
50 | 7000024624 | 1660 | POWER & CONTROL CABLE | 1000031953 | 85446020 |  | 18 |  | 1.1KV GRADE 3.5CX35 SQMM (PVC) POWER CABLE | KM | 3 |  | Included | 0 | 0 | 0
51 | 7000024624 | 1670 | POWER & CONTROL CABLE | 1000031976 | 85446020 |  | 18 |  | 1.1KV GRADE 4CX16 SQMM (PVC) POWER CABLE | KM | 2 |  | Included | 0 | 0 | 0
52 | 7000024624 | 1680 | POWER & CONTROL CABLE | 1000031943 | 85446020 |  | 18 |  | 1.1KV GRADE 2CX6 SQMM (PVC) POWER CABLE | KM | 5 |  | Included | 0 | 0 | 0
53 | 7000024624 | 1690 | POWER & CONTROL CABLE | 1000031985 | 85446020 |  | 18 |  | 1.1KV GRADE 4CX6 SQMM (PVC) POWER CABLE | KM | 5 |  | Included | 0 | 0 | 0
54 | 7000024624 | 1700 | POWER & CONTROL CABLE | 1000056265 | 85446020 |  | 18 |  | 1.1KV GRADE 27CX1.5 SQMM CONTROL CABLE | KM | 5 |  | Included | 0 | 0 | 0
55 | 7000024624 | 1710 | POWER & CONTROL CABLE | 1000056264 | 85446020 |  | 18 |  | 1.1KV GRADE 19CX1.5 SQMM CONTROL CABLE | KM | 3 |  | Included | 0 | 0 | 0
56 | 7000024624 | 1720 | POWER & CONTROL CABLE | 1000031911 | 85446020 |  | 18 |  | 1.1KV GRADE 1CX150 SQMM (PVC) POWER CABLE | KM | 0.5 |  | Included | 0 | 0 | 0
57 | 7000024624 | 1730 | AIR CONDITIONING & VENTILATION SYSTEM | 1000013502 | 84158210 |  | 28 |  | High wall type split AC unit of 2 TR capacity | EA | 15 |  | Included | 0 | 0 | 0
58 | 7000024624 | 1740 | FIRE FIGHTING SYSTEM | 1000028771 | 84241000 |  | 18 |  | PORTABLE FIRE EXTINGUISHER-DCP TYPE 4.5/5 KG | EA | 5 |  | Included | 0 | 0 | 0
59 | 7000024624 | 1750 | FIRE FIGHTING SYSTEM | 1000012022 | 84241000 |  | 18 |  | 4.5 kg CO2 type Portable Fire extinguisher | EA | 6 |  | Included | 0 | 0 | 0
60 | 7000024624 | 1760 | FIRE FIGHTING SYSTEM | 1000012027 | 84241000 |  | 18 |  | 9litre water type Portable Fire extinguisher | EA | 4 |  | Included | 0 | 0 | 0
61 | 7000024624 | 1770 | FIRE FIGHTING SYSTEM | 1000012013 | 85311020 |  | 18 |  | Fire Detection and Alarm System for Control Room Building(220kV) | SET | 1 |  | Included | 0 | 0 | 0
62 | 7000024624 | 1780 | FIRE FIGHTING SYSTEM | 1000028551 | 84137010 |  | 12 |  | Diesel Engine driven Hydrant system with Water tank, Pump Room, DGdriven pump, O/G & U/G piping, hydrant points for transformers,buildings, store yard and accessories etc. | LS | 1 |  | Included | 0 | 0 | 0
63 | 7000024624 | 1790 | ILLUMINATION SYSTEM | 1000014547 | 85371000 |  | 18 |  | Lighting Panel type ACP-2 as per technical specification | EA | 2 |  | Included | 0 | 0 | 0
64 | 7000024624 | 1800 | ILLUMINATION SYSTEM | 1000014549 | 94059900 |  | 18 |  | Lighting Panel type DCP as per technical specification | EA | 1 |  | Included | 0 | 0 | 0
65 | 7000024624 | 1810 | ILLUMINATION SYSTEM | 1000001050 | 94059900 |  | 18 |  | 15A, 240V: Outdoor Receptacle 2 pole, 3-pin modular (type RO) as pertechnical specifications | EA | 2 |  | Included | 0 | 0 | 0
66 | 7000024624 | 1820 | ILLUMINATION SYSTEM | 1000004952 | 94059900 |  | 18 |  | 63A, 415V : Interlocked switch socket outdoor Receptacle (type RP) asper technical specifications | EA | 1 |  | Included | 0 | 0 | 0
67 | 7000024624 | 1830 | ILLUMINATION SYSTEM | 1000001894 | 94059900 |  | 18 |  | Outdoor Power Receptacle for oilfiltration unit (250A) | EA | 1 |  | Included | 0 | 0 | 0
68 | 7000024624 | 1840 | ILLUMINATION SYSTEM | 1000038325 | 94059900 |  | 18 |  | LIGHTING FIXTURE LED LUMINAIRES TYPE FL2 AS PER TECH. SPECIFICATIONS | EA | 30 |  | Included | 0 | 0 | 0
69 | 7000024624 | 1850 | ILLUMINATION SYSTEM | 1000009646 | 94059900 |  | 18 |  | Control room cum administrative building (220kV) illumination | LOT | 1 |  | Included | 0 | 0 | 0
70 | 7000024624 | 1860 | ILLUMINATION SYSTEM | 1000030002 | 94059900 |  | 18 |  | Fire fighting pumphouse building illimunation including conduit | LS | 1 |  | Included | 0 | 0 | 0
71 | 7000024624 | 1870 | ILLUMINATION SYSTEM | 1000030151 | 94059900 |  | 18 |  | Security Room Illumination including conduit | LS | 1 |  | Included | 0 | 0 | 0
72 | 7000024624 | 1880 | ILLUMINATION SYSTEM | 1000038389 | 94051090 |  | 18 |  | LED STREET LIGHT LUMINAIRE TYPE SL-L1 (= 45W)AS PER TECHNICALSPECIFICATION | EA | 15 |  | Included | 0 | 0 | 0
73 | 7000024624 | 1890 | ILLUMINATION SYSTEM | 1000038397 | 94059900 |  | 18 |  | TYPE L1 STREET LIGHTING POLE OF 6 METER AS PER TECHNICALSPECIFICATION. | EA | 15 |  | Included | 0 | 0 | 0
74 | 7000024624 | 1900 | ILLUMINATION SYSTEM | 1000038041 | 94051090 |  | 18 |  | LIGHTING FIXTURE LED LUMINAIRES TYPE SL-D1 AS PER TECH. SPECIFICATIONS | EA | 5 |  | Included | 0 | 0 | 0
75 | 7000024624 | 1910 | ILLUMINATION SYSTEM | 1000038396 | 94059900 |  | 18 |  | TYPE D1 POST TOP LANTERN POLE OF 4 METER AS PER TECHNICALSPECIFICATION. | EA | 5 |  | Included | 0 | 0 | 0
76 | 7000024624 | 1920 | 220 kV TOWERS | 1000020091 | 73082011 |  | 18 |  | Fabrication, galvanising and supply of Std LM (50m) includingnuts, bolts, all type of washers, packplates, step bolts and gussetplates excluding foundation bolts | EA | 2 |  | Included | 0 | 0 | 0
77 | 7000024624 | 1930 | 220 kV TOWERS | 1000020088 | 73082011 |  | 18 |  | Fabrication, galvanising and supply of Standard 220 kV Gantry BG1including nuts, bolts, all type of washers, packplates, step bolts andgusset plates excluding foundation bolts | EA | 10 |  | Included | 0 | 0 | 0
78 | 7000024624 | 1940 | 220 kV TOWERS | 1000020086 | 73082011 |  | 18 |  | Fabrication, galvanising and supply of Standard 220 kV Gantry B1including nuts, bolts, all type of washers, packplates, step bolts andgusset plates excluding foundation bolts | EA | 12 |  | Included | 0 | 0 | 0
79 | 7000024624 | 1950 | 220 kV TOWERS | 1000020110 | 73082011 |  | 18 |  | Fabrication, galvanising and supply of Standard 220 kV Tower CTHincluding nuts, bolts, all type of washers, packplates, step bolts andgusset plates excluding foundation bolts | EA | 4 |  | Included | 0 | 0 | 0
80 | 7000024624 | 1960 | 220 kV TOWERS | 1000020109 | 73082011 |  | 18 |  | Fabrication, galvanising and supply of Standard 220 kV Tower CTGincluding nuts, bolts, all type of washers, packplates, step bolts andgusset plates excluding foundation bolts | EA | 4 |  | Included | 0 | 0 | 0
81 | 7000024624 | 1970 | 220 kV TOWERS | 1000020104 | 73082011 |  | 18 |  | Fabrication, galvanising and supply of Standard 220 kV Tower CTBincluding nuts, bolts, all type of washers, packplates, step bolts andgusset plates excluding foundation bolts | EA | 1 |  | Included | 0 | 0 | 0
82 | 7000024624 | 1980 | 220 kV TOWERS | 1000020099 | 73082011 |  | 18 |  | Fabrication, galvanising and supply of Standard 220 kV Tower CCincluding nuts, bolts, all type of washers, packplates, step bolts andgusset plates excluding foundation bolts | EA | 4 |  | Included | 0 | 0 | 0
83 | 7000024624 | 1990 | 220 kV TOWERS | 1000020111 | 73082011 |  | 18 |  | Fabrication, galvanising and supply of Standard 220 kV Tower CTIincluding nuts, bolts, all type of washers, packplates, step bolts andgusset plates excluding foundation bolts | EA | 5 |  | Included | 0 | 0 | 0
84 | 7000024624 | 2000 | 220 kV TOWERS | 1000020097 | 73082011 |  | 18 |  | Fabrication, galvanising and supply of Standard 220 kV Tower CAincluding nuts, bolts, all type of washers, packplates, step bolts andgusset plates excluding foundation bolts | EA | 4 |  | Included | 0 | 0 | 0
85 | 7000024624 | 2010 | 220 kV TOWERS | 1000020105 | 73082011 |  | 18 |  | Fabrication, galvanising and supply of Standard 220 kV Tower CTCincluding nuts, bolts, all type of washers, packplates, step bolts andgusset plates excluding foundation bolts | EA | 2 |  | Included | 0 | 0 | 0
86 | 7000024624 | 2020 | 220 kV TOWERS | 1000020098 | 73082011 |  | 18 |  | Fabrication, galvanising and supply of Standard 220 kV Tower CBincluding nuts, bolts, all type of washers, packplates, step bolts andgusset plates excluding foundation bolts | EA | 2 |  | Included | 0 | 0 | 0
87 | 7000024624 | 2030 | 220 kV TOWERS | 1000020106 | 73082011 |  | 18 |  | Fabrication, galvanising and supply of Standard 220 kV Tower CTDincluding nuts, bolts, all type of washers, packplates, step bolts andgusset plates excluding foundation bolts | EA | 1 |  | Included | 0 | 0 | 0
88 | 7000024624 | 2040 | 220 kV TOWERS | 1000020107 | 73082011 |  | 18 |  | Fabrication, galvanising and supply of Standard 220 kV Tower CTEincluding nuts, bolts, all type of washers, packplates, step bolts andgusset plates excluding foundation bolts | EA | 1 |  | Included | 0 | 0 | 0
89 | 7000024624 | 2050 | 220kV Equipment support structures | 1000017565 | 73045930 |  | 18 |  | Fabrication, galvanising and supply of Std Pipe Structure - 220 kV highBPI including nuts, bolts, all type of washers, packplates, step boltsand gusset plates excluding foundation bolts | EA | 21 |  | Included | 0 | 0 | 0
90 | 7000024624 | 2060 | 220kV Equipment support structures | 1000020187 | 73045930 |  | 18 |  | Fabrication, galvanising and supply of Standard Pipe Structure - 220kV CT including nuts, bolts, all type of washers, packplates, stepbolts and gusset plates excluding foundation bolts | EA | 21 |  | Included | 0 | 0 | 0
91 | 7000024624 | 2070 | 220kV Equipment support structures | 1000020188 | 73045930 |  | 18 |  | Fabrication, galvanising and supply of Standard Pipe Structure - 220kV CVT including nuts, bolts, all type of washers, packplates, stepbolts and gusset plates excluding foundation bolts | EA | 12 |  | Included | 0 | 0 | 0
92 | 7000024624 | 2080 | 220kV Equipment support structures | 1000020189 | 73045930 |  | 18 |  | Fabrication, galvanising and supply of Standard Pipe Structure - 220kV ISOLATOR including nuts, bolts, all type of washers, packplates,step bolts and gusset plates excluding foundation bolts | EA | 25 |  | Included | 0 | 0 | 0
93 | 7000024624 | 2090 | 220kV Equipment support structures | 1000020190 | 73045930 |  | 18 |  | Fabrication, galvanising and supply of Standard Pipe Structure - 220kV SA including nuts, bolts, all type of washers, packplates, stepbolts and gusset plates excluding foundation bolts | EA | 15 |  | Included | 0 | 0 | 0
94 | 7000024624 | 2100 | 220kV Equipment support structures | 1000020186 | 73045930 |  | 18 |  | Fabrication, galvanising and supply of Std Pipe Structure - 220 kVBPI including nuts, bolts, all type of washers, packplates, step boltsand gusset plates excluding foundation bolts | EA | 57 |  | Included | 0 | 0 | 0
95 | 7000024624 | 2110 | 220kV Equipment support structures | 1000015952 | 73082011 |  | 18 |  | Fabrication, galvanising and supply of Equipment Support (Pipe)Structures to be designed during detailed engineering | MT | 2 |  | Included | 0 | 0 | 0
96 | 7000024624 | 2120 | 220kV Equipment support structures | 1000015954 | 73082011 |  | 18 |  | Fabrication, galvanising and supply of Lattice Structures (MS Steel),to be designed during detailed engineering, for towers, beams andequipment support structure including pack plates / packwashers andgusset plates excluding fasteners and foundation bolts | MT | 2 |  | Included | 0 | 0 | 0
97 | 7000024624 | 2130 | 220kV Equipment support structures | 1000011713 | 73082011 |  | 18 |  | Fabrication, galvanising and supply of fasteners ( nuts, bolts andwashers ) including step bolts for lattice and pipe structures to bedesigned during detailed engineering | MT | 1 |  | Included | 0 | 0 | 0
98 | 7000024624 | 2310 | Foundation bolt | 1000012366 | 73082011 |  | 18 |  | Fabrication, galvanising and supply of 28mm dia foundation boltsincluding nuts, checknuts, washers and packplates. | EA | 1268 |  | Included | 0 | 0 | 0
99 | 7000024624 | 2320 | Foundation bolt | 1000012368 | 73082011 |  | 18 |  | Fabrication, galvanising and supply of 40mm dia foundation boltsincluding nuts, checknuts, washers and packplates. | EA | 140 |  | Included | 0 | 0 | 0
100 | 7000024624 | 2330 | Foundation bolt | 1000012369 | 73082011 |  | 18 |  | Fabrication, galvanising and supply of 56mm dia foundation boltsincluding nuts, checknuts, washers and packplates | EA | 208 |  | Included | 0 | 0 | 0
101 | 7000024624 | 2360 | Tele Equip BOQ at PS1 | 1000031367 | 85176260 |  | 18 |  | SDH EQUIPMENT (STM-16 MADM UPTO 5 MSP PROTECTED DIRECTIONS)-BASEEQUIPMENT (COMMON CARDS, CROSS CONNECT/CONTROL CARDS, OPTICAL BASECARDS, POWER SUPPLY CARDS, POWER CABLING, OTHER HARDWARE ANDACCESSORIES INCLUDING SUB RACKS, PATCH CORD, DDF ETC FULLY EQUIPEDEXCLUDING OPTICAL INTERFACE & TRIBUTARY CARDS | EA | 1 |  | Included | 0 | 0 | 0
102 | 7000024624 | 2420 | Tele Equip BOQ at PS1 | 1000018706 | 85176990 |  | 18 |  | S16.1 SFP | EA | 2 |  | Included | 0 | 0 | 0
103 | 7000024624 | 2370 | Tele Equip BOQ at PS1 | 1000031374 | 85176290 |  | 18 |  | TRIBUTARY INTERFACE- E1 INTERFACE (MINIMUM 16 NOS.) | SET | 2 |  | Included | 0 | 0 | 0
104 | 7000024624 | 2380 | Tele Equip BOQ at PS1 | 1000034950 | 85176990 |  | 18 |  | ETHERNET INTERFACE 10/100 BASE T WITH LAYER-2 SWITCHING (MIN 8INTERFACES PER CARD) | EA | 2 |  | Included | 0 | 0 | 0
105 | 7000024624 | 2390 | Tele Equip BOQ at PS1 | 1000031381 | 85176290 |  | 18 |  | TRIBUTARY INTERFACE-GIGABIT ETHERNET INTERFACES 10/100 MBPS WITH LAYER-2 SWITCHING (MINIMUM 2 NOS.) | SET | 1 |  | Included | 0 | 0 | 0
106 | 7000024624 | 2400 | Tele Equip BOQ at PS1 | 1000026228 | 85176290 |  | 18 |  | Equipment Cabinets For SDH | EA | 1 |  | Included | 0 | 0 | 0
107 | 7000024624 | 2410 | Tele Equip BOQ at PS1 | 1000034998 | 85171890 |  | 18 |  | VOIP TELEPHONE INSTRUMENT WITH ONE COMMON SWITCH (MIN. 8 PORT) | EA | 2 |  | Included | 0 | 0 | 0
108 | 7000024624 | 2430 | Tele Equip BOQ at PS1 | 1000028495 | 84715000 |  | 18 |  | NMS- CRAFT TERMINAL-HARDWARE | EA | 1 |  | Included | 0 | 0 | 0
109 | 7000024624 | 2440 | Tele Equip BOQ at PS1 | 1000028265 | 85238020 |  | 18 |  | Software for Craft Terminal | EA | 1 |  | Included | 0 | 0 | 0
110 | 7000024624 | 2460 | PMU at PS1 | 1000017518 | 85364900 |  | 18 |  | PMU with GPS Clock (clock can be either internal or external) | EA | 2 |  | Included | 0 | 0 | 0
111 | 7000024624 | 2470 | PMU at PS1 | 1000022512 | 90311000 |  | 18 |  | WAMS Hardware - Time System (GPS receiver) | EA | 2 |  | Included | 0 | 0 | 0
112 | 7000024624 | 2480 | PMU at PS1 | 1000022510 | 85176290 |  | 18 |  | WAMS Hardware - Substation Grade Layer-3 LAN Switches with minimum 4 x10/100 Mbps Ethernet ports and 2 x 1 Gbps Ethernet ports | EA | 3 |  | Included | 0 | 0 | 0
113 | 7000024624 | 2490 | PMU at PS1 | 1000022487 | 85447090 |  | 18 |  | WAMS Miscellaneous - Armored Fibre Optic Cable and associatedtermination (e.g. L2 Switch) for connecting PMU panels located indifferent control room of a station | EA | 1 |  | Included | 0 | 0 | 0
114 | 7000024624 | 2510 | MANDATORY SPARE | 1000025935 | 85389000 |  | 18 |  | Spare-245kV Circuit Breaker | SET | 1 |  | Included | 0 | 0 | 0
115 | 7000024624 | 2520 | MANDATORY SPARE | 1000025936 | 85353090 |  | 18 |  | Spare-245kV Isolator | SET | 1 |  | Included | 0 | 0 | 0
116 | 7000024624 | 2530 | MANDATORY SPARE | 1000025930 | 85354010 |  | 18 |  | Spare-216kV Surge Arrester | SET | 1 |  | Included | 0 | 0 | 0
117 | 7000024624 | 2540 | MANDATORY SPARE | 1000019912 | 85371000 |  | 18 |  | Relay & protection Panels (with automation) | LS | 1 |  | Included | 0 | 0 | 0
118 | 7000024624 | 2550 | MANDATORY SPARE | 1000019927 | 85389000 |  | 18 |  | Spares-Substation Automation System | LS | 1 |  | Included | 0 | 0 | 0
119 | 7000024624 | 2560 | MANDATORY SPARE | 1000025933 | 85389000 |  | 18 |  | Spare-245kV CT | SET | 1 |  | Included | 0 | 0 | 0
120 | 7000024624 | 2570 | MANDATORY SPARE | 1000025934 | 85359090 |  | 18 |  | Spare-245kV CVT | SET | 1 |  | Included | 0 | 0 | 0
121 | 7000024624 | 2580 | PLCC | 1000010638 | 85176210 |  | 18 |  | Digital Protection Coupler | EA | 2 |  | Included | 0 | 0 | 0
122 | 7000024624 | 2610 | Remote End PLCC | 1000010638 | 85176210 |  | 18 |  | Digital Protection Coupler | EA | 2 |  | Included | 0 | 0 | 0
123 | 7000024624 | 2620 | 220kV Insulator and Hardware | 1000055978 | 72169990 |  | 18 |  | 220KV TENSION INSULATOR STRING AND ASSOCIATED HARDWARE FITTINGSWITHOUT TURN BUCKLE SUITABLE FOR QUAD CONDUCTOR | EA | 21 |  | Included | 0 | 0 | 0
124 | 7000024624 | 2630 | 220kV Insulator and Hardware | 1000055980 | 72169990 |  | 18 |  | 220KV TENSION INSULATOR STRING AND ASSOCIATED HARDWARE FITTINGSWITHOUT TURN BUCKLE SUITABLE FOR TWIN CONDUCTOR | EA | 18 |  | Included | 0 | 0 | 0
125 | 7000024624 | 2640 | 220kV Insulator and Hardware | 1000055981 | 72169990 |  | 18 |  | 220KV TENSION INSULATOR STRING AND ASSOCIATED HARDWARE FITTINGS WITHTURN BUCKLE SUITABLE FOR QUAD CONDUCTOR | EA | 21 |  | Included | 0 | 0 | 0
126 | 7000024624 | 2650 | 220kV Insulator and Hardware | 1000055983 | 72169990 |  | 18 |  | 220KV TENSION INSULATOR STRING AND ASSOCIATED HARDWARE FITTINGS WITHTURN BUCKLE SUITABLE FOR TWIN CONDUCTOR | EA | 24 |  | Included | 0 | 0 | 0
127 | 7000024624 | 2660 | 220kV Insulator and Hardware | 1000055975 | 72169990 |  | 18 |  | 220KV SUSPENSION INSULATOR STRING AND ASSOCIATED HARDWARE FITTINGSWITH DROP CLAMP SUITABLE FOR TWIN CONDUCTOR | EA | 18 |  | Included | 0 | 0 | 0
128 | 7000024624 | 2670 | 220kV Insulator and Hardware | 1000055977 | 72169990 |  | 18 |  | 220KV SUSPENSION INSULATOR STRING AND ASSOCIATED HARDWARE FITTINGSWITH THROUGH CLAMP SUITABLE FOR TWIN CONDUCTOR | EA | 6 |  | Included | 0 | 0 | 0
129 | 7000024624 | 2680 | 220kV Insulator and Hardware | 1000055973 | 72169990 |  | 18 |  | 220KV SUSPENSION INSULATOR STRING AND ASSOCIATED HARDWARE FITTINGSWITH DROP CLAMP SUITABLE FOR QUAD CONDUCTOR | EA | 3 |  | Included | 0 | 0 | 0
130 | 7000024624 | 2700 | Spares-Tele Eqpt at PS1 | 1000031369 | 85176260 |  | 18 |  | SDH EQUIPMENT (STM-16 MADM UPTO 5 MSP PROTECTED DIRECTIONS)-COMMONCARDS, CROSS-CONNECT/CONTROL CARDS, OPTICAL BASE CARD, POWER SUPPLYCARDS, POWER CABLING, OTHER HARDWARE & ACCESSORIES (EACH). | SET | 1 |  | Included | 0 | 0 | 0
131 | 7000024624 | 2710 | Spares-Tele Eqpt at PS1 | 1000018706 | 85176990 |  | 18 |  | S16.1 SFP | EA | 1 |  | Included | 0 | 0 | 0
132 | 7000024624 | 2720 | Spares-Tele Eqpt at PS1 | 1000031374 | 85176290 |  | 18 |  | TRIBUTARY INTERFACE- E1 INTERFACE (MINIMUM 16 NOS.) | SET | 1 |  | Included | 0 | 0 | 0
133 | 7000024624 | 2730 | Spares-Tele Eqpt at PS1 | 1000034950 | 85176990 |  | 18 |  | ETHERNET INTERFACE 10/100 BASE T WITH LAYER-2 SWITCHING (MIN 8INTERFACES PER CARD) | EA | 1 |  | Included | 0 | 0 | 0
134 | 7000024624 | 2740 | Spares-Tele Eqpt at PS1 | 1000031381 | 85176290 |  | 18 |  | TRIBUTARY INTERFACE-GIGABIT ETHERNET INTERFACES 10/100 MBPS WITH LAYER-2 SWITCHING (MINIMUM 2 NOS.) | SET | 1 |  | Included | 0 | 0 | 0
135 | 7000024624 | 2750 | Spares-Tele Eqpt at PS1 | 1000034998 | 85171890 |  | 18 |  | VOIP TELEPHONE INSTRUMENT WITH ONE COMMON SWITCH (MIN. 8 PORT) | EA | 1 |  | Included | 0 | 0 | 0
136 | 7000024624 | 2760 | Spares-Tele Eqpt at PS1 | 1000031398 | 85171890 |  | 18 |  | PRE CONNECTORIZED OPTICAL FIBER PATCH CORDS(10 MTRS) â€“ PACK OF SIXPATCH CORDS | SET | 1 |  | Included | 0 | 0 | 0
137 | 7000024624 | 2770 | Tele Equip BOQ at Grid SS | 1000031367 | 85176260 |  | 18 |  | SDH EQUIPMENT (STM-16 MADM UPTO 5 MSP PROTECTED DIRECTIONS)-BASEEQUIPMENT (COMMON CARDS, CROSS CONNECT/CONTROL CARDS, OPTICAL BASECARDS, POWER SUPPLY CARDS, POWER CABLING, OTHER HARDWARE ANDACCESSORIES INCLUDING SUB RACKS, PATCH CORD, DDF ETC FULLY EQUIPEDEXCLUDING OPTICAL INTERFACE & TRIBUTARY CARDS | EA | 1 |  | Included | 0 | 0 | 0
138 | 7000024624 | 2830 | Tele Equip BOQ at Grid SS | 1000018706 | 85176990 |  | 18 |  | S16.1 SFP | EA | 8 |  | Included | 0 | 0 | 0
139 | 7000024624 | 2780 | Tele Equip BOQ at Grid SS | 1000031374 | 85176290 |  | 18 |  | TRIBUTARY INTERFACE- E1 INTERFACE (MINIMUM 16 NOS.) | SET | 2 |  | Included | 0 | 0 | 0
140 | 7000024624 | 2790 | Tele Equip BOQ at Grid SS | 1000034950 | 85176990 |  | 18 |  | ETHERNET INTERFACE 10/100 BASE T WITH LAYER-2 SWITCHING (MIN 8INTERFACES PER CARD) | EA | 2 |  | Included | 0 | 0 | 0
141 | 7000024624 | 2800 | Tele Equip BOQ at Grid SS | 1000031381 | 85176290 |  | 18 |  | TRIBUTARY INTERFACE-GIGABIT ETHERNET INTERFACES 10/100 MBPS WITH LAYER-2 SWITCHING (MINIMUM 2 NOS.) | SET | 1 |  | Included | 0 | 0 | 0
142 | 7000024624 | 2810 | Tele Equip BOQ at Grid SS | 1000026228 | 85176290 |  | 18 |  | Equipment Cabinets For SDH | EA | 1 |  | Included | 0 | 0 | 0
143 | 7000024624 | 2820 | Tele Equip BOQ at Grid SS | 1000034998 | 85171890 |  | 18 |  | VOIP TELEPHONE INSTRUMENT WITH ONE COMMON SWITCH (MIN. 8 PORT) | EA | 2 |  | Included | 0 | 0 | 0
PS-2 220/33kV, 300MW TUSCO
144 | 7000024624 | 2870 | Tele Equip BOQ at PS2 | 1000031367 | 85176260 |  | 18 |  | SDH EQUIPMENT (STM-16 MADM UPTO 5 MSP PROTECTED DIRECTIONS)-BASEEQUIPMENT (COMMON CARDS, CROSS CONNECT/CONTROL CARDS, OPTICAL BASECARDS, POWER SUPPLY CARDS, POWER CABLING, OTHER HARDWARE ANDACCESSORIES INCLUDING SUB RACKS, PATCH CORD, DDF ETC FULLY EQUIPEDEXCLUDING OPTICAL INTERFACE & TRIBUTARY CARDS | EA | 1 |  | Included | 0 | 0 | 0
145 | 7000024624 | 2930 | Tele Equip BOQ at PS2 | 1000018706 | 85176990 |  | 18 |  | S16.1 SFP | EA | 2 |  | Included | 0 | 0 | 0
146 | 7000024624 | 2880 | Tele Equip BOQ at PS2 | 1000031374 | 85176290 |  | 18 |  | TRIBUTARY INTERFACE- E1 INTERFACE (MINIMUM 16 NOS.) | SET | 2 |  | Included | 0 | 0 | 0
147 | 7000024624 | 2890 | Tele Equip BOQ at PS2 | 1000034950 | 85176990 |  | 18 |  | ETHERNET INTERFACE 10/100 BASE T WITH LAYER-2 SWITCHING (MIN 8INTERFACES PER CARD) | EA | 2 |  | Included | 0 | 0 | 0
148 | 7000024624 | 2900 | Tele Equip BOQ at PS2 | 1000031381 | 85176290 |  | 18 |  | TRIBUTARY INTERFACE-GIGABIT ETHERNET INTERFACES 10/100 MBPS WITH LAYER-2 SWITCHING (MINIMUM 2 NOS.) | SET | 1 |  | Included | 0 | 0 | 0
149 | 7000024624 | 2910 | Tele Equip BOQ at PS2 | 1000026228 | 85176290 |  | 18 |  | Equipment Cabinets For SDH | EA | 1 |  | Included | 0 | 0 | 0
150 | 7000024624 | 2920 | Tele Equip BOQ at PS2 | 1000034998 | 85171890 |  | 18 |  | VOIP TELEPHONE INSTRUMENT WITH ONE COMMON SWITCH (MIN. 8 PORT) | EA | 2 |  | Included | 0 | 0 | 0
151 | 7000024624 | 2950 | 33kV LT TRANSFORMER | 1000001974 | 85042100 |  | 18 |  | 315kVA, 33/0.433kV, 3ph Transformer | EA | 2 |  | Included | 0 | 0 | 0
152 | 7000024624 | 2960 | 245kV, 50kA AIS EQUIPMENT | 1000001683 | 85352912 |  | 18 |  | 245kV, 1600A, 50KA Circuit Breaker(3-Phase) with support structure | EA | 6 |  | Included | 0 | 0 | 0
153 | 7000024624 | 2970 | 245kV, 50kA AIS EQUIPMENT | 1000001684 | 85359090 |  | 18 |  | 245 kV, 1600A, 50KA, 1-Phase CurrentTransformer with 120% extended currentrating | EA | 18 |  | Included | 0 | 0 | 0
154 | 7000024624 | 2980 | 245kV, 50kA AIS EQUIPMENT | 1000001772 | 85359090 |  | 18 |  | 245 kV, 4400pf Capacitive Voltage Transformer (1- Phase) | EA | 12 |  | Included | 0 | 0 | 0
155 | 7000024624 | 2990 | 245kV, 50kA AIS EQUIPMENT | 1000001688 | 85353090 |  | 18 |  | 245kV, 1600A, 50 KA, 3-phase DoubleBreak Isolator with one E/S | EA | 6 |  | Included | 0 | 0 | 0
156 | 7000024624 | 3000 | 245kV, 50kA AIS EQUIPMENT | 1000001689 | 85353090 |  | 18 |  | 245kV, 1600A, 50 KA, 3-phase DoubleBreak Isolator with two E/S | EA | 6 |  | Included | 0 | 0 | 0
157 | 7000024624 | 3010 | 245kV, 50kA AIS EQUIPMENT | 1000032777 | 85353090 |  | 18 |  | 245KV, 1600 A, 50KA, 3-PHASE, DOUBLE BREAK TANDEM ISOLATOR WITHOUT E/S | EA | 11 |  | Included | 0 | 0 | 0
158 | 7000024624 | 3020 | 245kV, 50kA AIS EQUIPMENT | 1000020417 | 85354010 |  | 18 |  | 216kV Surge Arrester (1-phase) | EA | 15 |  | Included | 0 | 0 | 0
159 | 7000024624 | 3030 | 245kV, 50kA AIS EQUIPMENT | 1000001695 | 85462040 |  | 18 |  | 245 kV, 1 phase Bus Post Insulator (except for Line Traps) | EA | 78 |  | Included | 0 | 0 | 0
160 | 7000024624 | 3040 | 245kV, 50kA AIS EQUIPMENT | 1000001738 | 85352912 |  | 18 |  | 245kV, 2500A, 50KA Circuit Breaker(3-Phase) with support structure | EA | 1 |  | Included | 0 | 0 | 0
161 | 7000024624 | 3050 | 245kV, 50kA AIS EQUIPMENT | 1000032771 | 85353090 |  | 18 |  | 245KV, 2500A, 50KA, 3-PHASE, DOUBLE BREAK ISOLATOR WITH TWO E/S | EA | 2 |  | Included | 0 | 0 | 0
162 | 7000024624 | 3060 | 245kV, 50kA AIS EQUIPMENT | 1000001739 | 85359090 |  | 18 |  | 245 kV, 2500A, 50KA, 1-Phase CurrentTransformer with 120% extended currentrating | EA | 3 |  | Included | 0 | 0 | 0
163 | 7000024624 | 3070 | 36kV AIS INDOOR PANEL | 1000064219 | 85359030 |  | 18 |  | 36KV, 2500A, 25KA, 3-PHASE INDOOR SWITCHGEAR PANEL FOR INCOMER FEEDER | SET | 4 |  | Included | 0 | 0 | 0
164 | 7000024624 | 3080 | 36kV AIS INDOOR PANEL | 1000064510 | 85389000 |  | 18 |  | 36KV, 400A, 25KA, 3-PHASE INDOOR SWITCHGEAR PANEL FOR LT TRANSFORMERFEEDER | SET | 2 |  | Included | 0 | 0 | 0
165 | 7000025442 | 10 | 36kV AIS INDOOR PANEL | 1000002038 | 85372000 |  | 18 |  | 36 kV (3-phase) Indoor Switch gear Panel for Bus Sectionaliser Module | SET | 2 |  | Included | 0 | 0 | 0
166 | 7000024624 | 3100 | 36kV AIS INDOOR PANEL | 1000064512 | 85389000 |  | 18 |  | 36KV, 800A, 25KA, 3-PHASE INDOOR SWITCHGEAR PANEL FOR OUTGOING FEEDER | SET | 14 |  | Included | 0 | 0 | 0
167 | 7000024624 | 3110 | Erection Hardware for 220kV DMT Type S/Y | 1000011265 | 72169990 |  | 18 |  | Erection Hardware for 220kV layout (Double Main and TransferScheme)-Transfer Bus Coupler Bay as per technical specification | SET | 1 |  | Included | 0 | 0 | 0
168 | 7000024624 | 3120 | Erection Hardware for 220kV DMT Type S/Y | 1000011253 | 72169990 |  | 18 |  | Erection Hardware for 220kV layout (Double Main and TransferScheme)-Bus Coupler Bay as per technical specification | SET | 1 |  | Included | 0 | 0 | 0
169 | 7000024624 | 3130 | Erection Hardware for 220kV DMT Type S/Y | 1000011264 | 72169990 |  | 18 |  | Erection Hardware for 220kV layout (Double Main and TransferScheme)-Transformer Bay as per technical specification | SET | 3 |  | Included | 0 | 0 | 0
170 | 7000024624 | 3140 | Erection Hardware for 220kV DMT Type S/Y | 1000011261 | 72169990 |  | 18 |  | Erection Hardware for 220kV layout (Double Main and TransferScheme)-Line Bay as per technical specification | SET | 2 |  | Included | 0 | 0 | 0
171 | 7000024624 | 3150 | Erection Hardware for 220kV DMT Type S/Y | 1000011257 | 72169990 |  | 18 |  | Erection Hardware for 220kV layout (Double Main and TransferScheme)-Bus work (three Bay) as per technical specification | SET | 1 |  | Included | 0 | 0 | 0
172 | 7000024624 | 3160 | Erection Hardware for 220kV DMT Type S/Y | 1000011256 | 72169990 |  | 18 |  | Erection Hardware for 220kV layout (Double Main and TransferScheme)-Bus work (two Bay) as per technical specification | SET | 2 |  | Included | 0 | 0 | 0
173 | 7000024624 | 3170 | 33 kV HT Cable | 1000041228 | 85469090 |  | 18 |  | 33KV POWER CABLE TERMINATION KIT | EA | 51 |  | Included | 0 | 0 | 0
174 | 7000024624 | 3180 | 33 kV HT Cable | 1000034977 | 85446090 |  | 18 |  | 33KV, 1CX630 SQMM XLPE AL ARMOURED CABLE ALONGWITH ACCESSORIES AS PERTECH. SPECIFICATION | KM | 3 |  | Included | 0 | 0 | 0
175 | 7000024624 | 3190 | 33 kV HT Cable | 1000034060 | 85446090 |  | 18 |  | 33KV, 3CX95 SQMM XLPE AL ARMOURED CABLE ALONGWITH ACCESSORIES AS PERTECH. SPECIFICATION | KM | 0.2 |  | Included | 0 | 0 | 0
176 | 7000024624 | 3200 | Earthmat | 1000032055 | 72159090 |  | 18 |  | 40 MM MS ROD FOR MAIN EARTHMAT | KM | 5 |  | Included | 0 | 0 | 0
177 | 7000024624 | 3210 | CONTROL & RELAY PANEL | 1000001166 | 85371000 |  | 18 |  | 220kV Bus Bar Protection Panel (Single)-(with Automation) | SET | 1 |  | Included | 0 | 0 | 0
178 | 7000024624 | 3220 | CONTROL & RELAY PANEL | 1000001566 | 85371000 |  | 18 |  | 220kV Transformer Protection Panel (For both HV & MV side)-(withAutomation) | EA | 3 |  | Included | 0 | 0 | 0
179 | 7000024624 | 3230 | CONTROL & RELAY PANEL | 1000001330 | 85371000 |  | 18 |  | 220kV Line Protection Panel (with Automation) | EA | 2 |  | Included | 0 | 0 | 0
180 | 7000024624 | 3240 | CONTROL & RELAY PANEL | 1000001170 | 85371000 |  | 18 |  | 220kV Circuit Breaker Relay Panel with Auto Reclose (with Automation) | EA | 7 |  | Included | 0 | 0 | 0
181 | 7000024624 | 3250 | CONTROL & RELAY PANEL | 1000026235 | 85371000 |  | 18 |  | Line Current Differential Relay | SET | 4 |  | Included | 0 | 0 | 0
182 | 7000024624 | 3260 | SAS | 1000001332 | 85371000 |  | 18 |  | Complete Substation automation System for 220kV bay as per TechnicalSpecification | EA | 7 |  | Included | 0 | 0 | 0
183 | 7000024624 | 3270 | SAS | 1000002018 | 85371000 |  | 18 |  | Complete Substation automation System for 33kV bay as per TechnicalSpecification | EA | 22 |  | Included | 0 | 0 | 0
184 | 7000024624 | 3280 | VMS | 1000025861 | 85287390 |  | 18 |  | Visual Monitoring System for Watch & Ward | SET | 1 |  | Included | 0 | 0 | 0
185 | 7000024624 | 3290 | LT SWITCHGEAR | 1000055468 | 85371000 |  | 18 |  | LT SWITCH GEAR (AS PER LT SLD ENCLOSED IN TECHNICAL SPECIFICATION) | SET | 1 |  | Included | 0 | 0 | 0
186 | 7000024624 | 3300 | BATTERY & BATTERY CHARGER | 1000027575 | 85044030 |  | 18 |  | 220V Float Cum Boost Battery Charger | EA | 2 |  | Included | 0 | 0 | 0
187 | 7000024624 | 3310 | BATTERY & BATTERY CHARGER | 1000027578 | 85044030 |  | 18 |  | 48V Float Cum Boost Battery Charger | EA | 2 |  | Included | 0 | 0 | 0
188 | 7000024624 | 3320 | BATTERY & BATTERY CHARGER | 1000027377 | 85072000 |  | 28 |  | 220V Battery set | SET | 2 |  | Included | 0 | 0 | 0
189 | 7000024624 | 3330 | BATTERY & BATTERY CHARGER | 1000027411 | 85072000 |  | 28 |  | 48V Battery set | SET | 2 |  | Included | 0 | 0 | 0
190 | 7000024624 | 3340 | DG SET | 1000000541 | 85021200 |  | 18 |  | 100 kVA Diesel Generator along with control Panel | SET | 1 |  | Included | 0 | 0 | 0
191 | 7000024624 | 3350 | POWER & CONTROL CABLE | 1000031964 | 85446020 |  | 18 |  | 1.1KV GRADE 3CX2.5 SQMM CONTROL CABLE | KM | 11 |  | Included | 0 | 0 | 0
192 | 7000024624 | 3360 | POWER & CONTROL CABLE | 1000031987 | 85446020 |  | 18 |  | 1.1KV GRADE 5CX2.5 SQMM CONTROL CABLE | KM | 7 |  | Included | 0 | 0 | 0
193 | 7000024624 | 3370 | POWER & CONTROL CABLE | 1000031993 | 85446020 |  | 18 |  | 1.1KV GRADE 7CX2.5 SQMM CONTROL CABLE | KM | 2 |  | Included | 0 | 0 | 0
194 | 7000024624 | 3380 | POWER & CONTROL CABLE | 1000031887 | 85446020 |  | 18 |  | 1.1KV GRADE 10CX2.5 SQMM CONTROL CABLE | KM | 2 |  | Included | 0 | 0 | 0
195 | 7000024624 | 3390 | POWER & CONTROL CABLE | 1000031904 | 85446020 |  | 18 |  | 1.1KV GRADE 14CX2.5 SQMM CONTROL CABLE | KM | 3 |  | Included | 0 | 0 | 0
196 | 7000024624 | 3400 | POWER & CONTROL CABLE | 1000032049 | 85446020 |  | 18 |  | 4PAIR, 0.5 SQ.MM SCREENED CABLE | KM | 1 |  | Included | 0 | 0 | 0
197 | 7000024624 | 3410 | POWER & CONTROL CABLE | 1000031919 | 85446090 |  | 18 |  | 1.1KV GRADE 1CX630 SQ. MM (XLPE) POWER CABLE | KM | 2 |  | Included | 0 | 0 | 0
198 | 7000024624 | 3420 | POWER & CONTROL CABLE | 1000031951 | 85446090 |  | 18 |  | 1.1KV GRADE 3.5CX300 SQMM (XLPE) POWER CABLE | KM | 1 |  | Included | 0 | 0 | 0
199 | 7000024624 | 3430 | POWER & CONTROL CABLE | 1000031957 | 85446020 |  | 18 |  | 1.1KV GRADE 3.5CX70 SQMM (PVC) POWER CABLE | KM | 1 |  | Included | 0 | 0 | 0
200 | 7000024624 | 3440 | POWER & CONTROL CABLE | 1000031953 | 85446020 |  | 18 |  | 1.1KV GRADE 3.5CX35 SQMM (PVC) POWER CABLE | KM | 3 |  | Included | 0 | 0 | 0
201 | 7000024624 | 3450 | POWER & CONTROL CABLE | 1000031976 | 85446020 |  | 18 |  | 1.1KV GRADE 4CX16 SQMM (PVC) POWER CABLE | KM | 2 |  | Included | 0 | 0 | 0
202 | 7000024624 | 3460 | POWER & CONTROL CABLE | 1000031943 | 85446020 |  | 18 |  | 1.1KV GRADE 2CX6 SQMM (PVC) POWER CABLE | KM | 5 |  | Included | 0 | 0 | 0
203 | 7000024624 | 3470 | POWER & CONTROL CABLE | 1000031985 | 85446020 |  | 18 |  | 1.1KV GRADE 4CX6 SQMM (PVC) POWER CABLE | KM | 5 |  | Included | 0 | 0 | 0
204 | 7000024624 | 3480 | POWER & CONTROL CABLE | 1000056265 | 85446020 |  | 18 |  | 1.1KV GRADE 27CX1.5 SQMM CONTROL CABLE | KM | 5 |  | Included | 0 | 0 | 0
205 | 7000024624 | 3490 | POWER & CONTROL CABLE | 1000056264 | 85446020 |  | 18 |  | 1.1KV GRADE 19CX1.5 SQMM CONTROL CABLE | KM | 3 |  | Included | 0 | 0 | 0
206 | 7000024624 | 3500 | POWER & CONTROL CABLE | 1000031911 | 85446020 |  | 18 |  | 1.1KV GRADE 1CX150 SQMM (PVC) POWER CABLE | KM | 0.5 |  | Included | 0 | 0 | 0
207 | 7000024624 | 3510 | AIR CONDITIONING & VENTILATION SYSTEM | 1000013502 | 84158210 |  | 28 |  | High wall type split AC unit of 2 TR capacity | EA | 15 |  | Included | 0 | 0 | 0
208 | 7000024624 | 3520 | FIRE FIGHTING SYSTEM | 1000028771 | 84241000 |  | 18 |  | PORTABLE FIRE EXTINGUISHER-DCP TYPE 4.5/5 KG | EA | 5 |  | Included | 0 | 0 | 0
209 | 7000024624 | 3530 | FIRE FIGHTING SYSTEM | 1000012022 | 84241000 |  | 18 |  | 4.5 kg CO2 type Portable Fire extinguisher | EA | 6 |  | Included | 0 | 0 | 0
210 | 7000024624 | 3540 | FIRE FIGHTING SYSTEM | 1000012027 | 84241000 |  | 18 |  | 9litre water type Portable Fire extinguisher | EA | 4 |  | Included | 0 | 0 | 0
211 | 7000024624 | 3550 | FIRE FIGHTING SYSTEM | 1000012013 | 85311020 |  | 18 |  | Fire Detection and Alarm System for Control Room Building(220kV) | SET | 1 |  | Included | 0 | 0 | 0
212 | 7000024624 | 3560 | FIRE FIGHTING SYSTEM | 1000028551 | 84137010 |  | 12 |  | Diesel Engine driven Hydrant system with Water tank, Pump Room, DGdriven pump, O/G & U/G piping, hydrant points for transformers,buildings, store yard and accessories etc. | LS | 1 |  | Included | 0 | 0 | 0
213 | 7000024624 | 3570 | ILLUMINATION SYSTEM | 1000014547 | 85371000 |  | 18 |  | Lighting Panel type ACP-2 as per technical specification | EA | 2 |  | Included | 0 | 0 | 0
214 | 7000024624 | 3580 | ILLUMINATION SYSTEM | 1000014549 | 94059900 |  | 18 |  | Lighting Panel type DCP as per technical specification | EA | 1 |  | Included | 0 | 0 | 0
215 | 7000024624 | 3590 | ILLUMINATION SYSTEM | 1000001050 | 94059900 |  | 18 |  | 15A, 240V: Outdoor Receptacle 2 pole, 3-pin modular (type RO) as pertechnical specifications | EA | 2 |  | Included | 0 | 0 | 0
216 | 7000024624 | 3600 | ILLUMINATION SYSTEM | 1000004952 | 94059900 |  | 18 |  | 63A, 415V : Interlocked switch socket outdoor Receptacle (type RP) asper technical specifications | EA | 1 |  | Included | 0 | 0 | 0
217 | 7000024624 | 3610 | ILLUMINATION SYSTEM | 1000001894 | 94059900 |  | 18 |  | Outdoor Power Receptacle for oilfiltration unit (250A) | EA | 1 |  | Included | 0 | 0 | 0
218 | 7000024624 | 3620 | ILLUMINATION SYSTEM | 1000038325 | 94059900 |  | 18 |  | LIGHTING FIXTURE LED LUMINAIRES TYPE FL2 AS PER TECH. SPECIFICATIONS | EA | 30 |  | Included | 0 | 0 | 0
219 | 7000024624 | 3630 | ILLUMINATION SYSTEM | 1000009646 | 94059900 |  | 18 |  | Control room cum administrative building (220kV) illumination | LOT | 1 |  | Included | 0 | 0 | 0
220 | 7000024624 | 3640 | ILLUMINATION SYSTEM | 1000030002 | 94059900 |  | 18 |  | Fire fighting pumphouse building illimunation including conduit | LS | 1 |  | Included | 0 | 0 | 0
221 | 7000024624 | 3650 | ILLUMINATION SYSTEM | 1000030151 | 94059900 |  | 18 |  | Security Room Illumination including conduit | LS | 1 |  | Included | 0 | 0 | 0
222 | 7000024624 | 3660 | ILLUMINATION SYSTEM | 1000038389 | 94051090 |  | 18 |  | LED STREET LIGHT LUMINAIRE TYPE SL-L1 (= 45W)AS PER TECHNICALSPECIFICATION | EA | 15 |  | Included | 0 | 0 | 0
223 | 7000024624 | 3670 | ILLUMINATION SYSTEM | 1000038397 | 94059900 |  | 18 |  | TYPE L1 STREET LIGHTING POLE OF 6 METER AS PER TECHNICALSPECIFICATION. | EA | 15 |  | Included | 0 | 0 | 0
224 | 7000024624 | 3680 | ILLUMINATION SYSTEM | 1000038041 | 94051090 |  | 18 |  | LIGHTING FIXTURE LED LUMINAIRES TYPE SL-D1 AS PER TECH. SPECIFICATIONS | EA | 5 |  | Included | 0 | 0 | 0
225 | 7000024624 | 3690 | ILLUMINATION SYSTEM | 1000038396 | 94059900 |  | 18 |  | TYPE D1 POST TOP LANTERN POLE OF 4 METER AS PER TECHNICALSPECIFICATION. | EA | 5 |  | Included | 0 | 0 | 0
226 | 7000024624 | 3700 | 220 kV TOWERS | 1000020091 | 73082011 |  | 18 |  | Fabrication, galvanising and supply of Std LM (50m) includingnuts, bolts, all type of washers, packplates, step bolts and gussetplates excluding foundation bolts | EA | 2 |  | Included | 0 | 0 | 0
227 | 7000024624 | 3710 | 220 kV TOWERS | 1000020088 | 73082011 |  | 18 |  | Fabrication, galvanising and supply of Standard 220 kV Gantry BG1including nuts, bolts, all type of washers, packplates, step bolts andgusset plates excluding foundation bolts | EA | 10 |  | Included | 0 | 0 | 0
228 | 7000024624 | 3720 | 220 kV TOWERS | 1000020086 | 73082011 |  | 18 |  | Fabrication, galvanising and supply of Standard 220 kV Gantry B1including nuts, bolts, all type of washers, packplates, step bolts andgusset plates excluding foundation bolts | EA | 12 |  | Included | 0 | 0 | 0
229 | 7000024624 | 3730 | 220 kV TOWERS | 1000020110 | 73082011 |  | 18 |  | Fabrication, galvanising and supply of Standard 220 kV Tower CTHincluding nuts, bolts, all type of washers, packplates, step bolts andgusset plates excluding foundation bolts | EA | 4 |  | Included | 0 | 0 | 0
230 | 7000024624 | 3740 | 220 kV TOWERS | 1000020109 | 73082011 |  | 18 |  | Fabrication, galvanising and supply of Standard 220 kV Tower CTGincluding nuts, bolts, all type of washers, packplates, step bolts andgusset plates excluding foundation bolts | EA | 4 |  | Included | 0 | 0 | 0
231 | 7000024624 | 3750 | 220 kV TOWERS | 1000020104 | 73082011 |  | 18 |  | Fabrication, galvanising and supply of Standard 220 kV Tower CTBincluding nuts, bolts, all type of washers, packplates, step bolts andgusset plates excluding foundation bolts | EA | 1 |  | Included | 0 | 0 | 0
232 | 7000024624 | 3760 | 220 kV TOWERS | 1000020099 | 73082011 |  | 18 |  | Fabrication, galvanising and supply of Standard 220 kV Tower CCincluding nuts, bolts, all type of washers, packplates, step bolts andgusset plates excluding foundation bolts | EA | 4 |  | Included | 0 | 0 | 0
233 | 7000024624 | 3770 | 220 kV TOWERS | 1000020111 | 73082011 |  | 18 |  | Fabrication, galvanising and supply of Standard 220 kV Tower CTIincluding nuts, bolts, all type of washers, packplates, step bolts andgusset plates excluding foundation bolts | EA | 5 |  | Included | 0 | 0 | 0
234 | 7000024624 | 3780 | 220 kV TOWERS | 1000020097 | 73082011 |  | 18 |  | Fabrication, galvanising and supply of Standard 220 kV Tower CAincluding nuts, bolts, all type of washers, packplates, step bolts andgusset plates excluding foundation bolts | EA | 4 |  | Included | 0 | 0 | 0
235 | 7000024624 | 3790 | 220 kV TOWERS | 1000020105 | 73082011 |  | 18 |  | Fabrication, galvanising and supply of Standard 220 kV Tower CTCincluding nuts, bolts, all type of washers, packplates, step bolts andgusset plates excluding foundation bolts | EA | 2 |  | Included | 0 | 0 | 0
236 | 7000024624 | 3800 | 220 kV TOWERS | 1000020098 | 73082011 |  | 18 |  | Fabrication, galvanising and supply of Standard 220 kV Tower CBincluding nuts, bolts, all type of washers, packplates, step bolts andgusset plates excluding foundation bolts | EA | 2 |  | Included | 0 | 0 | 0
237 | 7000024624 | 3810 | 220 kV TOWERS | 1000020106 | 73082011 |  | 18 |  | Fabrication, galvanising and supply of Standard 220 kV Tower CTDincluding nuts, bolts, all type of washers, packplates, step bolts andgusset plates excluding foundation bolts | EA | 1 |  | Included | 0 | 0 | 0
238 | 7000024624 | 3820 | 220 kV TOWERS | 1000020107 | 73082011 |  | 18 |  | Fabrication, galvanising and supply of Standard 220 kV Tower CTEincluding nuts, bolts, all type of washers, packplates, step bolts andgusset plates excluding foundation bolts | EA | 1 |  | Included | 0 | 0 | 0
239 | 7000024624 | 3830 | 220kV Equipment support structures | 1000017565 | 73045930 |  | 18 |  | Fabrication, galvanising and supply of Std Pipe Structure - 220 kV highBPI including nuts, bolts, all type of washers, packplates, step boltsand gusset plates excluding foundation bolts | EA | 21 |  | Included | 0 | 0 | 0
240 | 7000024624 | 3840 | 220kV Equipment support structures | 1000020187 | 73045930 |  | 18 |  | Fabrication, galvanising and supply of Standard Pipe Structure - 220kV CT including nuts, bolts, all type of washers, packplates, stepbolts and gusset plates excluding foundation bolts | EA | 21 |  | Included | 0 | 0 | 0
241 | 7000024624 | 3850 | 220kV Equipment support structures | 1000020188 | 73045930 |  | 18 |  | Fabrication, galvanising and supply of Standard Pipe Structure - 220kV CVT including nuts, bolts, all type of washers, packplates, stepbolts and gusset plates excluding foundation bolts | EA | 12 |  | Included | 0 | 0 | 0
242 | 7000024624 | 3860 | 220kV Equipment support structures | 1000020189 | 73045930 |  | 18 |  | Fabrication, galvanising and supply of Standard Pipe Structure - 220kV ISOLATOR including nuts, bolts, all type of washers, packplates,step bolts and gusset plates excluding foundation bolts | EA | 25 |  | Included | 0 | 0 | 0
243 | 7000024624 | 3870 | 220kV Equipment support structures | 1000020190 | 73045930 |  | 18 |  | Fabrication, galvanising and supply of Standard Pipe Structure - 220kV SA including nuts, bolts, all type of washers, packplates, stepbolts and gusset plates excluding foundation bolts | EA | 15 |  | Included | 0 | 0 | 0
244 | 7000024624 | 3880 | 220kV Equipment support structures | 1000020186 | 73045930 |  | 18 |  | Fabrication, galvanising and supply of Std Pipe Structure - 220 kVBPI including nuts, bolts, all type of washers, packplates, step boltsand gusset plates excluding foundation bolts | EA | 57 |  | Included | 0 | 0 | 0
245 | 7000024624 | 3890 | 220kV Equipment support structures | 1000015952 | 73082011 |  | 18 |  | Fabrication, galvanising and supply of Equipment Support (Pipe)Structures to be designed during detailed engineering | MT | 2 |  | Included | 0 | 0 | 0
246 | 7000024624 | 3900 | 220kV Equipment support structures | 1000015954 | 73082011 |  | 18 |  | Fabrication, galvanising and supply of Lattice Structures (MS Steel),to be designed during detailed engineering, for towers, beams andequipment support structure including pack plates / packwashers andgusset plates excluding fasteners and foundation bolts | MT | 2 |  | Included | 0 | 0 | 0
247 | 7000024624 | 3910 | 220kV Equipment support structures | 1000011713 | 73082011 |  | 18 |  | Fabrication, galvanising and supply of fasteners ( nuts, bolts andwashers ) including step bolts for lattice and pipe structures to bedesigned during detailed engineering | MT | 1 |  | Included | 0 | 0 | 0
248 | 7000024624 | 4090 | Foundation bolt | 1000012366 | 73082011 |  | 18 |  | Fabrication, galvanising and supply of 28mm dia foundation boltsincluding nuts, checknuts, washers and packplates. | EA | 1268 |  | Included | 0 | 0 | 0
249 | 7000024624 | 4100 | Foundation bolt | 1000012368 | 73082011 |  | 18 |  | Fabrication, galvanising and supply of 40mm dia foundation boltsincluding nuts, checknuts, washers and packplates. | EA | 140 |  | Included | 0 | 0 | 0
250 | 7000024624 | 4110 | Foundation bolt | 1000012369 | 73082011 |  | 18 |  | Fabrication, galvanising and supply of 56mm dia foundation boltsincluding nuts, checknuts, washers and packplates | EA | 208 |  | Included | 0 | 0 | 0
251 | 7000024624 | 4140 | PMU at PS2 | 1000017518 | 85364900 |  | 18 |  | PMU with GPS Clock (clock can be either internal or external) | EA | 2 |  | Included | 0 | 0 | 0
252 | 7000024624 | 4150 | PMU at PS2 | 1000022512 | 90311000 |  | 18 |  | WAMS Hardware - Time System (GPS receiver) | EA | 2 |  | Included | 0 | 0 | 0
253 | 7000024624 | 4160 | PMU at PS2 | 1000022510 | 85176290 |  | 18 |  | WAMS Hardware - Substation Grade Layer-3 LAN Switches with minimum 4 x10/100 Mbps Ethernet ports and 2 x 1 Gbps Ethernet ports | EA | 3 |  | Included | 0 | 0 | 0
254 | 7000024624 | 4170 | PMU at PS2 | 1000022487 | 85447090 |  | 18 |  | WAMS Miscellaneous - Armored Fibre Optic Cable and associatedtermination (e.g. L2 Switch) for connecting PMU panels located indifferent control room of a station | EA | 1 |  | Included | 0 | 0 | 0
255 | 7000024624 | 4190 | MANDATORY SPARE | 1000025935 | 85389000 |  | 18 |  | Spare-245kV Circuit Breaker | SET | 1 |  | Included | 0 | 0 | 0
256 | 7000024624 | 4200 | MANDATORY SPARE | 1000025936 | 85353090 |  | 18 |  | Spare-245kV Isolator | SET | 1 |  | Included | 0 | 0 | 0
257 | 7000024624 | 4210 | MANDATORY SPARE | 1000025930 | 85354010 |  | 18 |  | Spare-216kV Surge Arrester | SET | 1 |  | Included | 0 | 0 | 0
258 | 7000024624 | 4220 | MANDATORY SPARE | 1000019912 | 85371000 |  | 18 |  | Relay & protection Panels (with automation) | LS | 1 |  | Included | 0 | 0 | 0
259 | 7000024624 | 4230 | MANDATORY SPARE | 1000019927 | 85389000 |  | 18 |  | Spares-Substation Automation System | LS | 1 |  | Included | 0 | 0 | 0
260 | 7000024624 | 4240 | MANDATORY SPARE | 1000025933 | 85389000 |  | 18 |  | Spare-245kV CT | SET | 1 |  | Included | 0 | 0 | 0
261 | 7000024624 | 4250 | MANDATORY SPARE | 1000025934 | 85359090 |  | 18 |  | Spare-245kV CVT | SET | 1 |  | Included | 0 | 0 | 0
262 | 7000024624 | 4260 | PLCC | 1000010638 | 85176210 |  | 18 |  | Digital Protection Coupler | EA | 2 |  | Included | 0 | 0 | 0
263 | 7000024624 | 4290 | Remote End PLCC | 1000010638 | 85176210 |  | 18 |  | Digital Protection Coupler | EA | 2 |  | Included | 0 | 0 | 0
264 | 7000024624 | 4300 | 220kV Insulator and Hardware | 1000055978 | 72169990 |  | 18 |  | 220KV TENSION INSULATOR STRING AND ASSOCIATED HARDWARE FITTINGSWITHOUT TURN BUCKLE SUITABLE FOR QUAD CONDUCTOR | EA | 21 |  | Included | 0 | 0 | 0
265 | 7000024624 | 4310 | 220kV Insulator and Hardware | 1000055980 | 72169990 |  | 18 |  | 220KV TENSION INSULATOR STRING AND ASSOCIATED HARDWARE FITTINGSWITHOUT TURN BUCKLE SUITABLE FOR TWIN CONDUCTOR | EA | 18 |  | Included | 0 | 0 | 0
266 | 7000024624 | 4320 | 220kV Insulator and Hardware | 1000055981 | 72169990 |  | 18 |  | 220KV TENSION INSULATOR STRING AND ASSOCIATED HARDWARE FITTINGS WITHTURN BUCKLE SUITABLE FOR QUAD CONDUCTOR | EA | 21 |  | Included | 0 | 0 | 0
267 | 7000024624 | 4330 | 220kV Insulator and Hardware | 1000055983 | 72169990 |  | 18 |  | 220KV TENSION INSULATOR STRING AND ASSOCIATED HARDWARE FITTINGS WITHTURN BUCKLE SUITABLE FOR TWIN CONDUCTOR | EA | 24 |  | Included | 0 | 0 | 0
268 | 7000024624 | 4340 | 220kV Insulator and Hardware | 1000055975 | 72169990 |  | 18 |  | 220KV SUSPENSION INSULATOR STRING AND ASSOCIATED HARDWARE FITTINGSWITH DROP CLAMP SUITABLE FOR TWIN CONDUCTOR | EA | 18 |  | Included | 0 | 0 | 0
269 | 7000024624 | 4350 | 220kV Insulator and Hardware | 1000055977 | 72169990 |  | 18 |  | 220KV SUSPENSION INSULATOR STRING AND ASSOCIATED HARDWARE FITTINGSWITH THROUGH CLAMP SUITABLE FOR TWIN CONDUCTOR | EA | 6 |  | Included | 0 | 0 | 0
270 | 7000024624 | 4360 | 220kV Insulator and Hardware | 1000055973 | 72169990 |  | 18 |  | 220KV SUSPENSION INSULATOR STRING AND ASSOCIATED HARDWARE FITTINGSWITH DROP CLAMP SUITABLE FOR QUAD CONDUCTOR | EA | 3 |  | Included | 0 | 0 | 0
220kV DC PSS1 to GSS
271 | 7000024624 | 10 | FABRICATION AND SUPPLY | 1000013391 | 73082011 |  | 18 |  | Fabrication, galvanising & supply ofvarious types of towers & towerparts,tower/leg extensions (complete)excluding step bolt, stubs andbolts &nuts but including hangers, D-Shackles,pack washers etc.-HTSteel for NormalTowers | MT | 51.55 |  | Included | 0 | 0 | 0
272 | 7000024624 | 20 | FABRICATION AND SUPPLY | 1000015274 | 73082011 |  | 18 |  | Fabrication, galvanising & supply ofvarious types of towers & towerparts,tower/leg extensions (complete)excluding step bolt, stubs andbolts &nuts but including hangers, D-Shackles,pack washers etc.-MSSteel for NormalTowers | MT | 55.75 |  | Included | 0 | 0 | 0
273 | 7000024624 | 30 | FABRICATION AND SUPPLY | 1000013472 | 73181500 |  | 18 |  | Supply of Hexagonal Bolts & Nuts fortowers including Step Bolts,SpringWashers etc. | MT | 6.39 |  | Included | 0 | 0 | 0
274 | 7000024624 | 40 | FABRICATION AND SUPPLY | 1000013393 | 73082011 |  | 18 |  | Fabrication, galvanising & supply ofstubs with cleats for varioustypes oftowers and tower extensions(complete)with packwashers excluding supply ofbolts & nuts-HT Steel for Normal Towers | MT | 4.82 |  | Included | 0 | 0 | 0
275 | 7000024624 | 50 | FABRICATION AND SUPPLY | 1000007847 | 73181500 |  | 18 |  | Supply of Bolts & Nuts for Stubsincluding Spring Washers etc. | MT | 0.16 |  | Included | 0 | 0 | 0
276 | 7000024624 | 340 | FABRICATION AND SUPPLY SPARES | 1000013391 | 73082011 |  | 18 |  | Fabrication, galvanising & supply ofvarious types of towers & towerparts,tower/leg extensions (complete)excluding step bolt, stubs andbolts &nuts but including hangers, D-Shackles,pack washers etc.-HTSteel for NormalTowers | MT | 0.6 |  | Included | 0 | 0 | 0
277 | 7000024624 | 350 | FABRICATION AND SUPPLY SPARES | 1000015274 | 73082011 |  | 18 |  | Fabrication, galvanising & supply ofvarious types of towers & towerparts,tower/leg extensions (complete)excluding step bolt, stubs andbolts &nuts but including hangers, D-Shackles,pack washers etc.-MSSteel for NormalTowers | MT | 0.6 |  | Included | 0 | 0 | 0
278 | 7000024624 | 360 | FABRICATION AND SUPPLY SPARES | 1000013472 | 73181500 |  | 18 |  | Supply of Hexagonal Bolts & Nuts fortowers including Step Bolts,SpringWashers etc. | MT | 0.1 |  | Included | 0 | 0 | 0
279 | 7000024624 | 60 | EARTHING OF TOWERS | 1000017587 | 73082011 |  | 18 |  | Supply of Pipe Type Earthing | EA | 15 |  | Included | 0 | 0 | 0
280 | 7000024624 | 70 | EARTHING OF TOWERS | 1000010003 | 73082011 |  | 18 |  | Supply of Counterpoise type (120 mlength) | EA | 4 |  | Included | 0 | 0 | 0
281 | 7000024624 | 80 | EARTHING OF TOWERS | 1000038340 | 73082011 |  | 18 |  | ROD TYPE EARTHING | EA | 15 |  | Included | 0 | 0 | 0
282 | 7000024624 | 90 | EARTHING OF TOWERS | 1000019718 | 73082011 |  | 18 |  | Supply of Shieldwire EarthingincludingPG clamps, downlead clampsbutexcluding Earthwire bits for Pipetypeearthing | EA | 1 |  | Included | 0 | 0 | 0
283 | 7000024624 | 100 | TOWER ACCESSORIES | 1000010538 | 73082011 |  | 18 |  | Danger Plate for 220kV | EA | 19 |  | Included | 0 | 0 | 0
284 | 7000024624 | 110 | TOWER ACCESSORIES | 1000015970 | 73082011 |  | 18 |  | Number Plate for 220kV | EA | 19 |  | Included | 0 | 0 | 0
285 | 7000024624 | 120 | TOWER ACCESSORIES | 1000017508 | 73082011 |  | 18 |  | Phase Plate (Set of three) | SET | 38 |  | Included | 0 | 0 | 0
286 | 7000024624 | 130 | TOWER ACCESSORIES | 1000009119 | 73082011 |  | 18 |  | Circuit Plate (Set of two) | SET | 19 |  | Included | 0 | 0 | 0
287 | 7000024624 | 140 | TOWER ACCESSORIES | 1000006779 | 73082011 |  | 18 |  | Supply of Anti-Climbing Devices ofBarbedWire Type | SET | 19 |  | Included | 0 | 0 | 0
288 | 7000024624 | 150 | TOWER ACCESSORIES | 1000007735 | 73082011 |  | 18 |  | Bird Guard (Set of Three) | SET | 22 |  | Included | 0 | 0 | 0
289 | 7000024624 | 160 | CONDUCTOR | 1000030868 | 76042910 |  | 18 |  | ACSR ZEBRA CONDUCTOR | KM | 34.91 |  | Included | 0 | 0 | 0
290 | 7000024624 | 170 | INSULATOR | 1000009323 | 85469090 |  | 18 |  | Composite long rod Insulators for 220kV Transmission Line-70 KN (Length-2030 mm, Creepage-7595 mm) | EA | 78 |  | Included | 0 | 0 | 0
291 | 7000024624 | 180 | INSULATOR | 1000009322 | 85469090 |  | 18 |  | Composite long rod Insulators for 220kV Transmission Line-120 KN (Length-2175 mm, Creepage-7595 mm) | EA | 96 |  | Included | 0 | 0 | 0
292 | 7000024624 | 370 | INSULATOR SPARES | 1000009323 | 85469090 |  | 18 |  | Composite long rod Insulators for 220kV Transmission Line-70 KN (Length-2030 mm, Creepage-7595 mm) | EA | 8 |  | Included | 0 | 0 | 0
293 | 7000024624 | 380 | INSULATOR SPARES | 1000009322 | 85469090 |  | 18 |  | Composite long rod Insulators for 220kV Transmission Line-120 KN (Length-2175 mm, Creepage-7595 mm) | EA | 10 |  | Included | 0 | 0 | 0
294 | 7000024624 | 190 | HARDWARE FITTINGS | 1000019801 | 73082011 |  | 18 |  | Hardware Fittings for 220kV AC with ACSR Zebra Conductor-Single "I"Suspension String | SET | 66 |  | Included | 0 | 0 | 0
295 | 7000024624 | 200 | HARDWARE FITTINGS | 1000019796 | 73082011 |  | 18 |  | Hardware Fittings for 220kV AC with ACSR Zebra Conductor-Single ISuspension String (Pilot) | SET | 12 |  | Included | 0 | 0 | 0
296 | 7000024624 | 210 | HARDWARE FITTINGS | 1000019817 | 73082011 |  | 18 |  | Hardware Fittings for 220kV AC with ACSR Zebra Conductor-SingleTension | SET | 96 |  | Included | 0 | 0 | 0
297 | 7000024624 | 390 | HARDWARE FITTINGS SPARES | 1000019801 | 73082011 |  | 18 |  | Hardware Fittings for 220kV AC with ACSR Zebra Conductor-Single "I"Suspension String | SET | 2 |  | Included | 0 | 0 | 0
298 | 7000024624 | 400 | HARDWARE FITTINGS SPARES | 1000019796 | 73082011 |  | 18 |  | Hardware Fittings for 220kV AC with ACSR Zebra Conductor-Single ISuspension String (Pilot) | SET | 1 |  | Included | 0 | 0 | 0
299 | 7000024624 | 410 | HARDWARE FITTINGS SPARES | 1000019817 | 73082011 |  | 18 |  | Hardware Fittings for 220kV AC with ACSR Zebra Conductor-SingleTension | SET | 2 |  | Included | 0 | 0 | 0
300 | 7000024624 | 220 | CONDUCTOR ACCESSORIES | 1000015507 | 76169990 |  | 18 |  | Mid Span Compression Joint for Conductor ACSR singleZebra | EA | 16 |  | Included | 0 | 0 | 0
301 | 7000024624 | 230 | CONDUCTOR ACCESSORIES | 1000018431 | 76169990 |  | 18 |  | Repair Sleeve for Conductor ACSR single Zebra | EA | 5 |  | Included | 0 | 0 | 0
302 | 7000024624 | 240 | CONDUCTOR ACCESSORIES | 1000022416 | 73082011 |  | 18 |  | Vibration Damper for Conductor ACSR single Zebra | EA | 324 |  | Included | 0 | 0 | 0
303 | 7000024624 | 420 | CONDUCTOR ACCESSORIES SPARES | 1000015507 | 76169990 |  | 18 |  | Mid Span Compression Joint for Conductor ACSR singleZebra | EA | 1 |  | Included | 0 | 0 | 0
304 | 7000024624 | 430 | CONDUCTOR ACCESSORIES SPARES | 1000018431 | 76169990 |  | 18 |  | Repair Sleeve for Conductor ACSR single Zebra | EA | 1 |  | Included | 0 | 0 | 0
305 | 7000024624 | 440 | CONDUCTOR ACCESSORIES SPARES | 1000022416 | 73082011 |  | 18 |  | Vibration Damper for Conductor ACSR single Zebra | EA | 7 |  | Included | 0 | 0 | 0
306 | 7000024624 | 460 | OPGW Supply 24F | 1000030940 | 85447090 |  | 18 |  | 24 FIBRE (DWSM) OPGW FIBRE OPTIC CABLE | KM | 6.048 |  | Included | 0 | 0 | 0
307 | 7000024624 | 470 | OPGW Supply 24F | 1000020444 | 82057000 |  | 18 |  | Suspension clamp assembly for 24 fibreOPGW | EA | 10 |  | Included | 0 | 0 | 0
308 | 7000024624 | 480 | OPGW Supply 24F | 1000033144 | 82057000 |  | 18 |  | TENSION ASSEMBLY - DEAD END FOR 24 FIBEROPGW | SET | 2 |  | Included | 0 | 0 | 0
309 | 7000024624 | 490 | OPGW Supply 24F | 1000031039 | 82057000 |  | 18 |  | TENSION FITTINGS ASSEMBLY FOR 24F OPGWINCLUDING ALL ACCESSORIES FORJOINT BOX(SPLICING) LOCATION | SET | 1 |  | Included | 0 | 0 | 0
310 | 7000024624 | 500 | OPGW Supply 24F | 1000033146 | 82057000 |  | 18 |  | TENSION ASSEMBLY - DOUBLE TENSION PASSTHROUGH ASSEMBLY FOR 24 FIBEROPGW | SET | 8 |  | Included | 0 | 0 | 0
311 | 7000024624 | 510 | OPGW Supply 24F | 1000031041 | 82057000 |  | 18 |  | TENSION FITTINGS ASSEMBLY ON SUSPENSIONTOWER FOR 24F OPGW INCLUDINGALLACCESSORIES AT JOINT BOX (SPLICING)LOCATION | SET | 1 |  | Included | 0 | 0 | 0
312 | 7000024624 | 520 | OPGW Supply 24F | 1000022417 | 82057000 |  | 18 |  | Vibration Damper for 24 fibre OPGW | EA | 100 |  | Included | 0 | 0 | 0
313 | 7000024624 | 530 | OPGW Supply 24F | 1000010817 | 82057000 |  | 18 |  | Down Lead clamp Assembly for 24 fibreOPGW | EA | 100 |  | Included | 0 | 0 | 0
314 | 7000024624 | 540 | OPGW Supply 24F | 1000014198 | 85353090 |  | 18 |  | Joint Box for 24 fibre OPGW | EA | 3 |  | Included | 0 | 0 | 0
315 | 7000024624 | 550 | OPGW Supply 24F | 1000023471 | 85372000 |  | 18 |  | OPGW Fibre Optic Distribution Panel (FODP): Indoor Type: 96F | EA | 2 |  | Included | 0 | 0 | 0
316 | 7000024624 | 560 | OPGW Supply 24F | 1000037545 | 85447090 |  | 18 |  | 24F (DWSM) APPROACH FIBRE OPTIC CABLE | KM | 1 |  | Included | 0 | 0 | 0
317 | 7000024624 | 570 | OPGW Supply 24F | 1000066614 | 73069011 |  | 18 |  | GI PIPE INSTALLATION HARDWARE FOR APPROACH CABLING | KM | 1 |  | Included | 0 | 0 | 0
318 | 7000024624 | 580 | OPGW Supply 24F | 1000066612 | 73071900 |  | 18 |  | GI ELBOW INSTALLATION HARDWARE FOR APPROAH CABLING | EA | 10 |  | Included | 0 | 0 | 0
319 | 7000024624 | 590 | OPGW Supply 24F | 1000066613 | 83071000 |  | 18 |  | GI FLEXIBLE CONDUIT INSTALLATION HARDWARE FOR APPROAH CABLING | EA | 7 |  | Included | 0 | 0 | 0
320 | 7000024624 | 600 | Mandatory Spares-UGFO | 1000030940 | 85447090 |  | 18 |  | 24 FIBRE (DWSM) OPGW FIBRE OPTIC CABLE | KM | 1.5 |  | Included | 0 | 0 | 0
321 | 7000024624 | 610 | Mandatory Spares-UGFO | 1000020444 | 82057000 |  | 18 |  | Suspension clamp assembly for 24 fibreOPGW | EA | 1 |  | Included | 0 | 0 | 0
322 | 7000024624 | 620 | Mandatory Spares-UGFO | 1000033144 | 82057000 |  | 18 |  | TENSION ASSEMBLY - DEAD END FOR 24 FIBEROPGW | SET | 1 |  | Included | 0 | 0 | 0
323 | 7000024624 | 630 | Mandatory Spares-UGFO | 1000031039 | 82057000 |  | 18 |  | TENSION FITTINGS ASSEMBLY FOR 24F OPGWINCLUDING ALL ACCESSORIES FORJOINT BOX(SPLICING) LOCATION | SET | 1 |  | Included | 0 | 0 | 0
324 | 7000024624 | 640 | Mandatory Spares-UGFO | 1000033146 | 82057000 |  | 18 |  | TENSION ASSEMBLY - DOUBLE TENSION PASSTHROUGH ASSEMBLY FOR 24 FIBEROPGW | SET | 1 |  | Included | 0 | 0 | 0
325 | 7000024624 | 650 | Mandatory Spares-UGFO | 1000031041 | 82057000 |  | 18 |  | TENSION FITTINGS ASSEMBLY ON SUSPENSIONTOWER FOR 24F OPGW INCLUDINGALLACCESSORIES AT JOINT BOX (SPLICING)LOCATION | SET | 1 |  | Included | 0 | 0 | 0
326 | 7000024624 | 660 | Mandatory Spares-UGFO | 1000022417 | 82057000 |  | 18 |  | Vibration Damper for 24 fibre OPGW | EA | 4 |  | Included | 0 | 0 | 0
327 | 7000024624 | 670 | Mandatory Spares-UGFO | 1000010817 | 82057000 |  | 18 |  | Down Lead clamp Assembly for 24 fibreOPGW | EA | 4 |  | Included | 0 | 0 | 0
328 | 7000024624 | 680 | Mandatory Spares-UGFO | 1000014198 | 85353090 |  | 18 |  | Joint Box for 24 fibre OPGW | EA | 1 |  | Included | 0 | 0 | 0
329 | 7000024624 | 690 | Mandatory Spares-UGFO | 1000037545 | 85447090 |  | 18 |  | 24F (DWSM) APPROACH FIBRE OPTIC CABLE | KM | 0.5 |  | Included | 0 | 0 | 0
330 | 7000024624 | 700 | Mandatory Spares-UGFO | 1000066614 | 73069011 |  | 18 |  | GI PIPE INSTALLATION HARDWARE FOR APPROACH CABLING | KM | 0.018 |  | Included | 0 | 0 | 0
331 | 7000024624 | 710 | Mandatory Spares-UGFO | 1000066612 | 73071900 |  | 18 |  | GI ELBOW INSTALLATION HARDWARE FOR APPROAH CABLING | EA | 5 |  | Included | 0 | 0 | 0
332 | 7000024624 | 720 | Mandatory Spares-UGFO | 1000066613 | 83071000 |  | 18 |  | GI FLEXIBLE CONDUIT INSTALLATION HARDWARE FOR APPROAH CABLING | EA | 1 |  | Included | 0 | 0 | 0
220kV DC PSS2 to GSS
333 | 7000024624 | 740 | FABRICATION AND SUPPLY | 1000013391 | 73082011 |  | 18 |  | Fabrication, galvanising & supply ofvarious types of towers & towerparts,tower/leg extensions (complete)excluding step bolt, stubs andbolts &nuts but including hangers, D-Shackles,pack washers etc.-HTSteel for NormalTowers | MT | 8.51 |  | Included | 0 | 0 | 0
334 | 7000024624 | 750 | FABRICATION AND SUPPLY | 1000015274 | 73082011 |  | 18 |  | Fabrication, galvanising & supply ofvarious types of towers & towerparts,tower/leg extensions (complete)excluding step bolt, stubs andbolts &nuts but including hangers, D-Shackles,pack washers etc.-MSSteel for NormalTowers | MT | 6.92 |  | Included | 0 | 0 | 0
335 | 7000024624 | 760 | FABRICATION AND SUPPLY | 1000013472 | 73181500 |  | 18 |  | Supply of Hexagonal Bolts & Nuts fortowers including Step Bolts,SpringWashers etc. | MT | 0.8 |  | Included | 0 | 0 | 0
336 | 7000024624 | 770 | FABRICATION AND SUPPLY | 1000013393 | 73082011 |  | 18 |  | Fabrication, galvanising & supply ofstubs with cleats for varioustypes oftowers and tower extensions(complete)with packwashers excluding supply ofbolts & nuts-HT Steel for Normal Towers | MT | 0.89 |  | Included | 0 | 0 | 0
337 | 7000024624 | 780 | FABRICATION AND SUPPLY | 1000007847 | 73181500 |  | 18 |  | Supply of Bolts & Nuts for Stubsincluding Spring Washers etc. | MT | 0.02 |  | Included | 0 | 0 | 0
338 | 7000024624 | 790 | EARTHING OF TOWERS | 1000017587 | 73082011 |  | 18 |  | Supply of Pipe Type Earthing | EA | 1 |  | Included | 0 | 0 | 0
339 | 7000024624 | 800 | EARTHING OF TOWERS | 1000010003 | 73082011 |  | 18 |  | Supply of Counterpoise type (120 mlength) | EA | 1 |  | Included | 0 | 0 | 0
340 | 7000024624 | 810 | EARTHING OF TOWERS | 1000038340 | 73082011 |  | 18 |  | ROD TYPE EARTHING | EA | 1 |  | Included | 0 | 0 | 0
341 | 7000024624 | 820 | EARTHING OF TOWERS | 1000019718 | 73082011 |  | 18 |  | Supply of Shieldwire EarthingincludingPG clamps, downlead clampsbutexcluding Earthwire bits for Pipetypeearthing | EA | 1 |  | Included | 0 | 0 | 0
342 | 7000024624 | 830 | TOWER ACCESSORIES | 1000010538 | 73082011 |  | 18 |  | Danger Plate for 220kV | EA | 2 |  | Included | 0 | 0 | 0
343 | 7000024624 | 840 | TOWER ACCESSORIES | 1000015970 | 73082011 |  | 18 |  | Number Plate for 220kV | EA | 2 |  | Included | 0 | 0 | 0
344 | 7000024624 | 850 | TOWER ACCESSORIES | 1000017508 | 73082011 |  | 18 |  | Phase Plate (Set of three) | SET | 4 |  | Included | 0 | 0 | 0
345 | 7000024624 | 860 | TOWER ACCESSORIES | 1000009119 | 73082011 |  | 18 |  | Circuit Plate (Set of two) | SET | 2 |  | Included | 0 | 0 | 0
346 | 7000024624 | 870 | TOWER ACCESSORIES | 1000006779 | 73082011 |  | 18 |  | Supply of Anti-Climbing Devices ofBarbedWire Type | SET | 2 |  | Included | 0 | 0 | 0
347 | 7000024624 | 880 | CONDUCTOR | 1000030868 | 76042910 |  | 18 |  | ACSR ZEBRA CONDUCTOR | KM | 2.78 |  | Included | 0 | 0 | 0
348 | 7000024624 | 890 | INSULATOR | 1000009323 | 85469090 |  | 18 |  | Composite long rod Insulators for 220kV Transmission Line-70 KN (Length-2030 mm, Creepage-7595 mm) | EA | 6 |  | Included | 0 | 0 | 0
349 | 7000024624 | 900 | INSULATOR | 1000009322 | 85469090 |  | 18 |  | Composite long rod Insulators for 220kV Transmission Line-120 KN (Length-2175 mm, Creepage-7595 mm) | EA | 24 |  | Included | 0 | 0 | 0
350 | 7000024624 | 910 | HARDWARE FITTINGS | 1000019796 | 73082011 |  | 18 |  | Hardware Fittings for 220kV AC with ACSR Zebra Conductor-Single ISuspension String (Pilot) | SET | 6 |  | Included | 0 | 0 | 0
351 | 7000024624 | 920 | HARDWARE FITTINGS | 1000019817 | 73082011 |  | 18 |  | Hardware Fittings for 220kV AC with ACSR Zebra Conductor-SingleTension | SET | 24 |  | Included | 0 | 0 | 0
352 | 7000024624 | 930 | CONDUCTOR ACCESSORIES | 1000015507 | 76169990 |  | 18 |  | Mid Span Compression Joint for Conductor ACSR singleZebra | EA | 1 |  | Included | 0 | 0 | 0
353 | 7000024624 | 940 | CONDUCTOR ACCESSORIES | 1000022416 | 73082011 |  | 18 |  | Vibration Damper for Conductor ACSR single Zebra | EA | 48 |  | Included | 0 | 0 | 0
354 | 7000024624 | 1050 | OPGW 24F | 1000030940 | 85447090 |  | 18 |  | 24 FIBRE (DWSM) OPGW FIBRE OPTIC CABLE | KM | 0.585 |  | Included | 0 | 0 | 0
355 | 7000024624 | 1060 | OPGW 24F | 1000033144 | 82057000 |  | 18 |  | TENSION ASSEMBLY - DEAD END FOR 24 FIBEROPGW | SET | 2 |  | Included | 0 | 0 | 0
356 | 7000024624 | 1070 | OPGW 24F | 1000033146 | 82057000 |  | 18 |  | TENSION ASSEMBLY - DOUBLE TENSION PASSTHROUGH ASSEMBLY FOR 24 FIBEROPGW | SET | 2 |  | Included | 0 | 0 | 0
357 | 7000024624 | 1080 | OPGW 24F | 1000022417 | 82057000 |  | 18 |  | Vibration Damper for 24 fibre OPGW | EA | 20 |  | Included | 0 | 0 | 0
358 | 7000024624 | 1090 | OPGW 24F | 1000010817 | 82057000 |  | 18 |  | Down Lead clamp Assembly for 24 fibreOPGW | EA | 67 |  | Included | 0 | 0 | 0
359 | 7000024624 | 1100 | OPGW 24F | 1000014198 | 85353090 |  | 18 |  | Joint Box for 24 fibre OPGW | EA | 2 |  | Included | 0 | 0 | 0
360 | 7000024624 | 1110 | OPGW 24F | 1000023471 | 85372000 |  | 18 |  | OPGW Fibre Optic Distribution Panel (FODP): Indoor Type: 96F | EA | 1 |  | Included | 0 | 0 | 0
361 | 7000024624 | 1120 | OPGW 24F | 1000037545 | 85447090 |  | 18 |  | 24F (DWSM) APPROACH FIBRE OPTIC CABLE | KM | 1 |  | Included | 0 | 0 | 0
362 | 7000024624 | 1130 | OPGW 24F | 1000066614 | 73069011 |  | 18 |  | GI PIPE INSTALLATION HARDWARE FOR APPROACH CABLING | KM | 1 |  | Included | 0 | 0 | 0
363 | 7000024624 | 1140 | OPGW 24F | 1000066612 | 73071900 |  | 18 |  | GI ELBOW INSTALLATION HARDWARE FOR APPROAH CABLING | EA | 10 |  | Included | 0 | 0 | 0
364 | 7000024624 | 1150 | OPGW 24F | 1000066613 | 83071000 |  | 18 |  | GI FLEXIBLE CONDUIT INSTALLATION HARDWARE FOR APPROAH CABLING | EA | 7 |  | Included | 0 | 0 | 0
[7 empty] | Total Ex-works Price | [5 empty] | 0 | 0 |  | 0
[7 empty] | Total Type Test charges as per Schedule-7 | [5 empty] | 0
[7 empty] | Total Ex-works Price including Type Test charges | [5 empty] | 0
[7 empty] | Total GST Tax as confirmed by Bidder | [5 empty] | 0
Note : | Specify amount of GST on the transaction between the Contractor and the Employer.
* | In case the bidder leaves the cell for confirmation of the HSN code and/or GST rate “blank”, the HSN code and corresponding GST rate indicated by the Employer shall be deemed to be the one confirmed by the Bidder.
Date : | --
Place : | [10 empty] | Printed Name :
Designation :
Click for Sch-2

## Sch-1 dis (hidden)
Specification No.: CC/NT/W-AIS/DOM/A02/23/10564 | [5 empty] | Schedule - 1 |  |  |  | Direct Total | 0 | Sole Bidder | `
[10 empty] | BO Total | #REF! | 0
220kV AIS Substation Package-SS117 for construction of 02, 220/33kV, 300MVA Pooling Substations and 220kV Transmission Lines associated with 600 MW Jhansi Solar Park under Consultancy services to TUSCO Limited.
(SCHEDULE OF RATES AND PRICES : EX-WORKS PRICES)
Bidder’s Name and Address (Sole Bidder) : |  |  |  | To:
Contract Services
Name : |  |  |  | Power Grid Corporation of India Ltd.,
Address : |  |  |  | "Saudamini", Plot No.-2
Sector-29,
Gurgaon (Haryana) - 122001
Plant and Equipment (including Mandatory Spares Parts) to be supplied, including Type Test Charges for Tests to be conducted. | [10 empty] | Direct
[6 empty] | All Prices are in Indian Rupees. |  |  |  |  | Bought-Out
SI. No. | Item Description | Unit | Qty. | Unit Ex-works price | Total Ex-works price | Mode of Transaction (Direct / Bought-out)
1 | 2 | 3 | 4 | 5 | 6 = 4 x 5 | 7
#REF! | #REF!
#REF! | #REF!
#REF! | #REF!
#REF! | #REF! | #REF! | #REF! | #REF! | #REF! | #REF!
#REF! | #REF! | #REF! | #REF! | #REF! | #REF! | #REF!
#REF! | #REF!
#REF! | #REF! | #REF! | #REF! | #REF! | #REF! | #REF!
#REF! | #REF! | #REF! | #REF! | #REF! | #REF! | #REF!
#REF! | #REF!
#REF! | #REF! | #REF! | #REF! | #REF! | #REF! | #REF!
#REF! | #REF! | #REF! | #REF! | #REF! | #REF! | #REF!
#REF! | #REF!
#REF! | #REF!
#REF! | #REF! | #REF! | #REF! | #REF! | #REF! | #REF!
#REF! | #REF! | #REF! | #REF! | #REF! | #REF! | #REF!
#REF! | #REF!
#REF! | #REF! | #REF! | #REF! | #REF! | #REF! | #REF!
#REF! | #REF! | #REF! | #REF! | #REF! | #REF! | #REF!
#REF! | #REF! | #REF! | #REF! | #REF! | #REF! | #REF!
#REF! | #REF! | #REF! | #REF! | #REF! | #REF! | #REF!
#REF! | #REF! | #REF! | #REF! | #REF! | #REF! | #REF!
#REF! | #REF! | #REF! | #REF! | #REF! | #REF! | #REF!
#REF! | #REF!
#REF! | #REF! | #REF! | #REF! | #REF! | #REF! | #REF!
#REF! | #REF!
#REF! | #REF! | #REF! | #REF! | #REF! | #REF! | #REF!
#REF! | #REF! | #REF! | #REF! | #REF! | #REF! | #REF!
#REF! | #REF! | #REF! | #REF! | #REF! | #REF! | #REF!
#REF! | #REF! | #REF! | #REF! | #REF! | #REF! | #REF!
#REF! | #REF!
#REF! | #REF! | #REF! | #REF! | #REF! | #REF! | #REF!
#REF! | #REF! | #REF! | #REF! | #REF! | #REF! | #REF!
#REF! | #REF! | #REF! | #REF! | #REF! | #REF! | #REF!
#REF! | #REF!
#REF! | #REF! | #REF! | #REF! | #REF! | #REF! | #REF!
#REF! | #REF! | #REF! | #REF! | #REF! | #REF! | #REF!
#REF! | #REF! | #REF! | #REF! | #REF! | #REF! | #REF!
#REF! | #REF! | #REF! | #REF! | #REF! | #REF! | #REF!
#REF! | #REF! | #REF! | #REF! | #REF! | #REF! | #REF!
#REF! | #REF!
| #REF! | #REF! | #REF! | #REF! | #REF! | #REF!
#REF!
| #REF! | #REF! | #REF! | #REF! | #REF! | #REF!
| #REF! | #REF! | #REF! | #REF! | #REF! | #REF!
| Total Ex-Works Price Direct |  |  |  | 0 | Direct
| Total Ex-Works Price Bought Out |  |  |  | 0
| Total Ex-Works Price |  |  |  | 0
| Total Type Test charges as per Schedule-7 |  |  |  | #REF! |  |  | #REF! |  | #REF!
| Total Ex-works Price including Type Test charges |  |  |  | #REF! |  |  | #REF! |  | #REF!
[7 empty] | Discount Sch-1 | #REF! | MPD Sch-1 | #REF!
[7 empty] | Dis Alert | #REF!
Note : | Specify amount of Excise Duty, Sales Tax/'VAT and other taxes payable on the transaction between the Contractor and the Employer and octroi/entry tax as applicable for destination site/state on all items of supply including bought-out finished items (to be identified in the Contract), which shall be dispatched directly from the sub-vendor’s works to the Employer’s site (sale-in-transit), separately in Schedule-5. Excise Duty, Sales tax and other levies for all the bought-out items are to be included in the EXW Price (Col. No. 5) only and not to be indicated in Schedule-5.
Date : | --
Place : |  |  | Printed Name :
Designation :
Click for Sch-2

## Sch-2
Specification No.: CC/NT/W-AIS/DOM/A02/23/10564 | [8 empty] | Schedule - 2
220kV AIS Substation Package-SS117 for construction of 02, 220/33kV, 300MVA Pooling Substations and 220kV Transmission Lines associated with 600 MW Jhansi Solar Park under Consultancy services to TUSCO Limited.
(SCHEDULE OF RATES AND PRICES)
Bidder’s Name and Address (Sole Bidder) : | [7 empty] | To:
Contracts Services, 3rd Floor
Name : | [7 empty] | Power Grid Corporation of India Ltd.,
Address : | [7 empty] | "Saudamini", Plot No.-2
Sector-29,
Gurgaon (Haryana) - 122001
LOCAL TRANSPORTATION, IN-TRANSIT INSURANCE, LOADING AND UNLOADING
All Prices are in Indian Rupees.
SI. No. | PR No | PR Line Item No | Activity Description | Material Code | Description | Unit | Quantity | Unit Freight, In-transit Insurance, loading & unloading Charges | Total Freight, In-transit Insurance, loading & unloading Charges
1 | 2 | 3 | 4 | 5 | 4 | 5 | 6 | 7 | 8= 6 x 7
PS-1 220/33kV, 300MW TUSCO
1 | 7000024624 | 1170 | 33kV LT TRANSFORMER | 1000001974 | 315kVA, 33/0.433kV, 3ph Transformer | EA | 2 |  | Included
2 | 7000024624 | 1180 | 245kV, 50kA AIS EQUIPMENT | 1000001683 | 245kV, 1600A, 50KA Circuit Breaker(3-Phase) with support structure | EA | 6 |  | Included
3 | 7000024624 | 1190 | 245kV, 50kA AIS EQUIPMENT | 1000001684 | 245 kV, 1600A, 50KA, 1-Phase CurrentTransformer with 120% extended currentrating | EA | 18 |  | Included
4 | 7000024624 | 1200 | 245kV, 50kA AIS EQUIPMENT | 1000001772 | 245 kV, 4400pf Capacitive Voltage Transformer (1- Phase) | EA | 12 |  | Included
5 | 7000024624 | 1210 | 245kV, 50kA AIS EQUIPMENT | 1000001688 | 245kV, 1600A, 50 KA, 3-phase DoubleBreak Isolator with one E/S | EA | 6 |  | Included
6 | 7000024624 | 1220 | 245kV, 50kA AIS EQUIPMENT | 1000001689 | 245kV, 1600A, 50 KA, 3-phase DoubleBreak Isolator with two E/S | EA | 6 |  | Included
7 | 7000024624 | 1230 | 245kV, 50kA AIS EQUIPMENT | 1000032777 | 245KV, 1600 A, 50KA, 3-PHASE, DOUBLE BREAK TANDEM ISOLATOR WITHOUT E/S | EA | 11 |  | Included
8 | 7000024624 | 1240 | 245kV, 50kA AIS EQUIPMENT | 1000020417 | 216kV Surge Arrester (1-phase) | EA | 15 |  | Included
9 | 7000024624 | 1250 | 245kV, 50kA AIS EQUIPMENT | 1000001695 | 245 kV, 1 phase Bus Post Insulator (except for Line Traps) | EA | 78 |  | Included
10 | 7000024624 | 1260 | 245kV, 50kA AIS EQUIPMENT | 1000001738 | 245kV, 2500A, 50KA Circuit Breaker(3-Phase) with support structure | EA | 1 |  | Included
11 | 7000024624 | 1280 | 245kV, 50kA AIS EQUIPMENT | 1000032771 | 245KV, 2500A, 50KA, 3-PHASE, DOUBLE BREAK ISOLATOR WITH TWO E/S | EA | 2 |  | Included
12 | 7000024624 | 1270 | 245kV, 50kA AIS EQUIPMENT | 1000001739 | 245 kV, 2500A, 50KA, 1-Phase CurrentTransformer with 120% extended currentrating | EA | 3 |  | Included
13 | 7000024624 | 1290 | 36kV AIS INDOOR PANEL | 1000064219 | 36KV, 2500A, 25KA, 3-PHASE INDOOR SWITCHGEAR PANEL FOR INCOMER FEEDER | SET | 4 |  | Included
14 | 7000024624 | 1300 | 36kV AIS INDOOR PANEL | 1000064510 | 36KV, 400A, 25KA, 3-PHASE INDOOR SWITCHGEAR PANEL FOR LT TRANSFORMERFEEDER | SET | 2 |  | Included
15 | 7000025441 | 10 | 36kV AIS INDOOR PANEL | 1000002038 | 36 kV (3-phase) Indoor Switch gear Panel for Bus Sectionaliser Module | SET | 2 |  | Included
16 | 7000024624 | 1320 | 36kV AIS INDOOR PANEL | 1000064512 | 36KV, 800A, 25KA, 3-PHASE INDOOR SWITCHGEAR PANEL FOR OUTGOING FEEDER | SET | 14 |  | Included
17 | 7000024624 | 1330 | Erection Hardware for 220kV DMT Type S/Y | 1000011265 | Erection Hardware for 220kV layout (Double Main and TransferScheme)-Transfer Bus Coupler Bay as per technical specification | SET | 1 |  | Included
18 | 7000024624 | 1340 | Erection Hardware for 220kV DMT Type S/Y | 1000011253 | Erection Hardware for 220kV layout (Double Main and TransferScheme)-Bus Coupler Bay as per technical specification | SET | 1 |  | Included
19 | 7000024624 | 1350 | Erection Hardware for 220kV DMT Type S/Y | 1000011264 | Erection Hardware for 220kV layout (Double Main and TransferScheme)-Transformer Bay as per technical specification | SET | 3 |  | Included
20 | 7000024624 | 1360 | Erection Hardware for 220kV DMT Type S/Y | 1000011261 | Erection Hardware for 220kV layout (Double Main and TransferScheme)-Line Bay as per technical specification | SET | 2 |  | Included
21 | 7000024624 | 1370 | Erection Hardware for 220kV DMT Type S/Y | 1000011257 | Erection Hardware for 220kV layout (Double Main and TransferScheme)-Bus work (three Bay) as per technical specification | SET | 1 |  | Included
22 | 7000024624 | 1380 | Erection Hardware for 220kV DMT Type S/Y | 1000011256 | Erection Hardware for 220kV layout (Double Main and TransferScheme)-Bus work (two Bay) as per technical specification | SET | 2 |  | Included
23 | 7000024624 | 1390 | 33 kV HT Cable | 1000041228 | 33KV POWER CABLE TERMINATION KIT | EA | 51 |  | Included
24 | 7000024624 | 1400 | 33 kV HT Cable | 1000034060 | 33KV, 3CX95 SQMM XLPE AL ARMOURED CABLE ALONGWITH ACCESSORIES AS PERTECH. SPECIFICATION | KM | 0.2 |  | Included
25 | 7000024624 | 1410 | 33 kV HT Cable | 1000034977 | 33KV, 1CX630 SQMM XLPE AL ARMOURED CABLE ALONGWITH ACCESSORIES AS PERTECH. SPECIFICATION | KM | 3 |  | Included
26 | 7000024624 | 1420 | Earthmat | 1000032055 | 40 MM MS ROD FOR MAIN EARTHMAT | KM | 5 |  | Included
27 | 7000024624 | 1430 | CONTROL & RELAY PANEL | 1000001166 | 220kV Bus Bar Protection Panel (Single)-(with Automation) | SET | 1 |  | Included
28 | 7000024624 | 1440 | CONTROL & RELAY PANEL | 1000001566 | 220kV Transformer Protection Panel (For both HV & MV side)-(withAutomation) | EA | 3 |  | Included
29 | 7000024624 | 1450 | CONTROL & RELAY PANEL | 1000001330 | 220kV Line Protection Panel (with Automation) | EA | 2 |  | Included
30 | 7000024624 | 1460 | CONTROL & RELAY PANEL | 1000001170 | 220kV Circuit Breaker Relay Panel with Auto Reclose (with Automation) | EA | 7 |  | Included
31 | 7000024624 | 1470 | CONTROL & RELAY PANEL | 1000026235 | Line Current Differential Relay | SET | 4 |  | Included
32 | 7000024624 | 1480 | SAS | 1000001332 | Complete Substation automation System for 220kV bay as per TechnicalSpecification | EA | 7 |  | Included
33 | 7000024624 | 1490 | SAS | 1000002018 | Complete Substation automation System for 33kV bay as per TechnicalSpecification | EA | 22 |  | Included
34 | 7000024624 | 1500 | VMS | 1000025861 | Visual Monitoring System for Watch & Ward | SET | 1 |  | Included
35 | 7000024624 | 1510 | LT SWITCHGEAR | 1000055468 | LT SWITCH GEAR (AS PER LT SLD ENCLOSED IN TECHNICAL SPECIFICATION) | SET | 1 |  | Included
36 | 7000024624 | 1520 | BATTERY & BATTERY CHARGER | 1000027575 | 220V Float Cum Boost Battery Charger | EA | 2 |  | Included
37 | 7000024624 | 1530 | BATTERY & BATTERY CHARGER | 1000027578 | 48V Float Cum Boost Battery Charger | EA | 2 |  | Included
38 | 7000024624 | 1540 | BATTERY & BATTERY CHARGER | 1000027377 | 220V Battery set | SET | 2 |  | Included
39 | 7000024624 | 1550 | BATTERY & BATTERY CHARGER | 1000027411 | 48V Battery set | SET | 2 |  | Included
40 | 7000024624 | 1560 | DG SET | 1000000541 | 100 kVA Diesel Generator along with control Panel | SET | 1 |  | Included
41 | 7000024624 | 1570 | POWER & CONTROL CABLE | 1000031964 | 1.1KV GRADE 3CX2.5 SQMM CONTROL CABLE | KM | 11 |  | Included
42 | 7000024624 | 1580 | POWER & CONTROL CABLE | 1000031987 | 1.1KV GRADE 5CX2.5 SQMM CONTROL CABLE | KM | 7 |  | Included
43 | 7000024624 | 1590 | POWER & CONTROL CABLE | 1000031993 | 1.1KV GRADE 7CX2.5 SQMM CONTROL CABLE | KM | 2 |  | Included
44 | 7000024624 | 1600 | POWER & CONTROL CABLE | 1000031887 | 1.1KV GRADE 10CX2.5 SQMM CONTROL CABLE | KM | 2 |  | Included
45 | 7000024624 | 1610 | POWER & CONTROL CABLE | 1000031904 | 1.1KV GRADE 14CX2.5 SQMM CONTROL CABLE | KM | 3 |  | Included
46 | 7000024624 | 1620 | POWER & CONTROL CABLE | 1000032049 | 4PAIR, 0.5 SQ.MM SCREENED CABLE | KM | 1 |  | Included
47 | 7000024624 | 1630 | POWER & CONTROL CABLE | 1000031919 | 1.1KV GRADE 1CX630 SQ. MM (XLPE) POWER CABLE | KM | 2 |  | Included
48 | 7000024624 | 1640 | POWER & CONTROL CABLE | 1000031951 | 1.1KV GRADE 3.5CX300 SQMM (XLPE) POWER CABLE | KM | 1 |  | Included
49 | 7000024624 | 1650 | POWER & CONTROL CABLE | 1000031957 | 1.1KV GRADE 3.5CX70 SQMM (PVC) POWER CABLE | KM | 1 |  | Included
50 | 7000024624 | 1660 | POWER & CONTROL CABLE | 1000031953 | 1.1KV GRADE 3.5CX35 SQMM (PVC) POWER CABLE | KM | 3 |  | Included
51 | 7000024624 | 1670 | POWER & CONTROL CABLE | 1000031976 | 1.1KV GRADE 4CX16 SQMM (PVC) POWER CABLE | KM | 2 |  | Included
52 | 7000024624 | 1680 | POWER & CONTROL CABLE | 1000031943 | 1.1KV GRADE 2CX6 SQMM (PVC) POWER CABLE | KM | 5 |  | Included
53 | 7000024624 | 1690 | POWER & CONTROL CABLE | 1000031985 | 1.1KV GRADE 4CX6 SQMM (PVC) POWER CABLE | KM | 5 |  | Included
54 | 7000024624 | 1700 | POWER & CONTROL CABLE | 1000056265 | 1.1KV GRADE 27CX1.5 SQMM CONTROL CABLE | KM | 5 |  | Included
55 | 7000024624 | 1710 | POWER & CONTROL CABLE | 1000056264 | 1.1KV GRADE 19CX1.5 SQMM CONTROL CABLE | KM | 3 |  | Included
56 | 7000024624 | 1720 | POWER & CONTROL CABLE | 1000031911 | 1.1KV GRADE 1CX150 SQMM (PVC) POWER CABLE | KM | 0.5 |  | Included
57 | 7000024624 | 1730 | AIR CONDITIONING & VENTILATION SYSTEM | 1000013502 | High wall type split AC unit of 2 TR capacity | EA | 15 |  | Included
58 | 7000024624 | 1740 | FIRE FIGHTING SYSTEM | 1000028771 | PORTABLE FIRE EXTINGUISHER-DCP TYPE 4.5/5 KG | EA | 5 |  | Included
59 | 7000024624 | 1750 | FIRE FIGHTING SYSTEM | 1000012022 | 4.5 kg CO2 type Portable Fire extinguisher | EA | 6 |  | Included
60 | 7000024624 | 1760 | FIRE FIGHTING SYSTEM | 1000012027 | 9litre water type Portable Fire extinguisher | EA | 4 |  | Included
61 | 7000024624 | 1770 | FIRE FIGHTING SYSTEM | 1000012013 | Fire Detection and Alarm System for Control Room Building(220kV) | SET | 1 |  | Included
62 | 7000024624 | 1780 | FIRE FIGHTING SYSTEM | 1000028551 | Diesel Engine driven Hydrant system with Water tank, Pump Room, DGdriven pump, O/G & U/G piping, hydrant points for transformers,buildings, store yard and accessories etc. | LS | 1 |  | Included
63 | 7000024624 | 1790 | ILLUMINATION SYSTEM | 1000014547 | Lighting Panel type ACP-2 as per technical specification | EA | 2 |  | Included
64 | 7000024624 | 1800 | ILLUMINATION SYSTEM | 1000014549 | Lighting Panel type DCP as per technical specification | EA | 1 |  | Included
65 | 7000024624 | 1810 | ILLUMINATION SYSTEM | 1000001050 | 15A, 240V: Outdoor Receptacle 2 pole, 3-pin modular (type RO) as pertechnical specifications | EA | 2 |  | Included
66 | 7000024624 | 1820 | ILLUMINATION SYSTEM | 1000004952 | 63A, 415V : Interlocked switch socket outdoor Receptacle (type RP) asper technical specifications | EA | 1 |  | Included
67 | 7000024624 | 1830 | ILLUMINATION SYSTEM | 1000001894 | Outdoor Power Receptacle for oilfiltration unit (250A) | EA | 1 |  | Included
68 | 7000024624 | 1840 | ILLUMINATION SYSTEM | 1000038325 | LIGHTING FIXTURE LED LUMINAIRES TYPE FL2 AS PER TECH. SPECIFICATIONS | EA | 30 |  | Included
69 | 7000024624 | 1850 | ILLUMINATION SYSTEM | 1000009646 | Control room cum administrative building (220kV) illumination | LOT | 1 |  | Included
70 | 7000024624 | 1860 | ILLUMINATION SYSTEM | 1000030002 | Fire fighting pumphouse building illimunation including conduit | LS | 1 |  | Included
71 | 7000024624 | 1870 | ILLUMINATION SYSTEM | 1000030151 | Security Room Illumination including conduit | LS | 1 |  | Included
72 | 7000024624 | 1880 | ILLUMINATION SYSTEM | 1000038389 | LED STREET LIGHT LUMINAIRE TYPE SL-L1 (= 45W)AS PER TECHNICALSPECIFICATION | EA | 15 |  | Included
73 | 7000024624 | 1890 | ILLUMINATION SYSTEM | 1000038397 | TYPE L1 STREET LIGHTING POLE OF 6 METER AS PER TECHNICALSPECIFICATION. | EA | 15 |  | Included
74 | 7000024624 | 1900 | ILLUMINATION SYSTEM | 1000038041 | LIGHTING FIXTURE LED LUMINAIRES TYPE SL-D1 AS PER TECH. SPECIFICATIONS | EA | 5 |  | Included
75 | 7000024624 | 1910 | ILLUMINATION SYSTEM | 1000038396 | TYPE D1 POST TOP LANTERN POLE OF 4 METER AS PER TECHNICALSPECIFICATION. | EA | 5 |  | Included
76 | 7000024624 | 1920 | 220 kV TOWERS | 1000020091 | Fabrication, galvanising and supply of Std LM (50m) includingnuts, bolts, all type of washers, packplates, step bolts and gussetplates excluding foundation bolts | EA | 2 |  | Included
77 | 7000024624 | 1930 | 220 kV TOWERS | 1000020088 | Fabrication, galvanising and supply of Standard 220 kV Gantry BG1including nuts, bolts, all type of washers, packplates, step bolts andgusset plates excluding foundation bolts | EA | 10 |  | Included
78 | 7000024624 | 1940 | 220 kV TOWERS | 1000020086 | Fabrication, galvanising and supply of Standard 220 kV Gantry B1including nuts, bolts, all type of washers, packplates, step bolts andgusset plates excluding foundation bolts | EA | 12 |  | Included
79 | 7000024624 | 1950 | 220 kV TOWERS | 1000020110 | Fabrication, galvanising and supply of Standard 220 kV Tower CTHincluding nuts, bolts, all type of washers, packplates, step bolts andgusset plates excluding foundation bolts | EA | 4 |  | Included
80 | 7000024624 | 1960 | 220 kV TOWERS | 1000020109 | Fabrication, galvanising and supply of Standard 220 kV Tower CTGincluding nuts, bolts, all type of washers, packplates, step bolts andgusset plates excluding foundation bolts | EA | 4 |  | Included
81 | 7000024624 | 1970 | 220 kV TOWERS | 1000020104 | Fabrication, galvanising and supply of Standard 220 kV Tower CTBincluding nuts, bolts, all type of washers, packplates, step bolts andgusset plates excluding foundation bolts | EA | 1 |  | Included
82 | 7000024624 | 1980 | 220 kV TOWERS | 1000020099 | Fabrication, galvanising and supply of Standard 220 kV Tower CCincluding nuts, bolts, all type of washers, packplates, step bolts andgusset plates excluding foundation bolts | EA | 4 |  | Included
83 | 7000024624 | 1990 | 220 kV TOWERS | 1000020111 | Fabrication, galvanising and supply of Standard 220 kV Tower CTIincluding nuts, bolts, all type of washers, packplates, step bolts andgusset plates excluding foundation bolts | EA | 5 |  | Included
84 | 7000024624 | 2000 | 220 kV TOWERS | 1000020097 | Fabrication, galvanising and supply of Standard 220 kV Tower CAincluding nuts, bolts, all type of washers, packplates, step bolts andgusset plates excluding foundation bolts | EA | 4 |  | Included
85 | 7000024624 | 2010 | 220 kV TOWERS | 1000020105 | Fabrication, galvanising and supply of Standard 220 kV Tower CTCincluding nuts, bolts, all type of washers, packplates, step bolts andgusset plates excluding foundation bolts | EA | 2 |  | Included
86 | 7000024624 | 2020 | 220 kV TOWERS | 1000020098 | Fabrication, galvanising and supply of Standard 220 kV Tower CBincluding nuts, bolts, all type of washers, packplates, step bolts andgusset plates excluding foundation bolts | EA | 2 |  | Included
87 | 7000024624 | 2030 | 220 kV TOWERS | 1000020106 | Fabrication, galvanising and supply of Standard 220 kV Tower CTDincluding nuts, bolts, all type of washers, packplates, step bolts andgusset plates excluding foundation bolts | EA | 1 |  | Included
88 | 7000024624 | 2040 | 220 kV TOWERS | 1000020107 | Fabrication, galvanising and supply of Standard 220 kV Tower CTEincluding nuts, bolts, all type of washers, packplates, step bolts andgusset plates excluding foundation bolts | EA | 1 |  | Included
89 | 7000024624 | 2050 | 220kV Equipment support structures | 1000017565 | Fabrication, galvanising and supply of Std Pipe Structure - 220 kV highBPI including nuts, bolts, all type of washers, packplates, step boltsand gusset plates excluding foundation bolts | EA | 21 |  | Included
90 | 7000024624 | 2060 | 220kV Equipment support structures | 1000020187 | Fabrication, galvanising and supply of Standard Pipe Structure - 220kV CT including nuts, bolts, all type of washers, packplates, stepbolts and gusset plates excluding foundation bolts | EA | 21 |  | Included
91 | 7000024624 | 2070 | 220kV Equipment support structures | 1000020188 | Fabrication, galvanising and supply of Standard Pipe Structure - 220kV CVT including nuts, bolts, all type of washers, packplates, stepbolts and gusset plates excluding foundation bolts | EA | 12 |  | Included
92 | 7000024624 | 2080 | 220kV Equipment support structures | 1000020189 | Fabrication, galvanising and supply of Standard Pipe Structure - 220kV ISOLATOR including nuts, bolts, all type of washers, packplates,step bolts and gusset plates excluding foundation bolts | EA | 25 |  | Included
93 | 7000024624 | 2090 | 220kV Equipment support structures | 1000020190 | Fabrication, galvanising and supply of Standard Pipe Structure - 220kV SA including nuts, bolts, all type of washers, packplates, stepbolts and gusset plates excluding foundation bolts | EA | 15 |  | Included
94 | 7000024624 | 2100 | 220kV Equipment support structures | 1000020186 | Fabrication, galvanising and supply of Std Pipe Structure - 220 kVBPI including nuts, bolts, all type of washers, packplates, step boltsand gusset plates excluding foundation bolts | EA | 57 |  | Included
95 | 7000024624 | 2110 | 220kV Equipment support structures | 1000015952 | Fabrication, galvanising and supply of Equipment Support (Pipe)Structures to be designed during detailed engineering | MT | 2 |  | Included
96 | 7000024624 | 2120 | 220kV Equipment support structures | 1000015954 | Fabrication, galvanising and supply of Lattice Structures (MS Steel),to be designed during detailed engineering, for towers, beams andequipment support structure including pack plates / packwashers andgusset plates excluding fasteners and foundation bolts | MT | 2 |  | Included
97 | 7000024624 | 2130 | 220kV Equipment support structures | 1000011713 | Fabrication, galvanising and supply of fasteners ( nuts, bolts andwashers ) including step bolts for lattice and pipe structures to bedesigned during detailed engineering | MT | 1 |  | Included
98 | 7000024624 | 2310 | Foundation bolt | 1000012366 | Fabrication, galvanising and supply of 28mm dia foundation boltsincluding nuts, checknuts, washers and packplates. | EA | 1268 |  | Included
99 | 7000024624 | 2320 | Foundation bolt | 1000012368 | Fabrication, galvanising and supply of 40mm dia foundation boltsincluding nuts, checknuts, washers and packplates. | EA | 140 |  | Included
100 | 7000024624 | 2330 | Foundation bolt | 1000012369 | Fabrication, galvanising and supply of 56mm dia foundation boltsincluding nuts, checknuts, washers and packplates | EA | 208 |  | Included
101 | 7000024624 | 2360 | Tele Equip BOQ at PS1 | 1000031367 | SDH EQUIPMENT (STM-16 MADM UPTO 5 MSP PROTECTED DIRECTIONS)-BASEEQUIPMENT (COMMON CARDS, CROSS CONNECT/CONTROL CARDS, OPTICAL BASECARDS, POWER SUPPLY CARDS, POWER CABLING, OTHER HARDWARE ANDACCESSORIES INCLUDING SUB RACKS, PATCH CORD, DDF ETC FULLY EQUIPEDEXCLUDING OPTICAL INTERFACE & TRIBUTARY CARDS | EA | 1 |  | Included
102 | 7000024624 | 2420 | Tele Equip BOQ at PS1 | 1000018706 | S16.1 SFP | EA | 2 |  | Included
103 | 7000024624 | 2370 | Tele Equip BOQ at PS1 | 1000031374 | TRIBUTARY INTERFACE- E1 INTERFACE (MINIMUM 16 NOS.) | SET | 2 |  | Included
104 | 7000024624 | 2380 | Tele Equip BOQ at PS1 | 1000034950 | ETHERNET INTERFACE 10/100 BASE T WITH LAYER-2 SWITCHING (MIN 8INTERFACES PER CARD) | EA | 2 |  | Included
105 | 7000024624 | 2390 | Tele Equip BOQ at PS1 | 1000031381 | TRIBUTARY INTERFACE-GIGABIT ETHERNET INTERFACES 10/100 MBPS WITH LAYER-2 SWITCHING (MINIMUM 2 NOS.) | SET | 1 |  | Included
106 | 7000024624 | 2400 | Tele Equip BOQ at PS1 | 1000026228 | Equipment Cabinets For SDH | EA | 1 |  | Included
107 | 7000024624 | 2410 | Tele Equip BOQ at PS1 | 1000034998 | VOIP TELEPHONE INSTRUMENT WITH ONE COMMON SWITCH (MIN. 8 PORT) | EA | 2 |  | Included
108 | 7000024624 | 2430 | Tele Equip BOQ at PS1 | 1000028495 | NMS- CRAFT TERMINAL-HARDWARE | EA | 1 |  | Included
109 | 7000024624 | 2440 | Tele Equip BOQ at PS1 | 1000028265 | Software for Craft Terminal | EA | 1 |  | Included
110 | 7000024624 | 2460 | PMU at PS1 | 1000017518 | PMU with GPS Clock (clock can be either internal or external) | EA | 2 |  | Included
111 | 7000024624 | 2470 | PMU at PS1 | 1000022512 | WAMS Hardware - Time System (GPS receiver) | EA | 2 |  | Included
112 | 7000024624 | 2480 | PMU at PS1 | 1000022510 | WAMS Hardware - Substation Grade Layer-3 LAN Switches with minimum 4 x10/100 Mbps Ethernet ports and 2 x 1 Gbps Ethernet ports | EA | 3 |  | Included
113 | 7000024624 | 2490 | PMU at PS1 | 1000022487 | WAMS Miscellaneous - Armored Fibre Optic Cable and associatedtermination (e.g. L2 Switch) for connecting PMU panels located indifferent control room of a station | EA | 1 |  | Included
114 | 7000024624 | 2510 | MANDATORY SPARE | 1000025935 | Spare-245kV Circuit Breaker | SET | 1 |  | Included
115 | 7000024624 | 2520 | MANDATORY SPARE | 1000025936 | Spare-245kV Isolator | SET | 1 |  | Included
116 | 7000024624 | 2530 | MANDATORY SPARE | 1000025930 | Spare-216kV Surge Arrester | SET | 1 |  | Included
117 | 7000024624 | 2540 | MANDATORY SPARE | 1000019912 | Relay & protection Panels (with automation) | LS | 1 |  | Included
118 | 7000024624 | 2550 | MANDATORY SPARE | 1000019927 | Spares-Substation Automation System | LS | 1 |  | Included
119 | 7000024624 | 2560 | MANDATORY SPARE | 1000025933 | Spare-245kV CT | SET | 1 |  | Included
120 | 7000024624 | 2570 | MANDATORY SPARE | 1000025934 | Spare-245kV CVT | SET | 1 |  | Included
121 | 7000024624 | 2580 | PLCC | 1000010638 | Digital Protection Coupler | EA | 2 |  | Included
122 | 7000024624 | 2610 | Remote End PLCC | 1000010638 | Digital Protection Coupler | EA | 2 |  | Included
123 | 7000024624 | 2620 | 220kV Insulator and Hardware | 1000055978 | 220KV TENSION INSULATOR STRING AND ASSOCIATED HARDWARE FITTINGSWITHOUT TURN BUCKLE SUITABLE FOR QUAD CONDUCTOR | EA | 21 |  | Included
124 | 7000024624 | 2630 | 220kV Insulator and Hardware | 1000055980 | 220KV TENSION INSULATOR STRING AND ASSOCIATED HARDWARE FITTINGSWITHOUT TURN BUCKLE SUITABLE FOR TWIN CONDUCTOR | EA | 18 |  | Included
125 | 7000024624 | 2640 | 220kV Insulator and Hardware | 1000055981 | 220KV TENSION INSULATOR STRING AND ASSOCIATED HARDWARE FITTINGS WITHTURN BUCKLE SUITABLE FOR QUAD CONDUCTOR | EA | 21 |  | Included
126 | 7000024624 | 2650 | 220kV Insulator and Hardware | 1000055983 | 220KV TENSION INSULATOR STRING AND ASSOCIATED HARDWARE FITTINGS WITHTURN BUCKLE SUITABLE FOR TWIN CONDUCTOR | EA | 24 |  | Included
127 | 7000024624 | 2660 | 220kV Insulator and Hardware | 1000055975 | 220KV SUSPENSION INSULATOR STRING AND ASSOCIATED HARDWARE FITTINGSWITH DROP CLAMP SUITABLE FOR TWIN CONDUCTOR | EA | 18 |  | Included
128 | 7000024624 | 2670 | 220kV Insulator and Hardware | 1000055977 | 220KV SUSPENSION INSULATOR STRING AND ASSOCIATED HARDWARE FITTINGSWITH THROUGH CLAMP SUITABLE FOR TWIN CONDUCTOR | EA | 6 |  | Included
129 | 7000024624 | 2680 | 220kV Insulator and Hardware | 1000055973 | 220KV SUSPENSION INSULATOR STRING AND ASSOCIATED HARDWARE FITTINGSWITH DROP CLAMP SUITABLE FOR QUAD CONDUCTOR | EA | 3 |  | Included
130 | 7000024624 | 2700 | Spares-Tele Eqpt at PS1 | 1000031369 | SDH EQUIPMENT (STM-16 MADM UPTO 5 MSP PROTECTED DIRECTIONS)-COMMONCARDS, CROSS-CONNECT/CONTROL CARDS, OPTICAL BASE CARD, POWER SUPPLYCARDS, POWER CABLING, OTHER HARDWARE & ACCESSORIES (EACH). | SET | 1 |  | Included
131 | 7000024624 | 2710 | Spares-Tele Eqpt at PS1 | 1000018706 | S16.1 SFP | EA | 1 |  | Included
132 | 7000024624 | 2720 | Spares-Tele Eqpt at PS1 | 1000031374 | TRIBUTARY INTERFACE- E1 INTERFACE (MINIMUM 16 NOS.) | SET | 1 |  | Included
133 | 7000024624 | 2730 | Spares-Tele Eqpt at PS1 | 1000034950 | ETHERNET INTERFACE 10/100 BASE T WITH LAYER-2 SWITCHING (MIN 8INTERFACES PER CARD) | EA | 1 |  | Included
134 | 7000024624 | 2740 | Spares-Tele Eqpt at PS1 | 1000031381 | TRIBUTARY INTERFACE-GIGABIT ETHERNET INTERFACES 10/100 MBPS WITH LAYER-2 SWITCHING (MINIMUM 2 NOS.) | SET | 1 |  | Included
135 | 7000024624 | 2750 | Spares-Tele Eqpt at PS1 | 1000034998 | VOIP TELEPHONE INSTRUMENT WITH ONE COMMON SWITCH (MIN. 8 PORT) | EA | 1 |  | Included
136 | 7000024624 | 2760 | Spares-Tele Eqpt at PS1 | 1000031398 | PRE CONNECTORIZED OPTICAL FIBER PATCH CORDS(10 MTRS) â€“ PACK OF SIXPATCH CORDS | SET | 1 |  | Included
137 | 7000024624 | 2770 | Tele Equip BOQ at Grid SS | 1000031367 | SDH EQUIPMENT (STM-16 MADM UPTO 5 MSP PROTECTED DIRECTIONS)-BASEEQUIPMENT (COMMON CARDS, CROSS CONNECT/CONTROL CARDS, OPTICAL BASECARDS, POWER SUPPLY CARDS, POWER CABLING, OTHER HARDWARE ANDACCESSORIES INCLUDING SUB RACKS, PATCH CORD, DDF ETC FULLY EQUIPEDEXCLUDING OPTICAL INTERFACE & TRIBUTARY CARDS | EA | 1 |  | Included
138 | 7000024624 | 2830 | Tele Equip BOQ at Grid SS | 1000018706 | S16.1 SFP | EA | 8 |  | Included
139 | 7000024624 | 2780 | Tele Equip BOQ at Grid SS | 1000031374 | TRIBUTARY INTERFACE- E1 INTERFACE (MINIMUM 16 NOS.) | SET | 2 |  | Included
140 | 7000024624 | 2790 | Tele Equip BOQ at Grid SS | 1000034950 | ETHERNET INTERFACE 10/100 BASE T WITH LAYER-2 SWITCHING (MIN 8INTERFACES PER CARD) | EA | 2 |  | Included
141 | 7000024624 | 2800 | Tele Equip BOQ at Grid SS | 1000031381 | TRIBUTARY INTERFACE-GIGABIT ETHERNET INTERFACES 10/100 MBPS WITH LAYER-2 SWITCHING (MINIMUM 2 NOS.) | SET | 1 |  | Included
142 | 7000024624 | 2810 | Tele Equip BOQ at Grid SS | 1000026228 | Equipment Cabinets For SDH | EA | 1 |  | Included
143 | 7000024624 | 2820 | Tele Equip BOQ at Grid SS | 1000034998 | VOIP TELEPHONE INSTRUMENT WITH ONE COMMON SWITCH (MIN. 8 PORT) | EA | 2 |  | Included
PS-2 220/33kV, 300MW TUSCO
144 | 7000024624 | 2870 | Tele Equip BOQ at PS2 | 1000031367 | SDH EQUIPMENT (STM-16 MADM UPTO 5 MSP PROTECTED DIRECTIONS)-BASEEQUIPMENT (COMMON CARDS, CROSS CONNECT/CONTROL CARDS, OPTICAL BASECARDS, POWER SUPPLY CARDS, POWER CABLING, OTHER HARDWARE ANDACCESSORIES INCLUDING SUB RACKS, PATCH CORD, DDF ETC FULLY EQUIPEDEXCLUDING OPTICAL INTERFACE & TRIBUTARY CARDS | EA | 1 |  | Included
145 | 7000024624 | 2930 | Tele Equip BOQ at PS2 | 1000018706 | S16.1 SFP | EA | 2 |  | Included
146 | 7000024624 | 2880 | Tele Equip BOQ at PS2 | 1000031374 | TRIBUTARY INTERFACE- E1 INTERFACE (MINIMUM 16 NOS.) | SET | 2 |  | Included
147 | 7000024624 | 2890 | Tele Equip BOQ at PS2 | 1000034950 | ETHERNET INTERFACE 10/100 BASE T WITH LAYER-2 SWITCHING (MIN 8INTERFACES PER CARD) | EA | 2 |  | Included
148 | 7000024624 | 2900 | Tele Equip BOQ at PS2 | 1000031381 | TRIBUTARY INTERFACE-GIGABIT ETHERNET INTERFACES 10/100 MBPS WITH LAYER-2 SWITCHING (MINIMUM 2 NOS.) | SET | 1 |  | Included
149 | 7000024624 | 2910 | Tele Equip BOQ at PS2 | 1000026228 | Equipment Cabinets For SDH | EA | 1 |  | Included
150 | 7000024624 | 2920 | Tele Equip BOQ at PS2 | 1000034998 | VOIP TELEPHONE INSTRUMENT WITH ONE COMMON SWITCH (MIN. 8 PORT) | EA | 2 |  | Included
151 | 7000024624 | 2950 | 33kV LT TRANSFORMER | 1000001974 | 315kVA, 33/0.433kV, 3ph Transformer | EA | 2 |  | Included
152 | 7000024624 | 2960 | 245kV, 50kA AIS EQUIPMENT | 1000001683 | 245kV, 1600A, 50KA Circuit Breaker(3-Phase) with support structure | EA | 6 |  | Included
153 | 7000024624 | 2970 | 245kV, 50kA AIS EQUIPMENT | 1000001684 | 245 kV, 1600A, 50KA, 1-Phase CurrentTransformer with 120% extended currentrating | EA | 18 |  | Included
154 | 7000024624 | 2980 | 245kV, 50kA AIS EQUIPMENT | 1000001772 | 245 kV, 4400pf Capacitive Voltage Transformer (1- Phase) | EA | 12 |  | Included
155 | 7000024624 | 2990 | 245kV, 50kA AIS EQUIPMENT | 1000001688 | 245kV, 1600A, 50 KA, 3-phase DoubleBreak Isolator with one E/S | EA | 6 |  | Included
156 | 7000024624 | 3000 | 245kV, 50kA AIS EQUIPMENT | 1000001689 | 245kV, 1600A, 50 KA, 3-phase DoubleBreak Isolator with two E/S | EA | 6 |  | Included
157 | 7000024624 | 3010 | 245kV, 50kA AIS EQUIPMENT | 1000032777 | 245KV, 1600 A, 50KA, 3-PHASE, DOUBLE BREAK TANDEM ISOLATOR WITHOUT E/S | EA | 11 |  | Included
158 | 7000024624 | 3020 | 245kV, 50kA AIS EQUIPMENT | 1000020417 | 216kV Surge Arrester (1-phase) | EA | 15 |  | Included
159 | 7000024624 | 3030 | 245kV, 50kA AIS EQUIPMENT | 1000001695 | 245 kV, 1 phase Bus Post Insulator (except for Line Traps) | EA | 78 |  | Included
160 | 7000024624 | 3040 | 245kV, 50kA AIS EQUIPMENT | 1000001738 | 245kV, 2500A, 50KA Circuit Breaker(3-Phase) with support structure | EA | 1 |  | Included
161 | 7000024624 | 3050 | 245kV, 50kA AIS EQUIPMENT | 1000032771 | 245KV, 2500A, 50KA, 3-PHASE, DOUBLE BREAK ISOLATOR WITH TWO E/S | EA | 2 |  | Included
162 | 7000024624 | 3060 | 245kV, 50kA AIS EQUIPMENT | 1000001739 | 245 kV, 2500A, 50KA, 1-Phase CurrentTransformer with 120% extended currentrating | EA | 3 |  | Included
163 | 7000024624 | 3070 | 36kV AIS INDOOR PANEL | 1000064219 | 36KV, 2500A, 25KA, 3-PHASE INDOOR SWITCHGEAR PANEL FOR INCOMER FEEDER | SET | 4 |  | Included
164 | 7000024624 | 3080 | 36kV AIS INDOOR PANEL | 1000064510 | 36KV, 400A, 25KA, 3-PHASE INDOOR SWITCHGEAR PANEL FOR LT TRANSFORMERFEEDER | SET | 2 |  | Included
165 | 7000025442 | 10 | 36kV AIS INDOOR PANEL | 1000002038 | 36 kV (3-phase) Indoor Switch gear Panel for Bus Sectionaliser Module | SET | 2 |  | Included
166 | 7000024624 | 3100 | 36kV AIS INDOOR PANEL | 1000064512 | 36KV, 800A, 25KA, 3-PHASE INDOOR SWITCHGEAR PANEL FOR OUTGOING FEEDER | SET | 14 |  | Included
167 | 7000024624 | 3110 | Erection Hardware for 220kV DMT Type S/Y | 1000011265 | Erection Hardware for 220kV layout (Double Main and TransferScheme)-Transfer Bus Coupler Bay as per technical specification | SET | 1 |  | Included
168 | 7000024624 | 3120 | Erection Hardware for 220kV DMT Type S/Y | 1000011253 | Erection Hardware for 220kV layout (Double Main and TransferScheme)-Bus Coupler Bay as per technical specification | SET | 1 |  | Included
169 | 7000024624 | 3130 | Erection Hardware for 220kV DMT Type S/Y | 1000011264 | Erection Hardware for 220kV layout (Double Main and TransferScheme)-Transformer Bay as per technical specification | SET | 3 |  | Included
170 | 7000024624 | 3140 | Erection Hardware for 220kV DMT Type S/Y | 1000011261 | Erection Hardware for 220kV layout (Double Main and TransferScheme)-Line Bay as per technical specification | SET | 2 |  | Included
171 | 7000024624 | 3150 | Erection Hardware for 220kV DMT Type S/Y | 1000011257 | Erection Hardware for 220kV layout (Double Main and TransferScheme)-Bus work (three Bay) as per technical specification | SET | 1 |  | Included
172 | 7000024624 | 3160 | Erection Hardware for 220kV DMT Type S/Y | 1000011256 | Erection Hardware for 220kV layout (Double Main and TransferScheme)-Bus work (two Bay) as per technical specification | SET | 2 |  | Included
173 | 7000024624 | 3170 | 33 kV HT Cable | 1000041228 | 33KV POWER CABLE TERMINATION KIT | EA | 51 |  | Included
174 | 7000024624 | 3180 | 33 kV HT Cable | 1000034977 | 33KV, 1CX630 SQMM XLPE AL ARMOURED CABLE ALONGWITH ACCESSORIES AS PERTECH. SPECIFICATION | KM | 3 |  | Included
175 | 7000024624 | 3190 | 33 kV HT Cable | 1000034060 | 33KV, 3CX95 SQMM XLPE AL ARMOURED CABLE ALONGWITH ACCESSORIES AS PERTECH. SPECIFICATION | KM | 0.2 |  | Included
176 | 7000024624 | 3200 | Earthmat | 1000032055 | 40 MM MS ROD FOR MAIN EARTHMAT | KM | 5 |  | Included
177 | 7000024624 | 3210 | CONTROL & RELAY PANEL | 1000001166 | 220kV Bus Bar Protection Panel (Single)-(with Automation) | SET | 1 |  | Included
178 | 7000024624 | 3220 | CONTROL & RELAY PANEL | 1000001566 | 220kV Transformer Protection Panel (For both HV & MV side)-(withAutomation) | EA | 3 |  | Included
179 | 7000024624 | 3230 | CONTROL & RELAY PANEL | 1000001330 | 220kV Line Protection Panel (with Automation) | EA | 2 |  | Included
180 | 7000024624 | 3240 | CONTROL & RELAY PANEL | 1000001170 | 220kV Circuit Breaker Relay Panel with Auto Reclose (with Automation) | EA | 7 |  | Included
181 | 7000024624 | 3250 | CONTROL & RELAY PANEL | 1000026235 | Line Current Differential Relay | SET | 4 |  | Included
182 | 7000024624 | 3260 | SAS | 1000001332 | Complete Substation automation System for 220kV bay as per TechnicalSpecification | EA | 7 |  | Included
183 | 7000024624 | 3270 | SAS | 1000002018 | Complete Substation automation System for 33kV bay as per TechnicalSpecification | EA | 22 |  | Included
184 | 7000024624 | 3280 | VMS | 1000025861 | Visual Monitoring System for Watch & Ward | SET | 1 |  | Included
185 | 7000024624 | 3290 | LT SWITCHGEAR | 1000055468 | LT SWITCH GEAR (AS PER LT SLD ENCLOSED IN TECHNICAL SPECIFICATION) | SET | 1 |  | Included
186 | 7000024624 | 3300 | BATTERY & BATTERY CHARGER | 1000027575 | 220V Float Cum Boost Battery Charger | EA | 2 |  | Included
187 | 7000024624 | 3310 | BATTERY & BATTERY CHARGER | 1000027578 | 48V Float Cum Boost Battery Charger | EA | 2 |  | Included
188 | 7000024624 | 3320 | BATTERY & BATTERY CHARGER | 1000027377 | 220V Battery set | SET | 2 |  | Included
189 | 7000024624 | 3330 | BATTERY & BATTERY CHARGER | 1000027411 | 48V Battery set | SET | 2 |  | Included
190 | 7000024624 | 3340 | DG SET | 1000000541 | 100 kVA Diesel Generator along with control Panel | SET | 1 |  | Included
191 | 7000024624 | 3350 | POWER & CONTROL CABLE | 1000031964 | 1.1KV GRADE 3CX2.5 SQMM CONTROL CABLE | KM | 11 |  | Included
192 | 7000024624 | 3360 | POWER & CONTROL CABLE | 1000031987 | 1.1KV GRADE 5CX2.5 SQMM CONTROL CABLE | KM | 7 |  | Included
193 | 7000024624 | 3370 | POWER & CONTROL CABLE | 1000031993 | 1.1KV GRADE 7CX2.5 SQMM CONTROL CABLE | KM | 2 |  | Included
194 | 7000024624 | 3380 | POWER & CONTROL CABLE | 1000031887 | 1.1KV GRADE 10CX2.5 SQMM CONTROL CABLE | KM | 2 |  | Included
195 | 7000024624 | 3390 | POWER & CONTROL CABLE | 1000031904 | 1.1KV GRADE 14CX2.5 SQMM CONTROL CABLE | KM | 3 |  | Included
196 | 7000024624 | 3400 | POWER & CONTROL CABLE | 1000032049 | 4PAIR, 0.5 SQ.MM SCREENED CABLE | KM | 1 |  | Included
197 | 7000024624 | 3410 | POWER & CONTROL CABLE | 1000031919 | 1.1KV GRADE 1CX630 SQ. MM (XLPE) POWER CABLE | KM | 2 |  | Included
198 | 7000024624 | 3420 | POWER & CONTROL CABLE | 1000031951 | 1.1KV GRADE 3.5CX300 SQMM (XLPE) POWER CABLE | KM | 1 |  | Included
199 | 7000024624 | 3430 | POWER & CONTROL CABLE | 1000031957 | 1.1KV GRADE 3.5CX70 SQMM (PVC) POWER CABLE | KM | 1 |  | Included
200 | 7000024624 | 3440 | POWER & CONTROL CABLE | 1000031953 | 1.1KV GRADE 3.5CX35 SQMM (PVC) POWER CABLE | KM | 3 |  | Included
201 | 7000024624 | 3450 | POWER & CONTROL CABLE | 1000031976 | 1.1KV GRADE 4CX16 SQMM (PVC) POWER CABLE | KM | 2 |  | Included
202 | 7000024624 | 3460 | POWER & CONTROL CABLE | 1000031943 | 1.1KV GRADE 2CX6 SQMM (PVC) POWER CABLE | KM | 5 |  | Included
203 | 7000024624 | 3470 | POWER & CONTROL CABLE | 1000031985 | 1.1KV GRADE 4CX6 SQMM (PVC) POWER CABLE | KM | 5 |  | Included
204 | 7000024624 | 3480 | POWER & CONTROL CABLE | 1000056265 | 1.1KV GRADE 27CX1.5 SQMM CONTROL CABLE | KM | 5 |  | Included
205 | 7000024624 | 3490 | POWER & CONTROL CABLE | 1000056264 | 1.1KV GRADE 19CX1.5 SQMM CONTROL CABLE | KM | 3 |  | Included
206 | 7000024624 | 3500 | POWER & CONTROL CABLE | 1000031911 | 1.1KV GRADE 1CX150 SQMM (PVC) POWER CABLE | KM | 0.5 |  | Included
207 | 7000024624 | 3510 | AIR CONDITIONING & VENTILATION SYSTEM | 1000013502 | High wall type split AC unit of 2 TR capacity | EA | 15 |  | Included
208 | 7000024624 | 3520 | FIRE FIGHTING SYSTEM | 1000028771 | PORTABLE FIRE EXTINGUISHER-DCP TYPE 4.5/5 KG | EA | 5 |  | Included
209 | 7000024624 | 3530 | FIRE FIGHTING SYSTEM | 1000012022 | 4.5 kg CO2 type Portable Fire extinguisher | EA | 6 |  | Included
210 | 7000024624 | 3540 | FIRE FIGHTING SYSTEM | 1000012027 | 9litre water type Portable Fire extinguisher | EA | 4 |  | Included
211 | 7000024624 | 3550 | FIRE FIGHTING SYSTEM | 1000012013 | Fire Detection and Alarm System for Control Room Building(220kV) | SET | 1 |  | Included
212 | 7000024624 | 3560 | FIRE FIGHTING SYSTEM | 1000028551 | Diesel Engine driven Hydrant system with Water tank, Pump Room, DGdriven pump, O/G & U/G piping, hydrant points for transformers,buildings, store yard and accessories etc. | LS | 1 |  | Included
213 | 7000024624 | 3570 | ILLUMINATION SYSTEM | 1000014547 | Lighting Panel type ACP-2 as per technical specification | EA | 2 |  | Included
214 | 7000024624 | 3580 | ILLUMINATION SYSTEM | 1000014549 | Lighting Panel type DCP as per technical specification | EA | 1 |  | Included
215 | 7000024624 | 3590 | ILLUMINATION SYSTEM | 1000001050 | 15A, 240V: Outdoor Receptacle 2 pole, 3-pin modular (type RO) as pertechnical specifications | EA | 2 |  | Included
216 | 7000024624 | 3600 | ILLUMINATION SYSTEM | 1000004952 | 63A, 415V : Interlocked switch socket outdoor Receptacle (type RP) asper technical specifications | EA | 1 |  | Included
217 | 7000024624 | 3610 | ILLUMINATION SYSTEM | 1000001894 | Outdoor Power Receptacle for oilfiltration unit (250A) | EA | 1 |  | Included
218 | 7000024624 | 3620 | ILLUMINATION SYSTEM | 1000038325 | LIGHTING FIXTURE LED LUMINAIRES TYPE FL2 AS PER TECH. SPECIFICATIONS | EA | 30 |  | Included
219 | 7000024624 | 3630 | ILLUMINATION SYSTEM | 1000009646 | Control room cum administrative building (220kV) illumination | LOT | 1 |  | Included
220 | 7000024624 | 3640 | ILLUMINATION SYSTEM | 1000030002 | Fire fighting pumphouse building illimunation including conduit | LS | 1 |  | Included
221 | 7000024624 | 3650 | ILLUMINATION SYSTEM | 1000030151 | Security Room Illumination including conduit | LS | 1 |  | Included
222 | 7000024624 | 3660 | ILLUMINATION SYSTEM | 1000038389 | LED STREET LIGHT LUMINAIRE TYPE SL-L1 (= 45W)AS PER TECHNICALSPECIFICATION | EA | 15 |  | Included
223 | 7000024624 | 3670 | ILLUMINATION SYSTEM | 1000038397 | TYPE L1 STREET LIGHTING POLE OF 6 METER AS PER TECHNICALSPECIFICATION. | EA | 15 |  | Included
224 | 7000024624 | 3680 | ILLUMINATION SYSTEM | 1000038041 | LIGHTING FIXTURE LED LUMINAIRES TYPE SL-D1 AS PER TECH. SPECIFICATIONS | EA | 5 |  | Included
225 | 7000024624 | 3690 | ILLUMINATION SYSTEM | 1000038396 | TYPE D1 POST TOP LANTERN POLE OF 4 METER AS PER TECHNICALSPECIFICATION. | EA | 5 |  | Included
226 | 7000024624 | 3700 | 220 kV TOWERS | 1000020091 | Fabrication, galvanising and supply of Std LM (50m) includingnuts, bolts, all type of washers, packplates, step bolts and gussetplates excluding foundation bolts | EA | 2 |  | Included
227 | 7000024624 | 3710 | 220 kV TOWERS | 1000020088 | Fabrication, galvanising and supply of Standard 220 kV Gantry BG1including nuts, bolts, all type of washers, packplates, step bolts andgusset plates excluding foundation bolts | EA | 10 |  | Included
228 | 7000024624 | 3720 | 220 kV TOWERS | 1000020086 | Fabrication, galvanising and supply of Standard 220 kV Gantry B1including nuts, bolts, all type of washers, packplates, step bolts andgusset plates excluding foundation bolts | EA | 12 |  | Included
229 | 7000024624 | 3730 | 220 kV TOWERS | 1000020110 | Fabrication, galvanising and supply of Standard 220 kV Tower CTHincluding nuts, bolts, all type of washers, packplates, step bolts andgusset plates excluding foundation bolts | EA | 4 |  | Included
230 | 7000024624 | 3740 | 220 kV TOWERS | 1000020109 | Fabrication, galvanising and supply of Standard 220 kV Tower CTGincluding nuts, bolts, all type of washers, packplates, step bolts andgusset plates excluding foundation bolts | EA | 4 |  | Included
231 | 7000024624 | 3750 | 220 kV TOWERS | 1000020104 | Fabrication, galvanising and supply of Standard 220 kV Tower CTBincluding nuts, bolts, all type of washers, packplates, step bolts andgusset plates excluding foundation bolts | EA | 1 |  | Included
232 | 7000024624 | 3760 | 220 kV TOWERS | 1000020099 | Fabrication, galvanising and supply of Standard 220 kV Tower CCincluding nuts, bolts, all type of washers, packplates, step bolts andgusset plates excluding foundation bolts | EA | 4 |  | Included
233 | 7000024624 | 3770 | 220 kV TOWERS | 1000020111 | Fabrication, galvanising and supply of Standard 220 kV Tower CTIincluding nuts, bolts, all type of washers, packplates, step bolts andgusset plates excluding foundation bolts | EA | 5 |  | Included
234 | 7000024624 | 3780 | 220 kV TOWERS | 1000020097 | Fabrication, galvanising and supply of Standard 220 kV Tower CAincluding nuts, bolts, all type of washers, packplates, step bolts andgusset plates excluding foundation bolts | EA | 4 |  | Included
235 | 7000024624 | 3790 | 220 kV TOWERS | 1000020105 | Fabrication, galvanising and supply of Standard 220 kV Tower CTCincluding nuts, bolts, all type of washers, packplates, step bolts andgusset plates excluding foundation bolts | EA | 2 |  | Included
236 | 7000024624 | 3800 | 220 kV TOWERS | 1000020098 | Fabrication, galvanising and supply of Standard 220 kV Tower CBincluding nuts, bolts, all type of washers, packplates, step bolts andgusset plates excluding foundation bolts | EA | 2 |  | Included
237 | 7000024624 | 3810 | 220 kV TOWERS | 1000020106 | Fabrication, galvanising and supply of Standard 220 kV Tower CTDincluding nuts, bolts, all type of washers, packplates, step bolts andgusset plates excluding foundation bolts | EA | 1 |  | Included
238 | 7000024624 | 3820 | 220 kV TOWERS | 1000020107 | Fabrication, galvanising and supply of Standard 220 kV Tower CTEincluding nuts, bolts, all type of washers, packplates, step bolts andgusset plates excluding foundation bolts | EA | 1 |  | Included
239 | 7000024624 | 3830 | 220kV Equipment support structures | 1000017565 | Fabrication, galvanising and supply of Std Pipe Structure - 220 kV highBPI including nuts, bolts, all type of washers, packplates, step boltsand gusset plates excluding foundation bolts | EA | 21 |  | Included
240 | 7000024624 | 3840 | 220kV Equipment support structures | 1000020187 | Fabrication, galvanising and supply of Standard Pipe Structure - 220kV CT including nuts, bolts, all type of washers, packplates, stepbolts and gusset plates excluding foundation bolts | EA | 21 |  | Included
241 | 7000024624 | 3850 | 220kV Equipment support structures | 1000020188 | Fabrication, galvanising and supply of Standard Pipe Structure - 220kV CVT including nuts, bolts, all type of washers, packplates, stepbolts and gusset plates excluding foundation bolts | EA | 12 |  | Included
242 | 7000024624 | 3860 | 220kV Equipment support structures | 1000020189 | Fabrication, galvanising and supply of Standard Pipe Structure - 220kV ISOLATOR including nuts, bolts, all type of washers, packplates,step bolts and gusset plates excluding foundation bolts | EA | 25 |  | Included
243 | 7000024624 | 3870 | 220kV Equipment support structures | 1000020190 | Fabrication, galvanising and supply of Standard Pipe Structure - 220kV SA including nuts, bolts, all type of washers, packplates, stepbolts and gusset plates excluding foundation bolts | EA | 15 |  | Included
244 | 7000024624 | 3880 | 220kV Equipment support structures | 1000020186 | Fabrication, galvanising and supply of Std Pipe Structure - 220 kVBPI including nuts, bolts, all type of washers, packplates, step boltsand gusset plates excluding foundation bolts | EA | 57 |  | Included
245 | 7000024624 | 3890 | 220kV Equipment support structures | 1000015952 | Fabrication, galvanising and supply of Equipment Support (Pipe)Structures to be designed during detailed engineering | MT | 2 |  | Included
246 | 7000024624 | 3900 | 220kV Equipment support structures | 1000015954 | Fabrication, galvanising and supply of Lattice Structures (MS Steel),to be designed during detailed engineering, for towers, beams andequipment support structure including pack plates / packwashers andgusset plates excluding fasteners and foundation bolts | MT | 2 |  | Included
247 | 7000024624 | 3910 | 220kV Equipment support structures | 1000011713 | Fabrication, galvanising and supply of fasteners ( nuts, bolts andwashers ) including step bolts for lattice and pipe structures to bedesigned during detailed engineering | MT | 1 |  | Included
248 | 7000024624 | 4090 | Foundation bolt | 1000012366 | Fabrication, galvanising and supply of 28mm dia foundation boltsincluding nuts, checknuts, washers and packplates. | EA | 1268 |  | Included
249 | 7000024624 | 4100 | Foundation bolt | 1000012368 | Fabrication, galvanising and supply of 40mm dia foundation boltsincluding nuts, checknuts, washers and packplates. | EA | 140 |  | Included
250 | 7000024624 | 4110 | Foundation bolt | 1000012369 | Fabrication, galvanising and supply of 56mm dia foundation boltsincluding nuts, checknuts, washers and packplates | EA | 208 |  | Included
251 | 7000024624 | 4140 | PMU at PS2 | 1000017518 | PMU with GPS Clock (clock can be either internal or external) | EA | 2 |  | Included
252 | 7000024624 | 4150 | PMU at PS2 | 1000022512 | WAMS Hardware - Time System (GPS receiver) | EA | 2 |  | Included
253 | 7000024624 | 4160 | PMU at PS2 | 1000022510 | WAMS Hardware - Substation Grade Layer-3 LAN Switches with minimum 4 x10/100 Mbps Ethernet ports and 2 x 1 Gbps Ethernet ports | EA | 3 |  | Included
254 | 7000024624 | 4170 | PMU at PS2 | 1000022487 | WAMS Miscellaneous - Armored Fibre Optic Cable and associatedtermination (e.g. L2 Switch) for connecting PMU panels located indifferent control room of a station | EA | 1 |  | Included
255 | 7000024624 | 4190 | MANDATORY SPARE | 1000025935 | Spare-245kV Circuit Breaker | SET | 1 |  | Included
256 | 7000024624 | 4200 | MANDATORY SPARE | 1000025936 | Spare-245kV Isolator | SET | 1 |  | Included
257 | 7000024624 | 4210 | MANDATORY SPARE | 1000025930 | Spare-216kV Surge Arrester | SET | 1 |  | Included
258 | 7000024624 | 4220 | MANDATORY SPARE | 1000019912 | Relay & protection Panels (with automation) | LS | 1 |  | Included
259 | 7000024624 | 4230 | MANDATORY SPARE | 1000019927 | Spares-Substation Automation System | LS | 1 |  | Included
260 | 7000024624 | 4240 | MANDATORY SPARE | 1000025933 | Spare-245kV CT | SET | 1 |  | Included
261 | 7000024624 | 4250 | MANDATORY SPARE | 1000025934 | Spare-245kV CVT | SET | 1 |  | Included
262 | 7000024624 | 4260 | PLCC | 1000010638 | Digital Protection Coupler | EA | 2 |  | Included
263 | 7000024624 | 4290 | Remote End PLCC | 1000010638 | Digital Protection Coupler | EA | 2 |  | Included
264 | 7000024624 | 4300 | 220kV Insulator and Hardware | 1000055978 | 220KV TENSION INSULATOR STRING AND ASSOCIATED HARDWARE FITTINGSWITHOUT TURN BUCKLE SUITABLE FOR QUAD CONDUCTOR | EA | 21 |  | Included
265 | 7000024624 | 4310 | 220kV Insulator and Hardware | 1000055980 | 220KV TENSION INSULATOR STRING AND ASSOCIATED HARDWARE FITTINGSWITHOUT TURN BUCKLE SUITABLE FOR TWIN CONDUCTOR | EA | 18 |  | Included
266 | 7000024624 | 4320 | 220kV Insulator and Hardware | 1000055981 | 220KV TENSION INSULATOR STRING AND ASSOCIATED HARDWARE FITTINGS WITHTURN BUCKLE SUITABLE FOR QUAD CONDUCTOR | EA | 21 |  | Included
267 | 7000024624 | 4330 | 220kV Insulator and Hardware | 1000055983 | 220KV TENSION INSULATOR STRING AND ASSOCIATED HARDWARE FITTINGS WITHTURN BUCKLE SUITABLE FOR TWIN CONDUCTOR | EA | 24 |  | Included
268 | 7000024624 | 4340 | 220kV Insulator and Hardware | 1000055975 | 220KV SUSPENSION INSULATOR STRING AND ASSOCIATED HARDWARE FITTINGSWITH DROP CLAMP SUITABLE FOR TWIN CONDUCTOR | EA | 18 |  | Included
269 | 7000024624 | 4350 | 220kV Insulator and Hardware | 1000055977 | 220KV SUSPENSION INSULATOR STRING AND ASSOCIATED HARDWARE FITTINGSWITH THROUGH CLAMP SUITABLE FOR TWIN CONDUCTOR | EA | 6 |  | Included
270 | 7000024624 | 4360 | 220kV Insulator and Hardware | 1000055973 | 220KV SUSPENSION INSULATOR STRING AND ASSOCIATED HARDWARE FITTINGSWITH DROP CLAMP SUITABLE FOR QUAD CONDUCTOR | EA | 3 |  | Included
220kV DC PSS1 to GSS
271 | 7000024624 | 10 | FABRICATION AND SUPPLY | 1000013391 | Fabrication, galvanising & supply ofvarious types of towers & towerparts,tower/leg extensions (complete)excluding step bolt, stubs andbolts &nuts but including hangers, D-Shackles,pack washers etc.-HTSteel for NormalTowers | MT | 51.55 |  | Included
272 | 7000024624 | 20 | FABRICATION AND SUPPLY | 1000015274 | Fabrication, galvanising & supply ofvarious types of towers & towerparts,tower/leg extensions (complete)excluding step bolt, stubs andbolts &nuts but including hangers, D-Shackles,pack washers etc.-MSSteel for NormalTowers | MT | 55.75 |  | Included
273 | 7000024624 | 30 | FABRICATION AND SUPPLY | 1000013472 | Supply of Hexagonal Bolts & Nuts fortowers including Step Bolts,SpringWashers etc. | MT | 6.39 |  | Included
274 | 7000024624 | 40 | FABRICATION AND SUPPLY | 1000013393 | Fabrication, galvanising & supply ofstubs with cleats for varioustypes oftowers and tower extensions(complete)with packwashers excluding supply ofbolts & nuts-HT Steel for Normal Towers | MT | 4.82 |  | Included
275 | 7000024624 | 50 | FABRICATION AND SUPPLY | 1000007847 | Supply of Bolts & Nuts for Stubsincluding Spring Washers etc. | MT | 0.16 |  | Included
276 | 7000024624 | 340 | FABRICATION AND SUPPLY SPARES | 1000013391 | Fabrication, galvanising & supply ofvarious types of towers & towerparts,tower/leg extensions (complete)excluding step bolt, stubs andbolts &nuts but including hangers, D-Shackles,pack washers etc.-HTSteel for NormalTowers | MT | 0.6 |  | Included
277 | 7000024624 | 350 | FABRICATION AND SUPPLY SPARES | 1000015274 | Fabrication, galvanising & supply ofvarious types of towers & towerparts,tower/leg extensions (complete)excluding step bolt, stubs andbolts &nuts but including hangers, D-Shackles,pack washers etc.-MSSteel for NormalTowers | MT | 0.6 |  | Included
278 | 7000024624 | 360 | FABRICATION AND SUPPLY SPARES | 1000013472 | Supply of Hexagonal Bolts & Nuts fortowers including Step Bolts,SpringWashers etc. | MT | 0.1 |  | Included
279 | 7000024624 | 60 | EARTHING OF TOWERS | 1000017587 | Supply of Pipe Type Earthing | EA | 15 |  | Included
280 | 7000024624 | 70 | EARTHING OF TOWERS | 1000010003 | Supply of Counterpoise type (120 mlength) | EA | 4 |  | Included
281 | 7000024624 | 80 | EARTHING OF TOWERS | 1000038340 | ROD TYPE EARTHING | EA | 15 |  | Included
282 | 7000024624 | 90 | EARTHING OF TOWERS | 1000019718 | Supply of Shieldwire EarthingincludingPG clamps, downlead clampsbutexcluding Earthwire bits for Pipetypeearthing | EA | 1 |  | Included
283 | 7000024624 | 100 | TOWER ACCESSORIES | 1000010538 | Danger Plate for 220kV | EA | 19 |  | Included
284 | 7000024624 | 110 | TOWER ACCESSORIES | 1000015970 | Number Plate for 220kV | EA | 19 |  | Included
285 | 7000024624 | 120 | TOWER ACCESSORIES | 1000017508 | Phase Plate (Set of three) | SET | 38 |  | Included
286 | 7000024624 | 130 | TOWER ACCESSORIES | 1000009119 | Circuit Plate (Set of two) | SET | 19 |  | Included
287 | 7000024624 | 140 | TOWER ACCESSORIES | 1000006779 | Supply of Anti-Climbing Devices ofBarbedWire Type | SET | 19 |  | Included
288 | 7000024624 | 150 | TOWER ACCESSORIES | 1000007735 | Bird Guard (Set of Three) | SET | 22 |  | Included
289 | 7000024624 | 160 | CONDUCTOR | 1000030868 | ACSR ZEBRA CONDUCTOR | KM | 34.91 |  | Included
290 | 7000024624 | 170 | INSULATOR | 1000009323 | Composite long rod Insulators for 220kV Transmission Line-70 KN (Length-2030 mm, Creepage-7595 mm) | EA | 78 |  | Included
291 | 7000024624 | 180 | INSULATOR | 1000009322 | Composite long rod Insulators for 220kV Transmission Line-120 KN (Length-2175 mm, Creepage-7595 mm) | EA | 96 |  | Included
292 | 7000024624 | 370 | INSULATOR SPARES | 1000009323 | Composite long rod Insulators for 220kV Transmission Line-70 KN (Length-2030 mm, Creepage-7595 mm) | EA | 8 |  | Included
293 | 7000024624 | 380 | INSULATOR SPARES | 1000009322 | Composite long rod Insulators for 220kV Transmission Line-120 KN (Length-2175 mm, Creepage-7595 mm) | EA | 10 |  | Included
294 | 7000024624 | 190 | HARDWARE FITTINGS | 1000019801 | Hardware Fittings for 220kV AC with ACSR Zebra Conductor-Single "I"Suspension String | SET | 66 |  | Included
295 | 7000024624 | 200 | HARDWARE FITTINGS | 1000019796 | Hardware Fittings for 220kV AC with ACSR Zebra Conductor-Single ISuspension String (Pilot) | SET | 12 |  | Included
296 | 7000024624 | 210 | HARDWARE FITTINGS | 1000019817 | Hardware Fittings for 220kV AC with ACSR Zebra Conductor-SingleTension | SET | 96 |  | Included
297 | 7000024624 | 390 | HARDWARE FITTINGS SPARES | 1000019801 | Hardware Fittings for 220kV AC with ACSR Zebra Conductor-Single "I"Suspension String | SET | 2 |  | Included
298 | 7000024624 | 400 | HARDWARE FITTINGS SPARES | 1000019796 | Hardware Fittings for 220kV AC with ACSR Zebra Conductor-Single ISuspension String (Pilot) | SET | 1 |  | Included
299 | 7000024624 | 410 | HARDWARE FITTINGS SPARES | 1000019817 | Hardware Fittings for 220kV AC with ACSR Zebra Conductor-SingleTension | SET | 2 |  | Included
300 | 7000024624 | 220 | CONDUCTOR ACCESSORIES | 1000015507 | Mid Span Compression Joint for Conductor ACSR singleZebra | EA | 16 |  | Included
301 | 7000024624 | 230 | CONDUCTOR ACCESSORIES | 1000018431 | Repair Sleeve for Conductor ACSR single Zebra | EA | 5 |  | Included
302 | 7000024624 | 240 | CONDUCTOR ACCESSORIES | 1000022416 | Vibration Damper for Conductor ACSR single Zebra | EA | 324 |  | Included
303 | 7000024624 | 420 | CONDUCTOR ACCESSORIES SPARES | 1000015507 | Mid Span Compression Joint for Conductor ACSR singleZebra | EA | 1 |  | Included
304 | 7000024624 | 430 | CONDUCTOR ACCESSORIES SPARES | 1000018431 | Repair Sleeve for Conductor ACSR single Zebra | EA | 1 |  | Included
305 | 7000024624 | 440 | CONDUCTOR ACCESSORIES SPARES | 1000022416 | Vibration Damper for Conductor ACSR single Zebra | EA | 7 |  | Included
306 | 7000024624 | 460 | OPGW Supply 24F | 1000030940 | 24 FIBRE (DWSM) OPGW FIBRE OPTIC CABLE | KM | 6.048 |  | Included
307 | 7000024624 | 470 | OPGW Supply 24F | 1000020444 | Suspension clamp assembly for 24 fibreOPGW | EA | 10 |  | Included
308 | 7000024624 | 480 | OPGW Supply 24F | 1000033144 | TENSION ASSEMBLY - DEAD END FOR 24 FIBEROPGW | SET | 2 |  | Included
309 | 7000024624 | 490 | OPGW Supply 24F | 1000031039 | TENSION FITTINGS ASSEMBLY FOR 24F OPGWINCLUDING ALL ACCESSORIES FORJOINT BOX(SPLICING) LOCATION | SET | 1 |  | Included
310 | 7000024624 | 500 | OPGW Supply 24F | 1000033146 | TENSION ASSEMBLY - DOUBLE TENSION PASSTHROUGH ASSEMBLY FOR 24 FIBEROPGW | SET | 8 |  | Included
311 | 7000024624 | 510 | OPGW Supply 24F | 1000031041 | TENSION FITTINGS ASSEMBLY ON SUSPENSIONTOWER FOR 24F OPGW INCLUDINGALLACCESSORIES AT JOINT BOX (SPLICING)LOCATION | SET | 1 |  | Included
312 | 7000024624 | 520 | OPGW Supply 24F | 1000022417 | Vibration Damper for 24 fibre OPGW | EA | 100 |  | Included
313 | 7000024624 | 530 | OPGW Supply 24F | 1000010817 | Down Lead clamp Assembly for 24 fibreOPGW | EA | 100 |  | Included
314 | 7000024624 | 540 | OPGW Supply 24F | 1000014198 | Joint Box for 24 fibre OPGW | EA | 3 |  | Included
315 | 7000024624 | 550 | OPGW Supply 24F | 1000023471 | OPGW Fibre Optic Distribution Panel (FODP): Indoor Type: 96F | EA | 2 |  | Included
316 | 7000024624 | 560 | OPGW Supply 24F | 1000037545 | 24F (DWSM) APPROACH FIBRE OPTIC CABLE | KM | 1 |  | Included
317 | 7000024624 | 570 | OPGW Supply 24F | 1000066614 | GI PIPE INSTALLATION HARDWARE FOR APPROACH CABLING | KM | 1 |  | Included
318 | 7000024624 | 580 | OPGW Supply 24F | 1000066612 | GI ELBOW INSTALLATION HARDWARE FOR APPROAH CABLING | EA | 10 |  | Included
319 | 7000024624 | 590 | OPGW Supply 24F | 1000066613 | GI FLEXIBLE CONDUIT INSTALLATION HARDWARE FOR APPROAH CABLING | EA | 7 |  | Included
320 | 7000024624 | 600 | Mandatory Spares-UGFO | 1000030940 | 24 FIBRE (DWSM) OPGW FIBRE OPTIC CABLE | KM | 1.5 |  | Included
321 | 7000024624 | 610 | Mandatory Spares-UGFO | 1000020444 | Suspension clamp assembly for 24 fibreOPGW | EA | 1 |  | Included
322 | 7000024624 | 620 | Mandatory Spares-UGFO | 1000033144 | TENSION ASSEMBLY - DEAD END FOR 24 FIBEROPGW | SET | 1 |  | Included
323 | 7000024624 | 630 | Mandatory Spares-UGFO | 1000031039 | TENSION FITTINGS ASSEMBLY FOR 24F OPGWINCLUDING ALL ACCESSORIES FORJOINT BOX(SPLICING) LOCATION | SET | 1 |  | Included
324 | 7000024624 | 640 | Mandatory Spares-UGFO | 1000033146 | TENSION ASSEMBLY - DOUBLE TENSION PASSTHROUGH ASSEMBLY FOR 24 FIBEROPGW | SET | 1 |  | Included
325 | 7000024624 | 650 | Mandatory Spares-UGFO | 1000031041 | TENSION FITTINGS ASSEMBLY ON SUSPENSIONTOWER FOR 24F OPGW INCLUDINGALLACCESSORIES AT JOINT BOX (SPLICING)LOCATION | SET | 1 |  | Included
326 | 7000024624 | 660 | Mandatory Spares-UGFO | 1000022417 | Vibration Damper for 24 fibre OPGW | EA | 4 |  | Included
327 | 7000024624 | 670 | Mandatory Spares-UGFO | 1000010817 | Down Lead clamp Assembly for 24 fibreOPGW | EA | 4 |  | Included
328 | 7000024624 | 680 | Mandatory Spares-UGFO | 1000014198 | Joint Box for 24 fibre OPGW | EA | 1 |  | Included
329 | 7000024624 | 690 | Mandatory Spares-UGFO | 1000037545 | 24F (DWSM) APPROACH FIBRE OPTIC CABLE | KM | 0.5 |  | Included
330 | 7000024624 | 700 | Mandatory Spares-UGFO | 1000066614 | GI PIPE INSTALLATION HARDWARE FOR APPROACH CABLING | KM | 0.018 |  | Included
331 | 7000024624 | 710 | Mandatory Spares-UGFO | 1000066612 | GI ELBOW INSTALLATION HARDWARE FOR APPROAH CABLING | EA | 5 |  | Included
332 | 7000024624 | 720 | Mandatory Spares-UGFO | 1000066613 | GI FLEXIBLE CONDUIT INSTALLATION HARDWARE FOR APPROAH CABLING | EA | 1 |  | Included
220kV DC PSS2 to GSS
333 | 7000024624 | 740 | FABRICATION AND SUPPLY | 1000013391 | Fabrication, galvanising & supply ofvarious types of towers & towerparts,tower/leg extensions (complete)excluding step bolt, stubs andbolts &nuts but including hangers, D-Shackles,pack washers etc.-HTSteel for NormalTowers | MT | 8.51 |  | Included
334 | 7000024624 | 750 | FABRICATION AND SUPPLY | 1000015274 | Fabrication, galvanising & supply ofvarious types of towers & towerparts,tower/leg extensions (complete)excluding step bolt, stubs andbolts &nuts but including hangers, D-Shackles,pack washers etc.-MSSteel for NormalTowers | MT | 6.92 |  | Included
335 | 7000024624 | 760 | FABRICATION AND SUPPLY | 1000013472 | Supply of Hexagonal Bolts & Nuts fortowers including Step Bolts,SpringWashers etc. | MT | 0.8 |  | Included
336 | 7000024624 | 770 | FABRICATION AND SUPPLY | 1000013393 | Fabrication, galvanising & supply ofstubs with cleats for varioustypes oftowers and tower extensions(complete)with packwashers excluding supply ofbolts & nuts-HT Steel for Normal Towers | MT | 0.89 |  | Included
337 | 7000024624 | 780 | FABRICATION AND SUPPLY | 1000007847 | Supply of Bolts & Nuts for Stubsincluding Spring Washers etc. | MT | 0.02 |  | Included
338 | 7000024624 | 790 | EARTHING OF TOWERS | 1000017587 | Supply of Pipe Type Earthing | EA | 1 |  | Included
339 | 7000024624 | 800 | EARTHING OF TOWERS | 1000010003 | Supply of Counterpoise type (120 mlength) | EA | 1 |  | Included
340 | 7000024624 | 810 | EARTHING OF TOWERS | 1000038340 | ROD TYPE EARTHING | EA | 1 |  | Included
341 | 7000024624 | 820 | EARTHING OF TOWERS | 1000019718 | Supply of Shieldwire EarthingincludingPG clamps, downlead clampsbutexcluding Earthwire bits for Pipetypeearthing | EA | 1 |  | Included
342 | 7000024624 | 830 | TOWER ACCESSORIES | 1000010538 | Danger Plate for 220kV | EA | 2 |  | Included
343 | 7000024624 | 840 | TOWER ACCESSORIES | 1000015970 | Number Plate for 220kV | EA | 2 |  | Included
344 | 7000024624 | 850 | TOWER ACCESSORIES | 1000017508 | Phase Plate (Set of three) | SET | 4 |  | Included
345 | 7000024624 | 860 | TOWER ACCESSORIES | 1000009119 | Circuit Plate (Set of two) | SET | 2 |  | Included
346 | 7000024624 | 870 | TOWER ACCESSORIES | 1000006779 | Supply of Anti-Climbing Devices ofBarbedWire Type | SET | 2 |  | Included
347 | 7000024624 | 880 | CONDUCTOR | 1000030868 | ACSR ZEBRA CONDUCTOR | KM | 2.78 |  | Included
348 | 7000024624 | 890 | INSULATOR | 1000009323 | Composite long rod Insulators for 220kV Transmission Line-70 KN (Length-2030 mm, Creepage-7595 mm) | EA | 6 |  | Included
349 | 7000024624 | 900 | INSULATOR | 1000009322 | Composite long rod Insulators for 220kV Transmission Line-120 KN (Length-2175 mm, Creepage-7595 mm) | EA | 24 |  | Included
350 | 7000024624 | 910 | HARDWARE FITTINGS | 1000019796 | Hardware Fittings for 220kV AC with ACSR Zebra Conductor-Single ISuspension String (Pilot) | SET | 6 |  | Included
351 | 7000024624 | 920 | HARDWARE FITTINGS | 1000019817 | Hardware Fittings for 220kV AC with ACSR Zebra Conductor-SingleTension | SET | 24 |  | Included
352 | 7000024624 | 930 | CONDUCTOR ACCESSORIES | 1000015507 | Mid Span Compression Joint for Conductor ACSR singleZebra | EA | 1 |  | Included
353 | 7000024624 | 940 | CONDUCTOR ACCESSORIES | 1000022416 | Vibration Damper for Conductor ACSR single Zebra | EA | 48 |  | Included
354 | 7000024624 | 1050 | OPGW 24F | 1000030940 | 24 FIBRE (DWSM) OPGW FIBRE OPTIC CABLE | KM | 0.585 |  | Included
355 | 7000024624 | 1060 | OPGW 24F | 1000033144 | TENSION ASSEMBLY - DEAD END FOR 24 FIBEROPGW | SET | 2 |  | Included
356 | 7000024624 | 1070 | OPGW 24F | 1000033146 | TENSION ASSEMBLY - DOUBLE TENSION PASSTHROUGH ASSEMBLY FOR 24 FIBEROPGW | SET | 2 |  | Included
357 | 7000024624 | 1080 | OPGW 24F | 1000022417 | Vibration Damper for 24 fibre OPGW | EA | 20 |  | Included
358 | 7000024624 | 1090 | OPGW 24F | 1000010817 | Down Lead clamp Assembly for 24 fibreOPGW | EA | 67 |  | Included
359 | 7000024624 | 1100 | OPGW 24F | 1000014198 | Joint Box for 24 fibre OPGW | EA | 2 |  | Included
360 | 7000024624 | 1110 | OPGW 24F | 1000023471 | OPGW Fibre Optic Distribution Panel (FODP): Indoor Type: 96F | EA | 1 |  | Included
361 | 7000024624 | 1120 | OPGW 24F | 1000037545 | 24F (DWSM) APPROACH FIBRE OPTIC CABLE | KM | 1 |  | Included
362 | 7000024624 | 1130 | OPGW 24F | 1000066614 | GI PIPE INSTALLATION HARDWARE FOR APPROACH CABLING | KM | 1 |  | Included
363 | 7000024624 | 1140 | OPGW 24F | 1000066612 | GI ELBOW INSTALLATION HARDWARE FOR APPROAH CABLING | EA | 10 |  | Included
364 | 7000024624 | 1150 | OPGW 24F | 1000066613 | GI FLEXIBLE CONDUIT INSTALLATION HARDWARE FOR APPROAH CABLING | EA | 7 |  | Included
[5 empty] | Total F&I Price |  |  |  | 0
#
Bidders to note that the item description under various schedules are through unique material ID for respective items under SAP ERP System and therefore, identical item description appears in schedule-1(Ex-works) & schedule-2(F&I). However, the prices to be quoted in Price Schedule-2(F&I) shall be towards Local Transportation, Insurance and other Incidental Services only in line with clause ITB 11.4(b).
Date: | --
Place: | [6 empty] | Printed Name :
Designation :
Click for Sch-3

## Sch-2 Dis (hidden)
Specification No.: CC/NT/W-AIS/DOM/A02/23/10564 |  |  |  |  | Schedule - 2 Dis
220kV AIS Substation Package-SS117 for construction of 02, 220/33kV, 300MVA Pooling Substations and 220kV Transmission Lines associated with 600 MW Jhansi Solar Park under Consultancy services to TUSCO Limited. | [5 empty] | As per Lum-sum |  | 0
(SCHEDULE OF RATES AND PRICES : FREIGHT & INSURANCE CHARGES) | [5 empty] | AS per Percent |  | #REF!
[6 empty] | As per lum-sum on Sch-2 |  | 0%
Bidder’s Name and Address (Sole Bidder) : |  |  |  | To: |  | As per Percent on Sch-2 |  | #REF!
|  |  |  | Contracts Services, 3rd Floor |  | Total Discount |  | #REF!
Name : |  |  |  | Power Grid Corporation of India Ltd.,
Address : |  |  |  | "Saudamini", Plot No.-2
|  |  |  | Sector-29, |  | Multipackage Discount |  | 0%
Gurgaon (Haryana) - 122001
[5 empty] | All Prices are in Indian Rupees. |  | Amount after Discount (Rs.) |  | Dis Alert | Amount after MPD (Rs.)
SI. No. | Description | Unit | Quantity | Unit Freight & Insurance Charges | Total Freight & Insurance Charges |  | Unit Freight & Insurance Charges | Total Freight & Insurance Charges |  | Unit Freight & Insurance Charges | Total Freight & Insurance Charges
1 | 2 | 3 | 4 | 5 | 6 = 4 x 5 |  | 5 | 6 = 4 x 5 |  | 5 | 6 = 4 x 5
#REF! | #REF!
#REF! | #REF! | #REF! | #REF! | #REF! | #REF!
#REF! | #REF! | #REF! | #REF! | #REF! | #REF!
#REF! | #REF!
#REF! | #REF! | #REF! | #REF! | #REF! | #REF!
#REF! | #REF! | #REF! | #REF! | #REF! | #REF!
#REF! | #REF!
#REF! | #REF! | #REF! | #REF! | #REF! | #REF!
#REF! | #REF! | #REF! | #REF! | #REF! | #REF!
#REF! | #REF! | #REF! | #REF! | #REF! | #REF!
#REF! | #REF! | #REF! | #REF! | #REF! | #REF!
#REF! | #REF! | #REF! | #REF! | #REF! | #REF!
#REF! | #REF! | #REF! | #REF! | #REF! | #REF!
#REF! | #REF!
#REF! | #REF! | #REF! | #REF! | #REF! | #REF!
#REF! | #REF!
#REF! | #REF! | #REF! | #REF! | #REF! | #REF!
#REF! | #REF! | #REF! | #REF! | #REF! | #REF!
#REF! | #REF! | #REF! | #REF! | #REF! | #REF!
#REF! | #REF! | #REF! | #REF! | #REF! | #REF!
#REF! | #REF!
#REF! | #REF! | #REF! | #REF! | #REF! | #REF!
#REF! | #REF! | #REF! | #REF! | #REF! | #REF!
#REF! | #REF! | #REF! | #REF! | #REF! | #REF!
#REF! | #REF! | #REF! | #REF! | #REF! | #REF!
#REF! | #REF! | #REF! | #REF! | #REF! | #REF!
#REF! | #REF! | #REF! | #REF! | #REF! | #REF!
#REF! | #REF! | #REF! | #REF! | #REF! | #REF!
#REF! | #REF! | #REF! | #REF! | #REF! | #REF!
#REF! | #REF!
| #REF! | #REF! | #REF! | #REF! | #REF!
#REF! | #REF! | #REF! | #REF! | #REF! | #REF!
#REF! | #REF! | #REF! | #REF! | #REF! | #REF!
| Total F&I Price |  |  |  | #REF!
Date : | --
Place : |  |  | Printed Name :
Designation :
Click for Sch-3

## Sch-3
Specification No.: CC/NT/W-AIS/DOM/A02/23/10564 | [14 empty] | Schedule - 3
220kV AIS Substation Package-SS117 for construction of 02, 220/33kV, 300MVA Pooling Substations and 220kV Transmission Lines associated with 600 MW Jhansi Solar Park under Consultancy services to TUSCO Limited. | [18 empty] | As per Lum-sum |  | 0%
(SCHEDULE OF RATES AND PRICES ) | [18 empty] | AS per Percent |  | #REF!
[19 empty] | As per lum-sum on Sch-3 |  | 0%
Bidder’s Name and Address (Sole Bidder) : | [11 empty] | To: | [6 empty] | As per Percent on Sch-3 |  | #REF!
[12 empty] | Contracts Services, 3rd Floor | [6 empty] | Total Discount |  | #REF!
Name : | [11 empty] | Power Grid Corporation of India Ltd.,
Address : | [11 empty] | "Saudamini", Plot No.-2
[12 empty] | Sector-29, | [6 empty] | Multipackage lum-sum |  | 0%
Gurgaon (Haryana) - 122001
[7 empty] | INSTALLATION CHARGES | [12 empty] | Amount after Discount (Rs.) |  | Dis Alert | Amount after MPD (Rs.)
All Prices are in Indian Rupees.
SI. No. | PR No | PR Line Item No | Activity Header | PR Activity No | Activity Description | Service Code | SAC (Service Accounting Codes) | Whether SAC in column '8’ is confirmed. If not indicate applicable the SAC * | Rate of GST applicable ( in %) | Whether rate of GST in column ‘4’ is confirmed. If not indicate applicable rate of GST * | Description | Unit | Quantity | Unit Erection Charges | Total Erection Charges | Total GST as confirmed by Bidder |  |  |  | Unit Erection Charges | Total Erection Charges |  | Unit Erection Charges | Total Erection Charges
1 | 2 | 3 | 4 | 5 | 6 | 7 | 8 | 9 | 10 | 11 | 12 | 13 | 14 | 15 | 16 = 14 x 15 | 17 |  |  |  | 5 | 6 = 4 x 5 |  | 5 | 6 = 4 x 5
PS-1 220/33kV, 300MW TUSCO
1 | 7000024624 | 2140 | 1010 | 10 | 33kV LT TRANSFORMER | 100000085 | 998736 |  | 18 |  | 315kVA, 33/0.433kV Transformer | EA | 2 |  | Included | 0 | 0 | 0
2 | 7000024624 | 2150 | 1020 | 10 | 245kV, 50kA AIS EQUIPMENT | 100003634 | 998736 |  | 18 |  | 245 kV 1600A, 50KA Circuit Breakers (3-Phase) with support | EA | 6 |  | Included | 0 | 0 | 0
3 | 7000024624 | 2150 | 1020 | 20 | 245kV, 50kA AIS EQUIPMENT | 100001989 | 998736 |  | 18 |  | 245 kV, 1600A, 50KA, 1-Phase CurrentTransformer with 120% extended currentrating | EA | 18 |  | Included | 0 | 0 | 0
4 | 7000024624 | 2150 | 1020 | 30 | 245kV, 50kA AIS EQUIPMENT | 100000448 | 998736 |  | 18 |  | 245 kV, 4400pf Capacitive Voltage Transformer (1- Phase) | EA | 12 |  | Included | 0 | 0 | 0
5 | 7000024624 | 2150 | 1020 | 40 | 245kV, 50kA AIS EQUIPMENT | 100002014 | 998736 |  | 18 |  | 245kV, 1600A, 50 KA, 3-phase DoubleBreak Isolator with one E/S | EA | 6 |  | Included | 0 | 0 | 0
6 | 7000024624 | 2150 | 1020 | 50 | 245kV, 50kA AIS EQUIPMENT | 100002013 | 998736 |  | 18 |  | 245kV, 1600A, 50 KA, 3-phase DoubleBreak Isolator with two E/S | EA | 6 |  | Included | 0 | 0 | 0
7 | 7000024624 | 2150 | 1020 | 60 | 245kV, 50kA AIS EQUIPMENT | 100002016 | 998736 |  | 18 |  | 245kV, 1600A, 50 KA, 3-phase DoubleBreak Tandem Isolator without E/S | EA | 11 |  | Included | 0 | 0 | 0
8 | 7000024624 | 2150 | 1020 | 70 | 245kV, 50kA AIS EQUIPMENT | 100000484 | 998736 |  | 18 |  | 216kV Surge Arrester (1-phase) | EA | 15 |  | Included | 0 | 0 | 0
9 | 7000024624 | 2150 | 1020 | 80 | 245kV, 50kA AIS EQUIPMENT | 100001907 | 998736 |  | 18 |  | 245 kV,1 phase Bus Post Insulator (except for Line Traps) | EA | 78 |  | Included | 0 | 0 | 0
10 | 7000024624 | 2150 | 1020 | 140 | 245kV, 50kA AIS EQUIPMENT | 100003635 | 998736 |  | 18 |  | 245 kV 2500A, 50KA Circuit Breakers (3-Phase) with support | EA | 1 |  | Included | 0 | 0 | 0
11 | 7000024624 | 2150 | 1020 | 150 | 245kV, 50kA AIS EQUIPMENT | 100001993 | 998736 |  | 18 |  | 245 kV, 2500A, 50KA, 1-Phase CurrentTransformer with 120% extended currentrating | EA | 3 |  | Included | 0 | 0 | 0
12 | 7000024624 | 2150 | 1020 | 160 | 245kV, 50kA AIS EQUIPMENT | 100003636 | 998736 |  | 18 |  | 245kV 2500A, 50KA (3-phase)-Double Break Isolator with two earth switch | EA | 2 |  | Included | 0 | 0 | 0
13 | 7000024624 | 2160 | 1030 | 20 | 36kV AIS INDOOR PANEL | 100037992 | 998736 |  | 18 |  | 36KV, 2500A, 25KA, 3-Phase Indoor Switchgear Panel for Incomer Feeder | SET | 4 |  | Included | 0 | 0 | 0
14 | 7000024624 | 2160 | 1030 | 30 | 36kV AIS INDOOR PANEL | 100037993 | 998736 |  | 18 |  | 36KV, 800A, 25KA, 3-Phase Indoor Switchgear Panel for Outgoing Feeder | SET | 14 |  | Included | 0 | 0 | 0
15 | 7000024624 | 2160 | 1030 | 40 | 36kV AIS INDOOR PANEL | 100037994 | 998736 |  | 18 |  | 36KV, 400A, 25KA, 3-Phase Indoor Switchgear Panel for LT Transformer Feeder | SET | 2 |  | Included | 0 | 0 | 0
16 | 7000024624 | 2160 | 1030 | 50 | 36kV AIS INDOOR PANEL | 100001780 | 998736 |  | 18 |  | 36 kV (3-phase) Indoor Switch gear Panel for Bus Sectionaliser Module | SET | 2 |  | Included | 0 | 0 | 0
17 | 7000024624 | 2170 | 1040 | 10 | Erection Hardware for 220kV DMT Type S/Y | 100000487 | 998731 |  | 18 |  | Erection Hardware for 220kV layout (Double Main and Transfer Scheme as per SLD)-Transfer Bus Coupler Bay as per specification | SET | 1 |  | Included | 0 | 0 | 0
18 | 7000024624 | 2170 | 1040 | 20 | Erection Hardware for 220kV DMT Type S/Y | 100000488 | 998731 |  | 18 |  | Erection Hardware for 220kV layout (Double Main and Transfer Scheme as per SLD)-Bus Coupler Bay as per specification | SET | 1 |  | Included | 0 | 0 | 0
19 | 7000024624 | 2170 | 1040 | 30 | Erection Hardware for 220kV DMT Type S/Y | 100000486 | 998731 |  | 18 |  | Erection Hardware for 220kV layout (Double Main and Transfer Scheme as per SLD)-Transformer Bay as per specification | SET | 3 |  | Included | 0 | 0 | 0
20 | 7000024624 | 2170 | 1040 | 40 | Erection Hardware for 220kV DMT Type S/Y | 100000485 | 998731 |  | 18 |  | Erection Hardware for 220kV layout (Double Main and Transfer Scheme as per SLD)-Line Bay as per specification | SET | 2 |  | Included | 0 | 0 | 0
21 | 7000024624 | 2170 | 1040 | 50 | Erection Hardware for 220kV DMT Type S/Y | 100000491 | 998731 |  | 18 |  | Erection Hardware for 220kV layout (Double Main and Transfer Scheme as per SLD)-Bus work (three Bay) as per specification | SET | 1 |  | Included | 0 | 0 | 0
22 | 7000024624 | 2170 | 1040 | 60 | Erection Hardware for 220kV DMT Type S/Y | 100000490 | 998731 |  | 18 |  | Erection Hardware for 220kV layout (Double Main and Transfer Scheme as per SLD)-Bus work (two Bay) as per specification | SET | 2 |  | Included | 0 | 0 | 0
23 | 7000024624 | 2180 | 1050 | 10 | Earthmat | 100003103 | 998731 |  | 18 |  | 40 mm MS rod for Main Earthmat | KM | 5 |  | Included | 0 | 0 | 0
24 | 7000024624 | 2190 | 1060 | 10 | CONTROL & RELAY PANEL | 100000741 | 998736 |  | 18 |  | 220kV Bus Bar Protection Panel (Single)-(with Automation) | SET | 1 |  | Included | 0 | 0 | 0
25 | 7000024624 | 2190 | 1060 | 20 | CONTROL & RELAY PANEL | 100000739 | 998736 |  | 18 |  | 220kV Transformer Protection Panel (For both HV & MV side)-(with Automation) | EA | 3 |  | Included | 0 | 0 | 0
26 | 7000024624 | 2190 | 1060 | 30 | CONTROL & RELAY PANEL | 100000738 | 998736 |  | 18 |  | 220kV Line Protection Panel (with Automation) | EA | 2 |  | Included | 0 | 0 | 0
27 | 7000024624 | 2190 | 1060 | 50 | CONTROL & RELAY PANEL | 100000736 | 998736 |  | 18 |  | 220kV Circuit Breaker Relay Panel with Auto Reclose (with Automation) | EA | 7 |  | Included | 0 | 0 | 0
28 | 7000024624 | 2190 | 1060 | 60 | CONTROL & RELAY PANEL | 100002605 | 998736 |  | 18 |  | Line Current Differential Relay | SET | 4 |  | Included | 0 | 0 | 0
29 | 7000024624 | 2200 | 1070 | 10 | SAS | 100000772 | 998736 |  | 18 |  | Complete Substation automation System for 220kV bay as per Technical Specification | EA | 7 |  | Included | 0 | 0 | 0
30 | 7000024624 | 2200 | 1070 | 20 | SAS | 100000775 | 998736 |  | 18 |  | Complete Substation automation System for 33kV bay as per Technical Specification | EA | 22 |  | Included | 0 | 0 | 0
31 | 7000024624 | 2210 | 1080 | 10 | VMS | 100000869 | 998736 |  | 18 |  | Visual monitoring system for watch & ward | SET | 1 |  | Included | 0 | 0 | 0
32 | 7000024624 | 2220 | 1090 | 80 | LT SWITCHGEAR | 100016771 | 998736 |  | 18 |  | LT Switch gear (as per LT SLD enclosed in Technical Specification) | SET | 1 |  | Included | 0 | 0 | 0
33 | 7000024624 | 2230 | 1100 | 10 | BATTERY & BATTERY CHARGER | 100016318 | 998736 |  | 18 |  | 220V Battery set | SET | 2 |  | Included | 0 | 0 | 0
34 | 7000024624 | 2230 | 1100 | 20 | BATTERY & BATTERY CHARGER | 100006970 | 998736 |  | 18 |  | 220V Float cum Boost battery Charger . | EA | 2 |  | Included | 0 | 0 | 0
35 | 7000024624 | 2230 | 1100 | 40 | BATTERY & BATTERY CHARGER | 100007271 | 998734 |  | 18 |  | 48 V VRLA Battery Bank | SET | 2 |  | Included | 0 | 0 | 0
36 | 7000024624 | 2230 | 1100 | 50 | BATTERY & BATTERY CHARGER | 100044424 | 998736 |  | 18 |  | Erection of 48V Battery Chargers as per TS | EA | 2 |  | Included | 0 | 0 | 0
37 | 7000024624 | 2240 | 1110 | 10 | DG SET | 100000958 | 998736 |  | 18 |  | 100 kVA Diesel Generator along with control Panel | SET | 1 |  | Included | 0 | 0 | 0
38 | 7000024624 | 2250 | 1120 | 10 | POWER & CONTROL CABLE | 100002180 | 998736 |  | 18 |  | 1.1kV grade Power Cables (XLPEinsulated) along withlugs,glands,straight joints &accessories,etc. | LS | 1 |  | Included | 0 | 0 | 0
39 | 7000024624 | 2250 | 1120 | 20 | POWER & CONTROL CABLE | 100002181 | 998736 |  | 18 |  | 1.1kV grade Power Cables (PVCinsulated)along withlugs,glands,straight joints &accessories,etc. | LS | 1 |  | Included | 0 | 0 | 0
40 | 7000024624 | 2250 | 1120 | 30 | POWER & CONTROL CABLE | 100002182 | 998736 |  | 18 |  | 1.1kV grade Control Cables (PVCinsulated) along withlugs,glands,straight joints &accessories,etc. | LS | 1 |  | Included | 0 | 0 | 0
41 | 7000024624 | 2260 | 1130 | 10 | AIR CONDITIONING & VENTILATION SYSTEM | 100000960 | 995463 |  | 18 |  | High wall type split AC unit of 2 TR capacity | EA | 15 |  | Included | 0 | 0 | 0
42 | 7000024624 | 2270 | 1140 | 10 | FIRE FIGHTING SYSTEM | 100002257 | 998736 |  | 18 |  | Diesel Engine driven Hydrant system with Water tank, Pump Room, DG driven pump, O/G & U/G piping, hydrant points for transformers,buildings, store yard and accessories etc. | LS | 1 |  | Included | 0 | 0 | 0
43 | 7000024624 | 2270 | 1140 | 30 | FIRE FIGHTING SYSTEM | 100002057 | 995461 |  | 18 |  | Fire Detection and Alarm System for Control Room Building(220kV) | SET | 1 |  | Included | 0 | 0 | 0
44 | 7000024624 | 2270 | 1140 | 40 | FIRE FIGHTING SYSTEM | 100000972 | 998736 |  | 18 |  | 9litre water type Portable Fire extinguisher | EA | 4 |  | Included | 0 | 0 | 0
45 | 7000024624 | 2270 | 1140 | 50 | FIRE FIGHTING SYSTEM | 100000975 | 995461 |  | 18 |  | 4.5 kg CO2 type Portable Fire extinguisher | EA | 6 |  | Included | 0 | 0 | 0
46 | 7000024624 | 2270 | 1140 | 60 | FIRE FIGHTING SYSTEM | 100000976 | 998736 |  | 18 |  | 6Kg dry chemical powered type Portable Fire extinguisher | EA | 5 |  | Included | 0 | 0 | 0
47 | 7000024624 | 2280 | 1150 | 20 | ILLUMINATION SYSTEM | 100001021 | 995461 |  | 18 |  | Lighting Panel type ACP-2 as per technical specification | EA | 2 |  | Included | 0 | 0 | 0
48 | 7000024624 | 2280 | 1150 | 30 | ILLUMINATION SYSTEM | 100001023 | 998731 |  | 18 |  | Lighting Panel type DCP as per technical specification | EA | 1 |  | Included | 0 | 0 | 0
49 | 7000024624 | 2280 | 1150 | 40 | ILLUMINATION SYSTEM | 100001051 | 998731 |  | 18 |  | 15A, 240V: Outdoor Receptacle 2 pole, 3-pin modular (type RO) as per technical specifications | EA | 2 |  | Included | 0 | 0 | 0
50 | 7000024624 | 2280 | 1150 | 50 | ILLUMINATION SYSTEM | 100001052 | 998731 |  | 18 |  | 63A, 415V : Interlocked switch socket outdoor Receptacle (type RP) as per technical specifications | EA | 1 |  | Included | 0 | 0 | 0
51 | 7000024624 | 2280 | 1150 | 60 | ILLUMINATION SYSTEM | 100001885 | 998739 |  | 18 |  | Outdoor Power Receptacle for oilfiltration unit (250A) | EA | 1 |  | Included | 0 | 0 | 0
52 | 7000024624 | 2280 | 1150 | 70 | ILLUMINATION SYSTEM | 100004926 | 998731 |  | 18 |  | Lighting Fixture LED Luminaires type FL2 as per tech. specifications | EA | 30 |  | Included | 0 | 0 | 0
53 | 7000024624 | 2280 | 1150 | 80 | ILLUMINATION SYSTEM | 100001888 | 998739 |  | 18 |  | Control room cum administrative building (220kV) illumination | LOT | 1 |  | Included | 0 | 0 | 0
54 | 7000024624 | 2280 | 1150 | 90 | ILLUMINATION SYSTEM | 100002364 | 998739 |  | 18 |  | Fire fighting pumphouse building illimunation including conduit | LS | 1 |  | Included | 0 | 0 | 0
55 | 7000024624 | 2280 | 1150 | 100 | ILLUMINATION SYSTEM | 100002487 | 998731 |  | 18 |  | Security Room Illumination including conduit | LS | 1 |  | Included | 0 | 0 | 0
56 | 7000024624 | 2280 | 1150 | 110 | ILLUMINATION SYSTEM | 100004850 | 998731 |  | 18 |  | Lighting Fixture LED Luminaires type SL-L1 as per tech. specifications | EA | 15 |  | Included | 0 | 0 | 0
57 | 7000024624 | 2280 | 1150 | 120 | ILLUMINATION SYSTEM | 100004934 | 998731 |  | 18 |  | Type L1 Street Lighting Pole of 6 meter as per technical specification. | EA | 15 |  | Included | 0 | 0 | 0
58 | 7000024624 | 2280 | 1150 | 130 | ILLUMINATION SYSTEM | 100004851 | 998731 |  | 18 |  | Lighting Fixture LED Luminaires type SL-D1 as per tech. specifications | EA | 5 |  | Included | 0 | 0 | 0
59 | 7000024624 | 2280 | 1150 | 140 | ILLUMINATION SYSTEM | 100004935 | 998731 |  | 18 |  | Type D1 Post top lantern pole of 4 meter as per technical specification. | EA | 5 |  | Included | 0 | 0 | 0
60 | 7000024624 | 2290 | 1160 | 20 | 220 kV TOWERS | 100001187 | 995455 |  | 18 |  | Erection of Std 220 kV Tower CC including nuts, bolts, all type of washers, packplates, step bolts and gusset plates excludingfoundation bolts | EA | 4 |  | Included | 0 | 0 | 0
61 | 7000024624 | 2290 | 1160 | 30 | 220 kV TOWERS | 100001192 | 995455 |  | 18 |  | Erection of Std 220 kV Tower CTB including nuts, bolts, all type of washers, packplates, step bolts and gusset plates excludingfoundation bolts | EA | 1 |  | Included | 0 | 0 | 0
62 | 7000024624 | 2290 | 1160 | 70 | 220 kV TOWERS | 100001198 | 995455 |  | 18 |  | Erection of Std 220 kV Tower CTG including nuts, bolts, all type of washers, packplates, step bolts and gusset plates excludingfoundation bolts | EA | 4 |  | Included | 0 | 0 | 0
63 | 7000024624 | 2290 | 1160 | 80 | 220 kV TOWERS | 100001199 | 995455 |  | 18 |  | Erection of Std 220 kV Tower CTH including nuts, bolts, all type of washers, packplates, step bolts and gusset plates excludingfoundation bolts | EA | 4 |  | Included | 0 | 0 | 0
64 | 7000024624 | 2290 | 1160 | 100 | 220 kV TOWERS | 100001204 | 995455 |  | 18 |  | Erection of Std 220 kV Gantry B1 including nuts, bolts, all type of washers, packplates, step bolts and gusset plates excludingfoundation bolts | EA | 12 |  | Included | 0 | 0 | 0
65 | 7000024624 | 2290 | 1160 | 110 | 220 kV TOWERS | 100001205 | 995455 |  | 18 |  | Erection of Std 220 kV Gantry BG1 including nuts, bolts, all type of washers, packplates, step bolts and gusset plates excludingfoundation bolts | EA | 10 |  | Included | 0 | 0 | 0
66 | 7000024624 | 2290 | 1160 | 120 | 220 kV TOWERS | 100001208 | 995455 |  | 18 |  | Lightening Mast(LM)-50m complete with foundation bolts/nuts platforms etc. | EA | 2 |  | Included | 0 | 0 | 0
67 | 7000024624 | 2290 | 1160 | 140 | 220 kV TOWERS | 100001200 | 995455 |  | 18 |  | Erection of Std 220 kV Tower CTI including nuts, bolts, all type of washers, packplates, step bolts and gusset plates excludingfoundation bolts | EA | 5 |  | Included | 0 | 0 | 0
68 | 7000024624 | 2290 | 1160 | 160 | 220 kV TOWERS | 100001183 | 995455 |  | 18 |  | Erection of Std 220 kV Tower CA including nuts, bolts, all type of washers, packplates, step bolts and gusset plates excludingfoundation bolts | EA | 4 |  | Included | 0 | 0 | 0
69 | 7000024624 | 2290 | 1160 | 180 | 220 kV TOWERS | 100001193 | 995455 |  | 18 |  | Erection of Std 220 kV Tower CTC including nuts, bolts, all type of washers, packplates, step bolts and gusset plates excludingfoundation bolts | EA | 2 |  | Included | 0 | 0 | 0
70 | 7000024624 | 2290 | 1160 | 190 | 220 kV TOWERS | 100001185 | 995455 |  | 18 |  | Erection of Std 220 kV Tower CB including nuts, bolts, all type of washers, packplates, step bolts and gusset plates excludingfoundation bolts | EA | 2 |  | Included | 0 | 0 | 0
71 | 7000024624 | 2290 | 1160 | 200 | 220 kV TOWERS | 100001195 | 995455 |  | 18 |  | Erection of Std 220 kV Tower CTD including nuts, bolts, all type of washers, packplates, step bolts and gusset plates excludingfoundation bolts | EA | 1 |  | Included | 0 | 0 | 0
72 | 7000024624 | 2290 | 1160 | 210 | 220 kV TOWERS | 100001196 | 995455 |  | 18 |  | Erection of Std 220 kV Tower CTE including nuts, bolts, all type of washers, packplates, step bolts and gusset plates excludingfoundation bolts | EA | 1 |  | Included | 0 | 0 | 0
73 | 7000024624 | 2300 | 1170 | 10 | 220kV Equipment support structures | 100001226 | 995455 |  | 18 |  | Erection of Pipe Structure - 220 kV 1-Phase High BPI including nuts, bolts, all type of washers, packplates, step bolts and gussetplates excluding foundation bolts | EA | 21 |  | Included | 0 | 0 | 0
74 | 7000024624 | 2300 | 1170 | 20 | 220kV Equipment support structures | 100001220 | 995455 |  | 18 |  | Erection of Pipe Structure - 220 kV 1-Phase CT including nuts, bolts, all type of washers, packplates, step bolts and gusset platesexcluding foundation bolts | EA | 21 |  | Included | 0 | 0 | 0
75 | 7000024624 | 2300 | 1170 | 30 | 220kV Equipment support structures | 100001221 | 995455 |  | 18 |  | Erection of Pipe Structure - 220 kV 1-Phase CVT including nuts, bolts, all type of washers, packplates, step bolts and gusset platesexcluding foundation bolts | EA | 12 |  | Included | 0 | 0 | 0
76 | 7000024624 | 2300 | 1170 | 40 | 220kV Equipment support structures | 100001222 | 995455 |  | 18 |  | Erection of Pipe Structure - 220 kV 3-Phase ISOLATOR including nuts, bolts, all type of washers, packplates, step bolts and gussetplates excluding foundation bolts | EA | 25 |  | Included | 0 | 0 | 0
77 | 7000024624 | 2300 | 1170 | 50 | 220kV Equipment support structures | 100001224 | 995455 |  | 18 |  | Erection of Pipe Structure - 220 kV 1-Phase SA including nuts, bolts, all type of washers, packplates, step bolts and gusset platesexcluding foundation bolts | EA | 15 |  | Included | 0 | 0 | 0
78 | 7000024624 | 2300 | 1170 | 60 | 220kV Equipment support structures | 100001225 | 995455 |  | 18 |  | Erection of Pipe Structure - 220 kV 1-Phase BPI including nuts, bolts, all type of washers, packplates, step bolts and gusset platesexcluding foundation bolts | EA | 57 |  | Included | 0 | 0 | 0
79 | 7000024624 | 2300 | 1170 | 80 | 220kV Equipment support structures | 100001241 | 995455 |  | 18 |  | Erection of Equipment Support (Pipe) Structures to be designed during detailed engineering. | MT | 2 |  | Included | 0 | 0 | 0
80 | 7000024624 | 2300 | 1170 | 100 | 220kV Equipment support structures | 100001210 | 995455 |  | 18 |  | Erection of Lattice Structures (MS Steel), to be designed during detailed engineering, for towers, beams and equipment supportstructure including pack plates / packwashers and gusset plates excluding fasteners and foundation bolts | MT | 2 |  | Included | 0 | 0 | 0
81 | 7000024624 | 2300 | 1170 | 110 | 220kV Equipment support structures | 100001680 | 995455 |  | 18 |  | Erection of fasteners ( nuts, bolts and washers ) including step bolts for lattice and pipe structures to be designed duringdetailed engineering | MT | 1 |  | Included | 0 | 0 | 0
82 | 7000024624 | 2340 | 1180 | 10 | Civil Works | 100004518 | 995433 |  | 18 |  | Excavation in all kind of soil including rock for all leads and lifts, backfilling, disposal of surplus earth within a lead up to2Km as per technical specification. The surplus earth shall be roughly graded . | M3 | 17522 |  | Included | 0 | 0 | 0
83 | 7000024624 | 2340 | 1180 | 20 | Civil Works | 100011662 | 995433 |  | 18 |  | Excavation in hard rock which require blasting (including chemical blasting and rock excavated using specialized tools) for allfoundation works including stacking, measuring, disposal etc.for all leads and lifts as per technical specification. | M3 | 4380 |  | Included | 0 | 0 | 0
84 | 7000024624 | 2340 | 1180 | 30 | Civil Works | 100001325 | 995454 |  | 18 |  | Providing and laying of Plain Cement Concrete (PCC) (1:4:8) | M3 | 580 |  | Included | 0 | 0 | 0
85 | 7000024624 | 2340 | 1180 | 50 | Civil Works | 100001326 | 995454 |  | 18 |  | Providing and laying of Plain Cement Concrete (PCC) (1:2:4) | M3 | 104 |  | Included | 0 | 0 | 0
86 | 7000024624 | 2340 | 1180 | 60 | Civil Works | 100001327 | 995454 |  | 18 |  | Providing and laying of Reinforced Cement Concrete M25 mix including pre cast, shuttering, Grouting of pockets & underpinning butexcluding steel reinforcement | M3 | 5151 |  | Included | 0 | 0 | 0
87 | 7000024624 | 2340 | 1180 | 70 | Civil Works | 100001329 | 995454 |  | 18 |  | Steel Reinforcement | MT | 361 |  | Included | 0 | 0 | 0
88 | 7000024624 | 2340 | 1180 | 90 | Civil Works | 100001331 | 995455 |  | 18 |  | Misc. Structural steel including rails, embedments, edge protection angles, gratings etc. but excluding the reinforcement steel andsteel for lattice and pipe structures. | MT | 14 |  | Included | 0 | 0 | 0
89 | 7000024624 | 2340 | 1180 | 110 | Civil Works | 100001714 | 995428 |  | 18 |  | Stone spreading in switchyard excluding PCC | M2 | 10000 |  | Included | 0 | 0 | 0
90 | 7000024624 | 2340 | 1180 | 120 | Civil Works | 100001713 | 995424 |  | 18 |  | Antiweed treatment | M2 | 10000 |  | Included | 0 | 0 | 0
91 | 7000024624 | 2340 | 1180 | 140 | Civil Works | 100008110 | 995421 |  | 18 |  | 3.75m wide Bitumen road with earthen shoulder including 100 mm dia RCC Hume Pipe @ 100 metre interval as per drawing and TS (as perDSR item no 16.35 and 16.30.1) and including 225 mm thick WBM in three equal layers of 75 mm each as per CPWD specification. | M2 | 2438 |  | Included | 0 | 0 | 0
92 | 7000024624 | 2340 | 1180 | 150 | Civil Works | 100001458 | 995421 |  | 18 |  | Construction of rail cum road as per drawing including all item such as excavation,compactions, rolling watering, WBM etc. butexcluding concrete reinforcement and structural steel-Section having two rails for Reactor. | M2 | 189 |  | Included | 0 | 0 | 0
93 | 7000024624 | 2340 | 1180 | 160 | Civil Works | 100008611 | 995477 |  | 18 |  | Swtichyard fencing: Providing and fixing fencing of GI barbed wire consisting of galvanized MS tubular posts at 3 m intervals; GIbarded wire shall run horizontally from post to post at a spacing of 300 mm (vertically) and a cross formation in each panel,complete as per technical specification and drawing. | M | 70 |  | Included | 0 | 0 | 0
94 | 7000024624 | 2340 | 1180 | 170 | Civil Works | 100001392 | 995455 |  | 18 |  | Switchyard Gate excluding Concrete | EA | 1 |  | Included | 0 | 0 | 0
95 | 7000024624 | 2340 | 1180 | 180 | Civil Works | 100020960 | 995461 |  | 18 |  | RCC culvert crossings including supplying and laying hume pipe 250mm dia of grade (NP-3) excluding concrete as per specification. | M | 40 |  | Included | 0 | 0 | 0
96 | 7000024624 | 2340 | 1180 | 190 | Civil Works | 100020961 | 995461 |  | 18 |  | RCC culvert crossings including supplying and laying hume pipe 300mm dia of grade (NP-3) excluding concrete as per specification. | M | 40 |  | Included | 0 | 0 | 0
97 | 7000024624 | 2340 | 1180 | 200 | Civil Works | 100020962 | 995461 |  | 18 |  | RCC culvert crossings including supplying and laying hume pipe 450mm dia of grade (NP-3) excluding concrete as per specification. | M | 20 |  | Included | 0 | 0 | 0
98 | 7000024624 | 2340 | 1180 | 210 | Civil Works | 100007701 | 995462 |  | 18 |  | Supplying and erecting dewatering pumps- 2 HP | EA | 3 |  | Included | 0 | 0 | 0
99 | 7000024624 | 2340 | 1180 | 230 | Civil Works | 100015791 | 995454 |  | 18 |  | All civil works for Drains construction of Section A-A including crossings if any as per technical specification and tender drawingscomplete in all respect with all labour and materials. | M | 520 |  | Included | 0 | 0 | 0
100 | 7000024624 | 2340 | 1180 | 240 | Civil Works | 100015792 | 995454 |  | 18 |  | All civil works for Drains construction of Section B-B including crossings if any as per technical specification and tender drawingscomplete in all respect with all labour and materials. | M | 390 |  | Included | 0 | 0 | 0
101 | 7000024624 | 2340 | 1180 | 250 | Civil Works | 100015793 | 995454 |  | 18 |  | All civil works for Drains construction of Section C-C including crossings if any as per technical specification and tender drawingscomplete in all respect with all labour and materials. | M | 260 |  | Included | 0 | 0 | 0
102 | 7000024624 | 2340 | 1180 | 260 | Civil Works | 100015794 | 995454 |  | 18 |  | All civil works for Drains construction of Section D-D including crossings if any as per technical specification and tender drawingscomplete in all respect with all labour and materials. | M | 130 |  | Included | 0 | 0 | 0
103 | 7000024624 | 2340 | 1180 | 270 | Civil Works | 100001683 | 995414 |  | 18 |  | Control Room Building - Civil Works All civil works as per drawing and specifications complete, including - brickwork, finishing(external and internal), windows etc. However, excavation, PCC, RCC and reinforcement shall be paid separately as per BPS. | M2 | 450 |  | Included | 0 | 0 | 0
104 | 7000024624 | 2340 | 1180 | 280 | Civil Works | 100001682 | 995416 |  | 18 |  | FFPH Building - Civil Works All civil works as per drawing and specifications complete, including - brickwork,finishing (externaland internal),windows etc.However, excavation, PCC,RCC and reinforcement shall be paid separately as per BPS | M2 | 25 |  | Included | 0 | 0 | 0
105 | 7000024624 | 2340 | 1180 | 290 | Civil Works | 100001700 | 995454 |  | 18 |  | All civil works as per drawing and specification but excluding excavation, PCC, RCC, reinforcement but including finishing (internaland external) etc & all civil works complete in all respect - Water Tank for Fire Fighting Pump House | EA | 1 |  | Included | 0 | 0 | 0
106 | 7000024624 | 2340 | 1180 | 300 | Civil Works | 100008638 | 995421 |  | 18 |  | Supplying and laying CPVC pipe for external water supply system - 75 mm dia pipe | M | 200 |  | Included | 0 | 0 | 0
107 | 7000024624 | 2340 | 1180 | 310 | Civil Works | 100008639 | 995421 |  | 18 |  | Supplying and laying CPVC pipe for external water supply system - 50 mm dia pipe | M | 150 |  | Included | 0 | 0 | 0
108 | 7000024624 | 2340 | 1180 | 320 | Civil Works | 100010100 | 995421 |  | 18 |  | Supplying and laying CPVC pipe for external water supply system - 40 mm dia pipe | M | 150 |  | Included | 0 | 0 | 0
109 | 7000024624 | 2340 | 1180 | 330 | Civil Works | 100010101 | 995421 |  | 18 |  | Supplying and laying CPVC pipe for external water supply system - 25 mm dia pipe | M | 150 |  | Included | 0 | 0 | 0
110 | 7000024624 | 2340 | 1180 | 340 | Civil Works | 100001740 | 995441 |  | 18 |  | Septic tank and soakpit for CRB | EA | 1 |  | Included | 0 | 0 | 0
111 | 7000024624 | 2340 | 1180 | 350 | Civil Works | 100001755 | 995424 |  | 18 |  | Providing & Laying of SW pipes for external sewerage system as per technical specification 100mm dia pipe | M | 100 |  | Included | 0 | 0 | 0
112 | 7000024624 | 2340 | 1180 | 360 | Civil Works | 100001756 | 995424 |  | 18 |  | Providing & Laying of SW pipes for external sewerage system as per technical specification 150mm dia pipe | M | 100 |  | Included | 0 | 0 | 0
113 | 7000024624 | 2340 | 1180 | 370 | Civil Works | 100001757 | 995424 |  | 18 |  | Providing & Laying of SW pipes for external sewerage system as per technical specification 200mm dia pipe | M | 80 |  | Included | 0 | 0 | 0
114 | 7000024624 | 2340 | 1180 | 380 | Civil Works | 100001433 | 995435 |  | 18 |  | Soil Investigation: As per technical specification including all laboratory and field tests, report and recommendations. | LOT | 1 |  | Included | 0 | 0 | 0
115 | 7000024624 | 2340 | 1180 | 390 | Civil Works | 100002587 | 995411 |  | 18 |  | Providing & Erecting security/watchman room as per drawing, including excavation, PCC, RCC, Services, etc. complete in all respectsas per drawing. | M2 | 18 |  | Included | 0 | 0 | 0
116 | 7000024624 | 2340 | 1180 | 400 | Civil Works | 100002488 | 995462 |  | 18 |  | Septic tank and soakpit for Security Room | EA | 1 |  | Included | 0 | 0 | 0
117 | 7000024624 | 2340 | 1180 | 40 | Civil Works | 100017393 | 995454 |  | 18 |  | Providing and laying of Plain Cement Concrete (PCC) (1:3:6) | M3 | 4 |  | Included | 0 | 0 | 0
118 | 7000024624 | 2340 | 1180 | 100 | Civil Works | 100004748 | 995454 |  | 18 |  | Providing and laying Plain Cement Concrete 1:5:10 (1 cement : 5 sand : 10 brick aggregate) including a layer of cement slurry of mix1:6 (1 cement : 6 fine sand) shall be laid uniformly over cement concrete layer. The cement consumption for cement slurry shall notbe less than 150 kg per 100 sq.m. | M3 | 750 |  | Included | 0 | 0 | 0
119 | 7000024624 | 2340 | 1180 | 80 | Civil Works | 100001330 | 995428 |  | 18 |  | Stone filling (40 mm size) for transformer/Reactor foundation | M3 | 62 |  | Included | 0 | 0 | 0
120 | 7000024624 | 2340 | 1180 | 130 | Civil Works | 100003114 | 995454 |  | 18 |  | External finishing / painting of fire wall (water proofing cement paint) (DSR 13.44.1) | M2 | 480 |  | Included | 0 | 0 | 0
121 | 7000024624 | 2340 | 1180 | 410 | Civil Works | 100002911 | 995432 |  | 18 |  | Earthwork in excavation & filling in all types of soil and soft/disintegrated rock in open areas/nallas/channels, to the requiredslopes, shapes, levels, elevations and profile, including trimming of bottom and slopes of excavation, bailing out rain(dewatering), pumping, removal of slush, preparing embankments/marginal banks, loosening, dressing, spreading material in layers notexceeding 200mm, as per direction of Engineer-in-Charge, water flooding, compacting to achieve 95% consolidation at optimum moisturecontent, finishing etc. all complete, for all leads and lifts within leveling boundary, including disposal of surplus earth andstacking of unsuitable material within a lead of 2.0 Km beyond substation boundary, with all labour, material, tools, tackles andequipment, safeguards and incidentals, Royalty,taxes etc. as necessary, as per drawings, specification and directions of theEngineer-in-Charge. Clearing of jungle is included in this item. (Only excavation/cutting will be measured for payment purpose.) | M3 | 81000 |  | Included | 0 | 0 | 0
122 | 7000024624 | 2340 | 1180 | 420 | Civil Works | 100002583 | 995432 |  | 18 |  | Supply of earth (excluding rock & boulders) at site including royalty, carriage and filling in specified areas in layers notexceeding 200mm in depth, compacting under optimum moisture condition to achieve 95% of Proctor density, finishing etc. allcomplete, for all leads & lifts, with all labour, material, tools, tackles, equipments, safeguards & incidentals as necessary as perdrawings, specification and direction of the Engineer- in- Charge. | M3 | 20250 |  | Included | 0 | 0 | 0
123 | 7000024624 | 2340 | 1180 | 430 | Civil Works | 100002914 | 995432 |  | 18 |  | Earthwork in excavation in Hard rocks in open areas/nallas/ channels, to the required slopes, shapes, levels, elevations andprofile, including trimming of bottom and slopes of excavation and stacking and disposal of rock for a lead up to 2.0 KM beyondleveling boundary and all lifts , with all labour, material, tools, tackles and equipment, safeguards and incidentals,Royalty,taxesetc. as per directions of the Engineer-in-Charge. Serviceable material if available shall be stacked at site as identified byEngineer-in-Charge.(50% void deduction from stack measurement) | M3 | 7550 |  | Included | 0 | 0 | 0
124 | 7000024624 | 2340 | 1180 | 440 | Civil Works | 100002361 | 995455 |  | 18 |  | Main Gate | EA | 1 |  | Included | 0 | 0 | 0
125 | 7000024624 | 2340 | 1180 | 450 | Civil Works | 100002912 | 995454 |  | 18 |  | Providing and fixing Pre cast RCC Boundary wall as per drawings and specifications, including centring, shuttering, moulding,RCC, reinforcement, casting, curing, hoisting, carriage of precast cols/panels to site,Excavation, PCC, backfilling,MS angles andConcertina coil etc. complete. | M | 880 |  | Included | 0 | 0 | 0
126 | 7000024624 | 2340 | 1180 | 460 | Civil Works | 100001477 | 995454 |  | 18 |  | Cable Trench including all types of crossings, all metallic works and sump pit including concrte and reinforcement steel Section 1-1 | M | 25 |  | Included | 0 | 0 | 0
127 | 7000024624 | 2340 | 1180 | 470 | Civil Works | 100001478 | 995454 |  | 18 |  | Cable Trench including all types of crossings, all metallic works and sump pit including concrte and reinforcement steel Section 2-2 | M | 50 |  | Included | 0 | 0 | 0
128 | 7000024624 | 2340 | 1180 | 480 | Civil Works | 100001479 | 995454 |  | 18 |  | Cable Trench including all types of crossings, all metallic works and sump pit including concrte and reinforcement steel Section 3-3 | M | 75 |  | Included | 0 | 0 | 0
129 | 7000024624 | 2340 | 1180 | 490 | Civil Works | 100001480 | 995454 |  | 18 |  | Cable Trench including all types of crossings, all metallic works and sump pit including concrte and reinforcement steel Section 4-4 | M | 75 |  | Included | 0 | 0 | 0
130 | 7000024624 | 2340 | 1180 | 500 | Civil Works | 100007097 | 995454 |  | 18 |  | Dry stone pitching 22.5 cm thick including supply of stones and preparing surface complete including construction of 600 mm high and230 mm wide cement concrete (1:3:6) (1 cement : 3 coarse sand (zone-III) : 6 graded stone aggregate 20 mm nominal size) toe wall atthe lowest portion of stone pitching area etc. completed as per theinstruction of Engineer-In-Charge. . | M2 | 4410 |  | Included | 0 | 0 | 0
131 | 7000024624 | 2340 | 1180 | 510 | Civil Works | 100001721 | 995428 |  | 18 |  | Supplying, filling and compacting stone boulders mixed with sand under foundations, roads, cable trenches, drains etc in layers notexceeding 250mm thickness including ramming, watering compacting | M3 | 900 |  | Included | 0 | 0 | 0
132 | 7000024624 | 2340 | 1180 | 520 | Civil Works | 100003477 | 995454 |  | 18 |  | Rain water harvesting excluding reinforcement and concrete as per drawing | EA | 1 |  | Included | 0 | 0 | 0
133 | 7000024624 | 2340 | 1180 | 530 | Civil Works | 100001697 | 995454 |  | 18 |  | Car Parking (8 cars) - Civil Works. All civil works as per drawing and specifications complete, including - brickwork, finishing(external and internal), windows etc.However,excavation, PCC, RCC and reinforcement shall be paid separately as per BPS. | M2 | 120 |  | Included | 0 | 0 | 0
134 | 7000024624 | 2340 | 1180 | 220 | Civil Works | 100001409 | 995462 |  | 18 |  | Supplying and erecting dewatering pumps-5 HP | EA | 1 |  | Included | 0 | 0 | 0
135 | 7000024624 | 2350 | 1190 | 10 | foundation bolt | 100001674 | 995455 |  | 18 |  | Erection of 28mm dia foundation bolts including nuts, checknuts, washers and packplates. | EA | 1268 |  | Included | 0 | 0 | 0
136 | 7000024624 | 2350 | 1190 | 20 | foundation bolt | 100001676 | 995455 |  | 18 |  | Erection of 40mm dia foundation bolts including nuts, checknuts, washers and packplates. | EA | 140 |  | Included | 0 | 0 | 0
137 | 7000024624 | 2350 | 1190 | 30 | foundation bolt | 100001677 | 995455 |  | 18 |  | Erection of 56mm dia foundation bolts including nuts, checknuts, washers and packplates | EA | 208 |  | Included | 0 | 0 | 0
138 | 7000024624 | 2450 | 1200 | 10 | Ser- Tele Eqpt at PS1 | 100002812 | 998734 |  | 18 |  | SDH Equipment (STM-16 MADM upto 5 MSP protected directions)-Base Equipment (Common cards, Cross Connect/control cards, optical basecards, power supply cards, power cabling, other hardware and accessories including sub racks, patch cord, DDF etc fully equipedexcluding optical interface & Tributary cards | EA | 1 |  | Included | 0 | 0 | 0
139 | 7000024624 | 2450 | 1200 | 30 | Ser- Tele Eqpt at PS1 | 100002825 | 998734 |  | 18 |  | Tributary interface- E1 interface (Minimum 16 nos.) | SET | 2 |  | Included | 0 | 0 | 0
140 | 7000024624 | 2450 | 1200 | 40 | Ser- Tele Eqpt at PS1 | 170000550 | 998336 |  | 18 |  | Ethernet Interface 10/100 Base T with Layer-2 switching (Min 8 Interfaces per card) | EA | 2 |  | Included | 0 | 0 | 0
141 | 7000024624 | 2450 | 1200 | 50 | Ser- Tele Eqpt at PS1 | 100002829 | 998734 |  | 18 |  | Tributary interface-Gigabit Ethernet Interfaces 10/100 Mbps with Layer -2 Switching (minimum 2 nos.) | SET | 1 |  | Included | 0 | 0 | 0
142 | 7000024624 | 2450 | 1200 | 60 | Ser- Tele Eqpt at PS1 | 170000375 | 998734 |  | 18 |  | Equipment Cabinets-For SDH Equipments | EA | 1 |  | Included | 0 | 0 | 0
143 | 7000024624 | 2450 | 1200 | 70 | Ser- Tele Eqpt at PS1 | 170000551 | 998336 |  | 18 |  | VOIP telephone instrument with one common switch (min. 8 port) | EA | 2 |  | Included | 0 | 0 | 0
144 | 7000024624 | 2450 | 1200 | 20 | Ser- Tele Eqpt at PS1 | 170000433 | 998734 |  | 18 |  | Optical Interface Cards/SFP# -S16.1 for SDH Equipment-STM-16 | EA | 2 |  | Included | 0 | 0 | 0
145 | 7000024624 | 2450 | 1200 | 130 | Ser- Tele Eqpt at PS1 | 170000376 | 998734 |  | 18 |  | NMS-Craft Terminal-Hardware | EA | 1 |  | Included | 0 | 0 | 0
146 | 7000024624 | 2450 | 1200 | 140 | Ser- Tele Eqpt at PS1 | 170000377 | 998734 |  | 18 |  | NMS-Craft Terminal-Software | EA | 1 |  | Included | 0 | 0 | 0
147 | 7000024624 | 2500 | 1210 | 10 | PMU at PS1 | 170000502 | 998713 |  | 18 |  | Service:- Phasor Measurement Unit (PMU) | EA | 2 |  | Included | 0 | 0 | 0
148 | 7000024624 | 2500 | 1210 | 20 | PMU at PS1 | 170000530 | 998734 |  | 18 |  | WAMS TIME SYSTEM(GPS RECEIVER) | EA | 2 |  | Included | 0 | 0 | 0
149 | 7000024624 | 2500 | 1210 | 30 | PMU at PS1 | 170000503 | 998713 |  | 18 |  | Installation of Substation Grade Layer-3 LAN Switches as per Technical Specification | EA | 3 |  | Included | 0 | 0 | 0
150 | 7000024624 | 2500 | 1210 | 40 | PMU at PS1 | 170000504 | 998713 |  | 18 |  | Services:- Armored Fibre Optic Cable and associated termination equipment | LOT | 1 |  | Included | 0 | 0 | 0
151 | 7000024624 | 2500 | 1210 | 50 | PMU at PS1 | 170000501 | 998734 |  | 18 |  | Integration of PMU with the PDC (Phasor Data Concentrator) of RLDCs and respective SLDCs as required. | LOT | 1 |  | Included | 0 | 0 | 0
152 | 7000024624 | 2590 | 1220 | 20 | PLCC | 100000891 | 998734 |  | 18 |  | Digital Protection Coupler | EA | 2 |  | Included | 0 | 0 | 0
153 | 7000024624 | 2600 | 1230 | 20 | Remote End PLCC | 100000891 | 998734 |  | 18 |  | Digital Protection Coupler | EA | 2 |  | Included | 0 | 0 | 0
154 | 7000024624 | 2690 | 1250 | 10 | 220kV Insulator and Hardware | 100017116 | 998731 |  | 18 |  | 220KV TENSION INSULATOR STRING AND ASSOCIATED HARDWARE FITTINGS WITHOUT TURN BUCKLE SUITABLE FOR QUAD CONDUCTOR | EA | 21 |  | Included | 0 | 0 | 0
155 | 7000024624 | 2690 | 1250 | 20 | 220kV Insulator and Hardware | 100017118 | 998731 |  | 18 |  | 220KV TENSION INSULATOR STRING AND ASSOCIATED HARDWARE FITTINGS WITHOUT TURN BUCKLE SUITABLE FOR TWIN CONDUCTOR | EA | 18 |  | Included | 0 | 0 | 0
156 | 7000024624 | 2690 | 1250 | 30 | 220kV Insulator and Hardware | 100017115 | 998731 |  | 18 |  | 220KV TENSION INSULATOR STRING AND ASSOCIATED HARDWARE FITTINGS WITH TURN BUCKLE SUITABLE FOR QUAD CONDUCTOR | EA | 21 |  | Included | 0 | 0 | 0
157 | 7000024624 | 2690 | 1250 | 40 | 220kV Insulator and Hardware | 100017117 | 998731 |  | 18 |  | 220KV TENSION INSULATOR STRING AND ASSOCIATED HARDWARE FITTINGS WITH TURN BUCKLE SUITABLE FOR TWIN CONDUCTOR | EA | 24 |  | Included | 0 | 0 | 0
158 | 7000024624 | 2690 | 1250 | 50 | 220kV Insulator and Hardware | 100017122 | 998731 |  | 18 |  | 220KV SUSPENSION INSULATOR STRING AND ASSOCIATED HARDWARE FITTINGS WITH DROP CLAMP SUITABLE FOR TWIN CONDUCTOR | EA | 18 |  | Included | 0 | 0 | 0
159 | 7000024624 | 2690 | 1250 | 60 | 220kV Insulator and Hardware | 100017121 | 998731 |  | 18 |  | 220KV SUSPENSION INSULATOR STRING AND ASSOCIATED HARDWARE FITTINGS WITH THROUGH CLAMP SUITABLE FOR TWIN CONDUCTOR | EA | 6 |  | Included | 0 | 0 | 0
160 | 7000024624 | 2690 | 1250 | 70 | 220kV Insulator and Hardware | 100017123 | 998731 |  | 18 |  | 220KV SUSPENSION INSULATOR STRING AND ASSOCIATED HARDWARE FITTINGS WITH DROP CLAMP SUITABLE FOR QUAD CONDUCTOR | EA | 3 |  | Included | 0 | 0 | 0
161 | 7000024624 | 2840 | 1260 | 10 | Ser- Tele Eqpt at Grid SS | 100002812 | 998734 |  | 18 |  | SDH Equipment (STM-16 MADM upto 5 MSP protected directions)-Base Equipment (Common cards, Cross Connect/control cards, optical basecards, power supply cards, power cabling, other hardware and accessories including sub racks, patch cord, DDF etc fully equipedexcluding optical interface & Tributary cards | EA | 1 |  | Included | 0 | 0 | 0
162 | 7000024624 | 2840 | 1260 | 20 | Ser- Tele Eqpt at Grid SS | 100002825 | 998734 |  | 18 |  | Tributary interface- E1 interface (Minimum 16 nos.) | SET | 2 |  | Included | 0 | 0 | 0
163 | 7000024624 | 2840 | 1260 | 30 | Ser- Tele Eqpt at Grid SS | 170000550 | 998336 |  | 18 |  | Ethernet Interface 10/100 Base T with Layer-2 switching (Min 8 Interfaces per card) | EA | 2 |  | Included | 0 | 0 | 0
164 | 7000024624 | 2840 | 1260 | 40 | Ser- Tele Eqpt at Grid SS | 100002829 | 998734 |  | 18 |  | Tributary interface-Gigabit Ethernet Interfaces 10/100 Mbps with Layer -2 Switching (minimum 2 nos.) | SET | 1 |  | Included | 0 | 0 | 0
165 | 7000024624 | 2840 | 1260 | 50 | Ser- Tele Eqpt at Grid SS | 170000375 | 998734 |  | 18 |  | Equipment Cabinets-For SDH Equipments | EA | 1 |  | Included | 0 | 0 | 0
166 | 7000024624 | 2840 | 1260 | 60 | Ser- Tele Eqpt at Grid SS | 170000551 | 998336 |  | 18 |  | VOIP telephone instrument with one common switch (min. 8 port) | EA | 2 |  | Included | 0 | 0 | 0
167 | 7000024624 | 2840 | 1260 | 11 | Ser- Tele Eqpt at Grid SS | 170000433 | 998734 |  | 18 |  | Optical Interface Cards/SFP# -S16.1 for SDH Equipment-STM-16 | EA | 8 |  | Included | 0 | 0 | 0
168 | 7000024624 | 2850 | 1270 | 30 | 33kV Cable | 100005793 | 998736 |  | 18 |  | 33KV POWER CABLE TERMINATION KIT | EA | 51 |  | Included | 0 | 0 | 0
169 | 7000024624 | 2850 | 1270 | 40 | 33kV Cable | 100004290 | 998736 |  | 18 |  | 33KV, 3CX95 SQMM XLPE AL ARMOURED CABLE ALONGWITH ACCESSORIES AS PER TECH. SPECIFICATION | KM | 0.2 |  | Included | 0 | 0 | 0
170 | 7000024624 | 2850 | 1270 | 50 | 33kV Cable | 100004489 | 998736 |  | 18 |  | 33KV, 1CX630 SQMM XLPE AL ARMOURED CABLE ALONGWITH ACCESSORIES AS PER TECH. SPECIFICATION | KM | 3 |  | Included | 0 | 0 | 0
171 | 7000024624 | 2860 | 1290 | 10 | Approach Road | 100004518 | 995433 |  | 18 |  | Excavation in all kind of soil including rock for all leads and lifts, backfilling, disposal of surplus earth within a lead up to2Km as per technical specification. The surplus earth shall be roughly graded . | M3 | 148 |  | Included | 0 | 0 | 0
172 | 7000024624 | 2860 | 1290 | 20 | Approach Road | 100011662 | 995433 |  | 18 |  | Excavation in hard rock which require blasting (including chemical blasting and rock excavated using specialized tools) for allfoundation works including stacking, measuring, disposal etc.for all leads and lifts as per technical specification. | M3 | 37 |  | Included | 0 | 0 | 0
173 | 7000024624 | 2860 | 1290 | 30 | Approach Road | 100001325 | 995454 |  | 18 |  | Providing and laying of Plain Cement Concrete (PCC) (1:4:8) | M3 | 12 |  | Included | 0 | 0 | 0
174 | 7000024624 | 2860 | 1290 | 40 | Approach Road | 100001326 | 995454 |  | 18 |  | Providing and laying of Plain Cement Concrete (PCC) (1:2:4) | M3 | 58 |  | Included | 0 | 0 | 0
175 | 7000024624 | 2860 | 1290 | 50 | Approach Road | 100002911 | 995432 |  | 18 |  | Earthwork in excavation & filling in all types of soil and soft/disintegrated rock in open areas/nallas/channels, to the requiredslopes, shapes, levels, elevations and profile, including trimming of bottom and slopes of excavation, bailing out rain(dewatering), pumping, removal of slush, preparing embankments/marginal banks, loosening, dressing, spreading material in layers notexceeding 200mm, as per direction of Engineer-in-Charge, water flooding, compacting to achieve 95% consolidation at optimum moisturecontent, finishing etc. all complete, for all leads and lifts within leveling boundary, including disposal of surplus earth andstacking of unsuitable material within a lead of 2.0 Km beyond substation boundary, with all labour, material, tools, tackles andequipment, safeguards and incidentals, Royalty,taxes etc. as necessary, as per drawings, specification and directions of theEngineer-in-Charge. Clearing of jungle is included in this item. (Only excavation/cutting will be measured for payment purpose.) | M3 | 875 |  | Included | 0 | 0 | 0
176 | 7000024624 | 2860 | 1290 | 60 | Approach Road | 100002583 | 995432 |  | 18 |  | Supply of earth (excluding rock & boulders) at site including royalty, carriage and filling in specified areas in layers notexceeding 200mm in depth, compacting under optimum moisture condition to achieve 95% of Proctor density, finishing etc. allcomplete, for all leads & lifts, with all labour, material, tools, tackles, equipments, safeguards & incidentals as necessary as perdrawings, specification and direction of the Engineer- in- Charge. | M3 | 218.75 |  | Included | 0 | 0 | 0
177 | 7000024624 | 2860 | 1290 | 70 | Approach Road | 100002914 | 995432 |  | 18 |  | Earthwork in excavation in Hard rocks in open areas/nallas/ channels, to the required slopes, shapes, levels, elevations andprofile, including trimming of bottom and slopes of excavation and stacking and disposal of rock for a lead up to 2.0 KM beyondleveling boundary and all lifts , with all labour, material, tools, tackles and equipment, safeguards and incidentals,Royalty,taxesetc. as per directions of the Engineer-in-Charge. Serviceable material if available shall be stacked at site as identified byEngineer-in-Charge.(50% void deduction from stack measurement) | M3 | 131.25 |  | Included | 0 | 0 | 0
178 | 7000024624 | 2860 | 1290 | 80 | Approach Road | 100007097 | 995454 |  | 18 |  | Dry stone pitching 22.5 cm thick including supply of stones and preparing surface complete including construction of 600 mm high and230 mm wide cement concrete (1:3:6) (1 cement : 3 coarse sand (zone-III) : 6 graded stone aggregate 20 mm nominal size) toe wall atthe lowest portion of stone pitching area etc. completed as per theinstruction of Engineer-In-Charge. . | M2 | 500 |  | Included | 0 | 0 | 0
179 | 7000024624 | 2860 | 1290 | 90 | Approach Road | 100020963 | 995461 |  | 18 |  | RCC culvert crossings including supplying and laying hume pipe 600mm dia of grade (NP-3) excluding concrete as per specification. | M | 40 |  | Included | 0 | 0 | 0
180 | 7000024624 | 2860 | 1290 | 100 | Approach Road | 100008110 | 995421 |  | 18 |  | 3.75m wide Bitumen road with earthen shoulder including 100 mm dia RCC Hume Pipe @ 100 metre interval as per drawing and TS (as perDSR item no 16.35 and 16.30.1) and including 225 mm thick WBM in three equal layers of 75 mm each as per CPWD specification. | M2 | 188 |  | Included | 0 | 0 | 0
PS-2 220/33kV, 300MW TUSCO
181 | 7000024624 | 2940 | 1960 | 10 | Ser- Tele Eqpt at PS2 | 100002812 | 998734 |  | 18 |  | SDH Equipment (STM-16 MADM upto 5 MSP protected directions)-Base Equipment (Common cards, Cross Connect/control cards, optical basecards, power supply cards, power cabling, other hardware and accessories including sub racks, patch cord, DDF etc fully equipedexcluding optical interface & Tributary cards | EA | 1 |  | Included | 0 | 0 | 0
182 | 7000024624 | 2940 | 1960 | 20 | Ser- Tele Eqpt at PS2 | 170000433 | 998734 |  | 18 |  | Optical Interface Cards/SFP# -S16.1 for SDH Equipment-STM-16 | EA | 2 |  | Included | 0 | 0 | 0
183 | 7000024624 | 2940 | 1960 | 30 | Ser- Tele Eqpt at PS2 | 100002825 | 998734 |  | 18 |  | Tributary interface- E1 interface (Minimum 16 nos.) | SET | 2 |  | Included | 0 | 0 | 0
184 | 7000024624 | 2940 | 1960 | 40 | Ser- Tele Eqpt at PS2 | 170000550 | 998336 |  | 18 |  | Ethernet Interface 10/100 Base T with Layer-2 switching (Min 8 Interfaces per card) | EA | 2 |  | Included | 0 | 0 | 0
185 | 7000024624 | 2940 | 1960 | 50 | Ser- Tele Eqpt at PS2 | 100002829 | 998734 |  | 18 |  | Tributary interface-Gigabit Ethernet Interfaces 10/100 Mbps with Layer -2 Switching (minimum 2 nos.) | SET | 1 |  | Included | 0 | 0 | 0
186 | 7000024624 | 2940 | 1960 | 60 | Ser- Tele Eqpt at PS2 | 170000375 | 998734 |  | 18 |  | Equipment Cabinets-For SDH Equipments | EA | 1 |  | Included | 0 | 0 | 0
187 | 7000024624 | 2940 | 1960 | 70 | Ser- Tele Eqpt at PS2 | 170000551 | 998336 |  | 18 |  | VOIP telephone instrument with one common switch (min. 8 port) | EA | 2 |  | Included | 0 | 0 | 0
188 | 7000024624 | 3920 | 1010 | 10 | 33kV LT TRANSFORMER | 100000085 | 998736 |  | 18 |  | 315kVA, 33/0.433kV Transformer | EA | 2 |  | Included | 0 | 0 | 0
189 | 7000024624 | 3930 | 1020 | 10 | 245kV, 50kA AIS EQUIPMENT | 100003634 | 998736 |  | 18 |  | 245 kV 1600A, 50KA Circuit Breakers (3-Phase) with support | EA | 6 |  | Included | 0 | 0 | 0
190 | 7000024624 | 3930 | 1020 | 20 | 245kV, 50kA AIS EQUIPMENT | 100001989 | 998736 |  | 18 |  | 245 kV, 1600A, 50KA, 1-Phase CurrentTransformer with 120% extended currentrating | EA | 18 |  | Included | 0 | 0 | 0
191 | 7000024624 | 3930 | 1020 | 30 | 245kV, 50kA AIS EQUIPMENT | 100000448 | 998736 |  | 18 |  | 245 kV, 4400pf Capacitive Voltage Transformer (1- Phase) | EA | 12 |  | Included | 0 | 0 | 0
192 | 7000024624 | 3930 | 1020 | 40 | 245kV, 50kA AIS EQUIPMENT | 100002014 | 998736 |  | 18 |  | 245kV, 1600A, 50 KA, 3-phase DoubleBreak Isolator with one E/S | EA | 6 |  | Included | 0 | 0 | 0
193 | 7000024624 | 3930 | 1020 | 50 | 245kV, 50kA AIS EQUIPMENT | 100002013 | 998736 |  | 18 |  | 245kV, 1600A, 50 KA, 3-phase DoubleBreak Isolator with two E/S | EA | 6 |  | Included | 0 | 0 | 0
194 | 7000024624 | 3930 | 1020 | 60 | 245kV, 50kA AIS EQUIPMENT | 100002016 | 998736 |  | 18 |  | 245kV, 1600A, 50 KA, 3-phase DoubleBreak Tandem Isolator without E/S | EA | 11 |  | Included | 0 | 0 | 0
195 | 7000024624 | 3930 | 1020 | 70 | 245kV, 50kA AIS EQUIPMENT | 100000484 | 998736 |  | 18 |  | 216kV Surge Arrester (1-phase) | EA | 15 |  | Included | 0 | 0 | 0
196 | 7000024624 | 3930 | 1020 | 80 | 245kV, 50kA AIS EQUIPMENT | 100001907 | 998736 |  | 18 |  | 245 kV,1 phase Bus Post Insulator (except for Line Traps) | EA | 78 |  | Included | 0 | 0 | 0
197 | 7000024624 | 3930 | 1020 | 90 | 245kV, 50kA AIS EQUIPMENT | 100003635 | 998736 |  | 18 |  | 245 kV 2500A, 50KA Circuit Breakers (3-Phase) with support | EA | 1 |  | Included | 0 | 0 | 0
198 | 7000024624 | 3930 | 1020 | 100 | 245kV, 50kA AIS EQUIPMENT | 100001993 | 998736 |  | 18 |  | 245 kV, 2500A, 50KA, 1-Phase CurrentTransformer with 120% extended currentrating | EA | 3 |  | Included | 0 | 0 | 0
199 | 7000024624 | 3930 | 1020 | 110 | 245kV, 50kA AIS EQUIPMENT | 100003636 | 998736 |  | 18 |  | 245kV 2500A, 50KA (3-phase)-Double Break Isolator with two earth switch | EA | 2 |  | Included | 0 | 0 | 0
200 | 7000024624 | 3940 | 1030 | 10 | 36kV AIS INDOOR PANEL | 100037992 | 998736 |  | 18 |  | 36KV, 2500A, 25KA, 3-Phase Indoor Switchgear Panel for Incomer Feeder | SET | 4 |  | Included | 0 | 0 | 0
201 | 7000024624 | 3940 | 1030 | 20 | 36kV AIS INDOOR PANEL | 100037993 | 998736 |  | 18 |  | 36KV, 800A, 25KA, 3-Phase Indoor Switchgear Panel for Outgoing Feeder | SET | 14 |  | Included | 0 | 0 | 0
202 | 7000024624 | 3940 | 1030 | 30 | 36kV AIS INDOOR PANEL | 100037994 | 998736 |  | 18 |  | 36KV, 400A, 25KA, 3-Phase Indoor Switchgear Panel for LT Transformer Feeder | SET | 2 |  | Included | 0 | 0 | 0
203 | 7000024624 | 3940 | 1030 | 40 | 36kV AIS INDOOR PANEL | 100001780 | 998736 |  | 18 |  | 36 kV (3-phase) Indoor Switch gear Panel for Bus Sectionaliser Module | SET | 2 |  | Included | 0 | 0 | 0
204 | 7000024624 | 3950 | 1040 | 10 | Erection Hardware for 220kV DMT Type S/Y | 100000487 | 998731 |  | 18 |  | Erection Hardware for 220kV layout (Double Main and Transfer Scheme as per SLD)-Transfer Bus Coupler Bay as per specification | SET | 1 |  | Included | 0 | 0 | 0
205 | 7000024624 | 3950 | 1040 | 20 | Erection Hardware for 220kV DMT Type S/Y | 100000488 | 998731 |  | 18 |  | Erection Hardware for 220kV layout (Double Main and Transfer Scheme as per SLD)-Bus Coupler Bay as per specification | SET | 1 |  | Included | 0 | 0 | 0
206 | 7000024624 | 3950 | 1040 | 30 | Erection Hardware for 220kV DMT Type S/Y | 100000486 | 998731 |  | 18 |  | Erection Hardware for 220kV layout (Double Main and Transfer Scheme as per SLD)-Transformer Bay as per specification | SET | 3 |  | Included | 0 | 0 | 0
207 | 7000024624 | 3950 | 1040 | 40 | Erection Hardware for 220kV DMT Type S/Y | 100000485 | 998731 |  | 18 |  | Erection Hardware for 220kV layout (Double Main and Transfer Scheme as per SLD)-Line Bay as per specification | SET | 2 |  | Included | 0 | 0 | 0
208 | 7000024624 | 3950 | 1040 | 50 | Erection Hardware for 220kV DMT Type S/Y | 100000491 | 998731 |  | 18 |  | Erection Hardware for 220kV layout (Double Main and Transfer Scheme as per SLD)-Bus work (three Bay) as per specification | SET | 1 |  | Included | 0 | 0 | 0
209 | 7000024624 | 3950 | 1040 | 60 | Erection Hardware for 220kV DMT Type S/Y | 100000490 | 998731 |  | 18 |  | Erection Hardware for 220kV layout (Double Main and Transfer Scheme as per SLD)-Bus work (two Bay) as per specification | SET | 2 |  | Included | 0 | 0 | 0
210 | 7000024624 | 3960 | 1050 | 10 | Earthmat | 100003103 | 998731 |  | 18 |  | 40 mm MS rod for Main Earthmat | KM | 5 |  | Included | 0 | 0 | 0
211 | 7000024624 | 3970 | 1060 | 10 | CONTROL & RELAY PANEL | 100000741 | 998736 |  | 18 |  | 220kV Bus Bar Protection Panel (Single)-(with Automation) | SET | 1 |  | Included | 0 | 0 | 0
212 | 7000024624 | 3970 | 1060 | 20 | CONTROL & RELAY PANEL | 100000739 | 998736 |  | 18 |  | 220kV Transformer Protection Panel (For both HV & MV side)-(with Automation) | EA | 3 |  | Included | 0 | 0 | 0
213 | 7000024624 | 3970 | 1060 | 30 | CONTROL & RELAY PANEL | 100000738 | 998736 |  | 18 |  | 220kV Line Protection Panel (with Automation) | EA | 2 |  | Included | 0 | 0 | 0
214 | 7000024624 | 3970 | 1060 | 40 | CONTROL & RELAY PANEL | 100000736 | 998736 |  | 18 |  | 220kV Circuit Breaker Relay Panel with Auto Reclose (with Automation) | EA | 7 |  | Included | 0 | 0 | 0
215 | 7000024624 | 3970 | 1060 | 50 | CONTROL & RELAY PANEL | 100002605 | 998736 |  | 18 |  | Line Current Differential Relay | SET | 4 |  | Included | 0 | 0 | 0
216 | 7000024624 | 3980 | 1070 | 10 | SAS | 100000772 | 998736 |  | 18 |  | Complete Substation automation System for 220kV bay as per Technical Specification | EA | 7 |  | Included | 0 | 0 | 0
217 | 7000024624 | 3980 | 1070 | 20 | SAS | 100000775 | 998736 |  | 18 |  | Complete Substation automation System for 33kV bay as per Technical Specification | EA | 22 |  | Included | 0 | 0 | 0
218 | 7000024624 | 3990 | 1080 | 10 | VMS | 100000869 | 998736 |  | 18 |  | Visual monitoring system for watch & ward | SET | 1 |  | Included | 0 | 0 | 0
219 | 7000024624 | 4000 | 1090 | 10 | LT SWITCHGEAR | 100016771 | 998736 |  | 18 |  | LT Switch gear (as per LT SLD enclosed in Technical Specification) | SET | 1 |  | Included | 0 | 0 | 0
220 | 7000024624 | 4010 | 1100 | 10 | BATTERY & BATTERY CHARGER | 100016318 | 998736 |  | 18 |  | 220V Battery set | SET | 2 |  | Included | 0 | 0 | 0
221 | 7000024624 | 4010 | 1100 | 20 | BATTERY & BATTERY CHARGER | 100006970 | 998736 |  | 18 |  | 220V Float cum Boost battery Charger . | EA | 2 |  | Included | 0 | 0 | 0
222 | 7000024624 | 4010 | 1100 | 40 | BATTERY & BATTERY CHARGER | 100007271 | 998734 |  | 18 |  | 48 V VRLA Battery Bank | SET | 2 |  | Included | 0 | 0 | 0
223 | 7000024624 | 4010 | 1100 | 50 | BATTERY & BATTERY CHARGER | 100044424 | 998736 |  | 18 |  | Erection of 48V Battery Chargers as per TS | EA | 2 |  | Included | 0 | 0 | 0
224 | 7000024624 | 4020 | 1110 | 10 | DG SET | 100000958 | 998736 |  | 18 |  | 100 kVA Diesel Generator along with control Panel | SET | 1 |  | Included | 0 | 0 | 0
225 | 7000024624 | 4030 | 1120 | 10 | POWER & CONTROL CABLE | 100002180 | 998736 |  | 18 |  | 1.1kV grade Power Cables (XLPEinsulated) along withlugs,glands,straight joints &accessories,etc. | LS | 1 |  | Included | 0 | 0 | 0
226 | 7000024624 | 4030 | 1120 | 20 | POWER & CONTROL CABLE | 100002181 | 998736 |  | 18 |  | 1.1kV grade Power Cables (PVCinsulated)along withlugs,glands,straight joints &accessories,etc. | LS | 1 |  | Included | 0 | 0 | 0
227 | 7000024624 | 4030 | 1120 | 30 | POWER & CONTROL CABLE | 100002182 | 998736 |  | 18 |  | 1.1kV grade Control Cables (PVCinsulated) along withlugs,glands,straight joints &accessories,etc. | LS | 1 |  | Included | 0 | 0 | 0
228 | 7000024624 | 4040 | 1130 | 10 | AIR CONDITIONING & VENTILATION SYSTEM | 100000960 | 995463 |  | 18 |  | High wall type split AC unit of 2 TR capacity | EA | 15 |  | Included | 0 | 0 | 0
229 | 7000024624 | 4050 | 1140 | 10 | FIRE FIGHTING SYSTEM | 100002257 | 998736 |  | 18 |  | Diesel Engine driven Hydrant system with Water tank, Pump Room, DG driven pump, O/G & U/G piping, hydrant points for transformers,buildings, store yard and accessories etc. | LS | 1 |  | Included | 0 | 0 | 0
230 | 7000024624 | 4050 | 1140 | 20 | FIRE FIGHTING SYSTEM | 100002057 | 995461 |  | 18 |  | Fire Detection and Alarm System for Control Room Building(220kV) | SET | 1 |  | Included | 0 | 0 | 0
231 | 7000024624 | 4050 | 1140 | 30 | FIRE FIGHTING SYSTEM | 100000972 | 998736 |  | 18 |  | 9litre water type Portable Fire extinguisher | EA | 4 |  | Included | 0 | 0 | 0
232 | 7000024624 | 4050 | 1140 | 40 | FIRE FIGHTING SYSTEM | 100000975 | 995461 |  | 18 |  | 4.5 kg CO2 type Portable Fire extinguisher | EA | 6 |  | Included | 0 | 0 | 0
233 | 7000024624 | 4050 | 1140 | 50 | FIRE FIGHTING SYSTEM | 100000976 | 998736 |  | 18 |  | 6Kg dry chemical powered type Portable Fire extinguisher | EA | 5 |  | Included | 0 | 0 | 0
234 | 7000024624 | 4060 | 1150 | 10 | ILLUMINATION SYSTEM | 100001021 | 995461 |  | 18 |  | Lighting Panel type ACP-2 as per technical specification | EA | 2 |  | Included | 0 | 0 | 0
235 | 7000024624 | 4060 | 1150 | 20 | ILLUMINATION SYSTEM | 100001023 | 998731 |  | 18 |  | Lighting Panel type DCP as per technical specification | EA | 1 |  | Included | 0 | 0 | 0
236 | 7000024624 | 4060 | 1150 | 30 | ILLUMINATION SYSTEM | 100001051 | 998731 |  | 18 |  | 15A, 240V: Outdoor Receptacle 2 pole, 3-pin modular (type RO) as per technical specifications | EA | 2 |  | Included | 0 | 0 | 0
237 | 7000024624 | 4060 | 1150 | 40 | ILLUMINATION SYSTEM | 100001052 | 998731 |  | 18 |  | 63A, 415V : Interlocked switch socket outdoor Receptacle (type RP) as per technical specifications | EA | 1 |  | Included | 0 | 0 | 0
238 | 7000024624 | 4060 | 1150 | 50 | ILLUMINATION SYSTEM | 100001885 | 998739 |  | 18 |  | Outdoor Power Receptacle for oilfiltration unit (250A) | EA | 1 |  | Included | 0 | 0 | 0
239 | 7000024624 | 4060 | 1150 | 60 | ILLUMINATION SYSTEM | 100004926 | 998731 |  | 18 |  | Lighting Fixture LED Luminaires type FL2 as per tech. specifications | EA | 30 |  | Included | 0 | 0 | 0
240 | 7000024624 | 4060 | 1150 | 70 | ILLUMINATION SYSTEM | 100001888 | 998739 |  | 18 |  | Control room cum administrative building (220kV) illumination | LOT | 1 |  | Included | 0 | 0 | 0
241 | 7000024624 | 4060 | 1150 | 80 | ILLUMINATION SYSTEM | 100002364 | 998739 |  | 18 |  | Fire fighting pumphouse building illimunation including conduit | LS | 1 |  | Included | 0 | 0 | 0
242 | 7000024624 | 4060 | 1150 | 90 | ILLUMINATION SYSTEM | 100002487 | 998731 |  | 18 |  | Security Room Illumination including conduit | LS | 1 |  | Included | 0 | 0 | 0
243 | 7000024624 | 4060 | 1150 | 100 | ILLUMINATION SYSTEM | 100004850 | 998731 |  | 18 |  | Lighting Fixture LED Luminaires type SL-L1 as per tech. specifications | EA | 15 |  | Included | 0 | 0 | 0
244 | 7000024624 | 4060 | 1150 | 110 | ILLUMINATION SYSTEM | 100004934 | 998731 |  | 18 |  | Type L1 Street Lighting Pole of 6 meter as per technical specification. | EA | 15 |  | Included | 0 | 0 | 0
245 | 7000024624 | 4060 | 1150 | 120 | ILLUMINATION SYSTEM | 100004851 | 998731 |  | 18 |  | Lighting Fixture LED Luminaires type SL-D1 as per tech. specifications | EA | 5 |  | Included | 0 | 0 | 0
246 | 7000024624 | 4060 | 1150 | 130 | ILLUMINATION SYSTEM | 100004935 | 998731 |  | 18 |  | Type D1 Post top lantern pole of 4 meter as per technical specification. | EA | 5 |  | Included | 0 | 0 | 0
247 | 7000024624 | 4070 | 1160 | 10 | 220 kV TOWERS | 100001187 | 995455 |  | 18 |  | Erection of Std 220 kV Tower CC including nuts, bolts, all type of washers, packplates, step bolts and gusset plates excludingfoundation bolts | EA | 4 |  | Included | 0 | 0 | 0
248 | 7000024624 | 4070 | 1160 | 20 | 220 kV TOWERS | 100001192 | 995455 |  | 18 |  | Erection of Std 220 kV Tower CTB including nuts, bolts, all type of washers, packplates, step bolts and gusset plates excludingfoundation bolts | EA | 1 |  | Included | 0 | 0 | 0
249 | 7000024624 | 4070 | 1160 | 30 | 220 kV TOWERS | 100001198 | 995455 |  | 18 |  | Erection of Std 220 kV Tower CTG including nuts, bolts, all type of washers, packplates, step bolts and gusset plates excludingfoundation bolts | EA | 4 |  | Included | 0 | 0 | 0
250 | 7000024624 | 4070 | 1160 | 40 | 220 kV TOWERS | 100001199 | 995455 |  | 18 |  | Erection of Std 220 kV Tower CTH including nuts, bolts, all type of washers, packplates, step bolts and gusset plates excludingfoundation bolts | EA | 4 |  | Included | 0 | 0 | 0
251 | 7000024624 | 4070 | 1160 | 50 | 220 kV TOWERS | 100001204 | 995455 |  | 18 |  | Erection of Std 220 kV Gantry B1 including nuts, bolts, all type of washers, packplates, step bolts and gusset plates excludingfoundation bolts | EA | 12 |  | Included | 0 | 0 | 0
252 | 7000024624 | 4070 | 1160 | 60 | 220 kV TOWERS | 100001205 | 995455 |  | 18 |  | Erection of Std 220 kV Gantry BG1 including nuts, bolts, all type of washers, packplates, step bolts and gusset plates excludingfoundation bolts | EA | 10 |  | Included | 0 | 0 | 0
253 | 7000024624 | 4070 | 1160 | 70 | 220 kV TOWERS | 100001208 | 995455 |  | 18 |  | Lightening Mast(LM)-50m complete with foundation bolts/nuts platforms etc. | EA | 2 |  | Included | 0 | 0 | 0
254 | 7000024624 | 4070 | 1160 | 80 | 220 kV TOWERS | 100001200 | 995455 |  | 18 |  | Erection of Std 220 kV Tower CTI including nuts, bolts, all type of washers, packplates, step bolts and gusset plates excludingfoundation bolts | EA | 5 |  | Included | 0 | 0 | 0
255 | 7000024624 | 4070 | 1160 | 90 | 220 kV TOWERS | 100001183 | 995455 |  | 18 |  | Erection of Std 220 kV Tower CA including nuts, bolts, all type of washers, packplates, step bolts and gusset plates excludingfoundation bolts | EA | 4 |  | Included | 0 | 0 | 0
256 | 7000024624 | 4070 | 1160 | 100 | 220 kV TOWERS | 100001193 | 995455 |  | 18 |  | Erection of Std 220 kV Tower CTC including nuts, bolts, all type of washers, packplates, step bolts and gusset plates excludingfoundation bolts | EA | 2 |  | Included | 0 | 0 | 0
257 | 7000024624 | 4070 | 1160 | 110 | 220 kV TOWERS | 100001185 | 995455 |  | 18 |  | Erection of Std 220 kV Tower CB including nuts, bolts, all type of washers, packplates, step bolts and gusset plates excludingfoundation bolts | EA | 2 |  | Included | 0 | 0 | 0
258 | 7000024624 | 4070 | 1160 | 120 | 220 kV TOWERS | 100001195 | 995455 |  | 18 |  | Erection of Std 220 kV Tower CTD including nuts, bolts, all type of washers, packplates, step bolts and gusset plates excludingfoundation bolts | EA | 1 |  | Included | 0 | 0 | 0
259 | 7000024624 | 4070 | 1160 | 130 | 220 kV TOWERS | 100001196 | 995455 |  | 18 |  | Erection of Std 220 kV Tower CTE including nuts, bolts, all type of washers, packplates, step bolts and gusset plates excludingfoundation bolts | EA | 1 |  | Included | 0 | 0 | 0
260 | 7000024624 | 4080 | 1170 | 10 | 220kV Equipment support structures | 100001226 | 995455 |  | 18 |  | Erection of Pipe Structure - 220 kV 1-Phase High BPI including nuts, bolts, all type of washers, packplates, step bolts and gussetplates excluding foundation bolts | EA | 21 |  | Included | 0 | 0 | 0
261 | 7000024624 | 4080 | 1170 | 20 | 220kV Equipment support structures | 100001220 | 995455 |  | 18 |  | Erection of Pipe Structure - 220 kV 1-Phase CT including nuts, bolts, all type of washers, packplates, step bolts and gusset platesexcluding foundation bolts | EA | 21 |  | Included | 0 | 0 | 0
262 | 7000024624 | 4080 | 1170 | 30 | 220kV Equipment support structures | 100001221 | 995455 |  | 18 |  | Erection of Pipe Structure - 220 kV 1-Phase CVT including nuts, bolts, all type of washers, packplates, step bolts and gusset platesexcluding foundation bolts | EA | 12 |  | Included | 0 | 0 | 0
263 | 7000024624 | 4080 | 1170 | 40 | 220kV Equipment support structures | 100001222 | 995455 |  | 18 |  | Erection of Pipe Structure - 220 kV 3-Phase ISOLATOR including nuts, bolts, all type of washers, packplates, step bolts and gussetplates excluding foundation bolts | EA | 25 |  | Included | 0 | 0 | 0
264 | 7000024624 | 4080 | 1170 | 50 | 220kV Equipment support structures | 100001224 | 995455 |  | 18 |  | Erection of Pipe Structure - 220 kV 1-Phase SA including nuts, bolts, all type of washers, packplates, step bolts and gusset platesexcluding foundation bolts | EA | 15 |  | Included | 0 | 0 | 0
265 | 7000024624 | 4080 | 1170 | 60 | 220kV Equipment support structures | 100001225 | 995455 |  | 18 |  | Erection of Pipe Structure - 220 kV 1-Phase BPI including nuts, bolts, all type of washers, packplates, step bolts and gusset platesexcluding foundation bolts | EA | 57 |  | Included | 0 | 0 | 0
266 | 7000024624 | 4080 | 1170 | 70 | 220kV Equipment support structures | 100001241 | 995455 |  | 18 |  | Erection of Equipment Support (Pipe) Structures to be designed during detailed engineering. | MT | 2 |  | Included | 0 | 0 | 0
267 | 7000024624 | 4080 | 1170 | 90 | 220kV Equipment support structures | 100001210 | 995455 |  | 18 |  | Erection of Lattice Structures (MS Steel), to be designed during detailed engineering, for towers, beams and equipment supportstructure including pack plates / packwashers and gusset plates excluding fasteners and foundation bolts | MT | 2 |  | Included | 0 | 0 | 0
268 | 7000024624 | 4080 | 1170 | 100 | 220kV Equipment support structures | 100001680 | 995455 |  | 18 |  | Erection of fasteners ( nuts, bolts and washers ) including step bolts for lattice and pipe structures to be designed duringdetailed engineering | MT | 1 |  | Included | 0 | 0 | 0
269 | 7000024624 | 4120 | 1180 | 10 | Civil Works | 100004518 | 995433 |  | 18 |  | Excavation in all kind of soil including rock for all leads and lifts, backfilling, disposal of surplus earth within a lead up to2Km as per technical specification. The surplus earth shall be roughly graded . | M3 | 9767 |  | Included | 0 | 0 | 0
270 | 7000024624 | 4120 | 1180 | 20 | Civil Works | 100011662 | 995433 |  | 18 |  | Excavation in hard rock which require blasting (including chemical blasting and rock excavated using specialized tools) for allfoundation works including stacking, measuring, disposal etc.for all leads and lifts as per technical specification. | M3 | 2442 |  | Included | 0 | 0 | 0
271 | 7000024624 | 4120 | 1180 | 30 | Civil Works | 100001325 | 995454 |  | 18 |  | Providing and laying of Plain Cement Concrete (PCC) (1:4:8) | M3 | 1218 |  | Included | 0 | 0 | 0
272 | 7000024624 | 4120 | 1180 | 40 | Civil Works | 100017393 | 995454 |  | 18 |  | Providing and laying of Plain Cement Concrete (PCC) (1:3:6) | M3 | 4 |  | Included | 0 | 0 | 0
273 | 7000024624 | 4120 | 1180 | 50 | Civil Works | 100001326 | 995454 |  | 18 |  | Providing and laying of Plain Cement Concrete (PCC) (1:2:4) | M3 | 70 |  | Included | 0 | 0 | 0
274 | 7000024624 | 4120 | 1180 | 60 | Civil Works | 100001327 | 995454 |  | 18 |  | Providing and laying of Reinforced Cement Concrete M25 mix including pre cast, shuttering, Grouting of pockets & underpinning butexcluding steel reinforcement | M3 | 3733 |  | Included | 0 | 0 | 0
275 | 7000024624 | 4120 | 1180 | 70 | Civil Works | 100001329 | 995454 |  | 18 |  | Steel Reinforcement | MT | 261 |  | Included | 0 | 0 | 0
276 | 7000024624 | 4120 | 1180 | 80 | Civil Works | 100001330 | 995428 |  | 18 |  | Stone filling (40 mm size) for transformer/Reactor foundation | M3 | 62 |  | Included | 0 | 0 | 0
277 | 7000024624 | 4120 | 1180 | 90 | Civil Works | 100001331 | 995455 |  | 18 |  | Misc. Structural steel including rails, embedments, edge protection angles, gratings etc. but excluding the reinforcement steel andsteel for lattice and pipe structures. | MT | 14 |  | Included | 0 | 0 | 0
278 | 7000024624 | 4120 | 1180 | 100 | Civil Works | 100004748 | 995454 |  | 18 |  | Providing and laying Plain Cement Concrete 1:5:10 (1 cement : 5 sand : 10 brick aggregate) including a layer of cement slurry of mix1:6 (1 cement : 6 fine sand) shall be laid uniformly over cement concrete layer. The cement consumption for cement slurry shall notbe less than 150 kg per 100 sq.m. | M3 | 750 |  | Included | 0 | 0 | 0
279 | 7000024624 | 4120 | 1180 | 110 | Civil Works | 100001714 | 995428 |  | 18 |  | Stone spreading in switchyard excluding PCC | M2 | 10000 |  | Included | 0 | 0 | 0
280 | 7000024624 | 4120 | 1180 | 120 | Civil Works | 100001713 | 995424 |  | 18 |  | Antiweed treatment | M2 | 10000 |  | Included | 0 | 0 | 0
281 | 7000024624 | 4120 | 1180 | 130 | Civil Works | 100003114 | 995454 |  | 18 |  | External finishing / painting of fire wall (water proofing cement paint) (DSR 13.44.1) | M2 | 480 |  | Included | 0 | 0 | 0
282 | 7000024624 | 4120 | 1180 | 140 | Civil Works | 100008110 | 995421 |  | 18 |  | 3.75m wide Bitumen road with earthen shoulder including 100 mm dia RCC Hume Pipe @ 100 metre interval as per drawing and TS (as perDSR item no 16.35 and 16.30.1) and including 225 mm thick WBM in three equal layers of 75 mm each as per CPWD specification. | M2 | 2438 |  | Included | 0 | 0 | 0
283 | 7000024624 | 4120 | 1180 | 150 | Civil Works | 100001458 | 995421 |  | 18 |  | Construction of rail cum road as per drawing including all item such as excavation,compactions, rolling watering, WBM etc. butexcluding concrete reinforcement and structural steel-Section having two rails for Reactor. | M2 | 189 |  | Included | 0 | 0 | 0
284 | 7000024624 | 4120 | 1180 | 160 | Civil Works | 100008611 | 995477 |  | 18 |  | Swtichyard fencing: Providing and fixing fencing of GI barbed wire consisting of galvanized MS tubular posts at 3 m intervals; GIbarded wire shall run horizontally from post to post at a spacing of 300 mm (vertically) and a cross formation in each panel,complete as per technical specification and drawing. | M | 70 |  | Included | 0 | 0 | 0
285 | 7000024624 | 4120 | 1180 | 170 | Civil Works | 100001392 | 995455 |  | 18 |  | Switchyard Gate excluding Concrete | EA | 1 |  | Included | 0 | 0 | 0
286 | 7000024624 | 4120 | 1180 | 180 | Civil Works | 100020960 | 995461 |  | 18 |  | RCC culvert crossings including supplying and laying hume pipe 250mm dia of grade (NP-3) excluding concrete as per specification. | M | 40 |  | Included | 0 | 0 | 0
287 | 7000024624 | 4120 | 1180 | 190 | Civil Works | 100020961 | 995461 |  | 18 |  | RCC culvert crossings including supplying and laying hume pipe 300mm dia of grade (NP-3) excluding concrete as per specification. | M | 40 |  | Included | 0 | 0 | 0
288 | 7000024624 | 4120 | 1180 | 200 | Civil Works | 100020962 | 995461 |  | 18 |  | RCC culvert crossings including supplying and laying hume pipe 450mm dia of grade (NP-3) excluding concrete as per specification. | M | 20 |  | Included | 0 | 0 | 0
289 | 7000024624 | 4120 | 1180 | 210 | Civil Works | 100007701 | 995462 |  | 18 |  | Supplying and erecting dewatering pumps- 2 HP | EA | 3 |  | Included | 0 | 0 | 0
290 | 7000024624 | 4120 | 1180 | 230 | Civil Works | 100015791 | 995454 |  | 18 |  | All civil works for Drains construction of Section A-A including crossings if any as per technical specification and tender drawingscomplete in all respect with all labour and materials. | M | 520 |  | Included | 0 | 0 | 0
291 | 7000024624 | 4120 | 1180 | 240 | Civil Works | 100015792 | 995454 |  | 18 |  | All civil works for Drains construction of Section B-B including crossings if any as per technical specification and tender drawingscomplete in all respect with all labour and materials. | M | 390 |  | Included | 0 | 0 | 0
292 | 7000024624 | 4120 | 1180 | 250 | Civil Works | 100015793 | 995454 |  | 18 |  | All civil works for Drains construction of Section C-C including crossings if any as per technical specification and tender drawingscomplete in all respect with all labour and materials. | M | 260 |  | Included | 0 | 0 | 0
293 | 7000024624 | 4120 | 1180 | 260 | Civil Works | 100015794 | 995454 |  | 18 |  | All civil works for Drains construction of Section D-D including crossings if any as per technical specification and tender drawingscomplete in all respect with all labour and materials. | M | 130 |  | Included | 0 | 0 | 0
294 | 7000024624 | 4120 | 1180 | 270 | Civil Works | 100001683 | 995414 |  | 18 |  | Control Room Building - Civil Works All civil works as per drawing and specifications complete, including - brickwork, finishing(external and internal), windows etc. However, excavation, PCC, RCC and reinforcement shall be paid separately as per BPS. | M2 | 450 |  | Included | 0 | 0 | 0
295 | 7000024624 | 4120 | 1180 | 280 | Civil Works | 100001682 | 995416 |  | 18 |  | FFPH Building - Civil Works All civil works as per drawing and specifications complete, including - brickwork,finishing (externaland internal),windows etc.However, excavation, PCC,RCC and reinforcement shall be paid separately as per BPS | M2 | 25 |  | Included | 0 | 0 | 0
296 | 7000024624 | 4120 | 1180 | 290 | Civil Works | 100001700 | 995454 |  | 18 |  | All civil works as per drawing and specification but excluding excavation, PCC, RCC, reinforcement but including finishing (internaland external) etc & all civil works complete in all respect - Water Tank for Fire Fighting Pump House | EA | 1 |  | Included | 0 | 0 | 0
297 | 7000024624 | 4120 | 1180 | 300 | Civil Works | 100008638 | 995421 |  | 18 |  | Supplying and laying CPVC pipe for external water supply system - 75 mm dia pipe | M | 200 |  | Included | 0 | 0 | 0
298 | 7000024624 | 4120 | 1180 | 310 | Civil Works | 100008639 | 995421 |  | 18 |  | Supplying and laying CPVC pipe for external water supply system - 50 mm dia pipe | M | 150 |  | Included | 0 | 0 | 0
299 | 7000024624 | 4120 | 1180 | 320 | Civil Works | 100010100 | 995421 |  | 18 |  | Supplying and laying CPVC pipe for external water supply system - 40 mm dia pipe | M | 150 |  | Included | 0 | 0 | 0
300 | 7000024624 | 4120 | 1180 | 330 | Civil Works | 100010101 | 995421 |  | 18 |  | Supplying and laying CPVC pipe for external water supply system - 25 mm dia pipe | M | 150 |  | Included | 0 | 0 | 0
301 | 7000024624 | 4120 | 1180 | 340 | Civil Works | 100001740 | 995441 |  | 18 |  | Septic tank and soakpit for CRB | EA | 1 |  | Included | 0 | 0 | 0
302 | 7000024624 | 4120 | 1180 | 350 | Civil Works | 100001755 | 995424 |  | 18 |  | Providing & Laying of SW pipes for external sewerage system as per technical specification 100mm dia pipe | M | 100 |  | Included | 0 | 0 | 0
303 | 7000024624 | 4120 | 1180 | 360 | Civil Works | 100001756 | 995424 |  | 18 |  | Providing & Laying of SW pipes for external sewerage system as per technical specification 150mm dia pipe | M | 100 |  | Included | 0 | 0 | 0
304 | 7000024624 | 4120 | 1180 | 370 | Civil Works | 100001757 | 995424 |  | 18 |  | Providing & Laying of SW pipes for external sewerage system as per technical specification 200mm dia pipe | M | 80 |  | Included | 0 | 0 | 0
305 | 7000024624 | 4120 | 1180 | 380 | Civil Works | 100001433 | 995435 |  | 18 |  | Soil Investigation: As per technical specification including all laboratory and field tests, report and recommendations. | LOT | 1 |  | Included | 0 | 0 | 0
306 | 7000024624 | 4120 | 1180 | 390 | Civil Works | 100002587 | 995411 |  | 18 |  | Providing & Erecting security/watchman room as per drawing, including excavation, PCC, RCC, Services, etc. complete in all respectsas per drawing. | M2 | 18 |  | Included | 0 | 0 | 0
307 | 7000024624 | 4120 | 1180 | 400 | Civil Works | 100002488 | 995462 |  | 18 |  | Septic tank and soakpit for Security Room | EA | 1 |  | Included | 0 | 0 | 0
308 | 7000024624 | 4120 | 1180 | 410 | Civil Works | 100002911 | 995432 |  | 18 |  | Earthwork in excavation & filling in all types of soil and soft/disintegrated rock in open areas/nallas/channels, to the requiredslopes, shapes, levels, elevations and profile, including trimming of bottom and slopes of excavation, bailing out rain(dewatering), pumping, removal of slush, preparing embankments/marginal banks, loosening, dressing, spreading material in layers notexceeding 200mm, as per direction of Engineer-in-Charge, water flooding, compacting to achieve 95% consolidation at optimum moisturecontent, finishing etc. all complete, for all leads and lifts within leveling boundary, including disposal of surplus earth andstacking of unsuitable material within a lead of 2.0 Km beyond substation boundary, with all labour, material, tools, tackles andequipment, safeguards and incidentals, Royalty,taxes etc. as necessary, as per drawings, specification and directions of theEngineer-in-Charge. Clearing of jungle is included in this item. (Only excavation/cutting will be measured for payment purpose.) | M3 | 42000 |  | Included | 0 | 0 | 0
309 | 7000024624 | 4120 | 1180 | 420 | Civil Works | 100002583 | 995432 |  | 18 |  | Supply of earth (excluding rock & boulders) at site including royalty, carriage and filling in specified areas in layers notexceeding 200mm in depth, compacting under optimum moisture condition to achieve 95% of Proctor density, finishing etc. allcomplete, for all leads & lifts, with all labour, material, tools, tackles, equipments, safeguards & incidentals as necessary as perdrawings, specification and direction of the Engineer- in- Charge. | M3 | 10500 |  | Included | 0 | 0 | 0
310 | 7000024624 | 4120 | 1180 | 430 | Civil Works | 100002914 | 995432 |  | 18 |  | Earthwork in excavation in Hard rocks in open areas/nallas/ channels, to the required slopes, shapes, levels, elevations andprofile, including trimming of bottom and slopes of excavation and stacking and disposal of rock for a lead up to 2.0 KM beyondleveling boundary and all lifts , with all labour, material, tools, tackles and equipment, safeguards and incidentals,Royalty,taxesetc. as per directions of the Engineer-in-Charge. Serviceable material if available shall be stacked at site as identified byEngineer-in-Charge.(50% void deduction from stack measurement) | M3 | 6800 |  | Included | 0 | 0 | 0
311 | 7000024624 | 4120 | 1180 | 440 | Civil Works | 100002361 | 995455 |  | 18 |  | Main Gate | EA | 1 |  | Included | 0 | 0 | 0
312 | 7000024624 | 4120 | 1180 | 450 | Civil Works | 100002912 | 995454 |  | 18 |  | Providing and fixing Pre cast RCC Boundary wall as per drawings and specifications, including centring, shuttering, moulding,RCC, reinforcement, casting, curing, hoisting, carriage of precast cols/panels to site,Excavation, PCC, backfilling,MS angles andConcertina coil etc. complete. | M | 880 |  | Included | 0 | 0 | 0
313 | 7000024624 | 4120 | 1180 | 460 | Civil Works | 100001477 | 995454 |  | 18 |  | Cable Trench including all types of crossings, all metallic works and sump pit including concrte and reinforcement steel Section 1-1 | M | 25 |  | Included | 0 | 0 | 0
314 | 7000024624 | 4120 | 1180 | 470 | Civil Works | 100001478 | 995454 |  | 18 |  | Cable Trench including all types of crossings, all metallic works and sump pit including concrte and reinforcement steel Section 2-2 | M | 50 |  | Included | 0 | 0 | 0
315 | 7000024624 | 4120 | 1180 | 480 | Civil Works | 100001479 | 995454 |  | 18 |  | Cable Trench including all types of crossings, all metallic works and sump pit including concrte and reinforcement steel Section 3-3 | M | 75 |  | Included | 0 | 0 | 0
316 | 7000024624 | 4120 | 1180 | 490 | Civil Works | 100001480 | 995454 |  | 18 |  | Cable Trench including all types of crossings, all metallic works and sump pit including concrte and reinforcement steel Section 4-4 | M | 75 |  | Included | 0 | 0 | 0
317 | 7000024624 | 4120 | 1180 | 500 | Civil Works | 100007097 | 995454 |  | 18 |  | Dry stone pitching 22.5 cm thick including supply of stones and preparing surface complete including construction of 600 mm high and230 mm wide cement concrete (1:3:6) (1 cement : 3 coarse sand (zone-III) : 6 graded stone aggregate 20 mm nominal size) toe wall atthe lowest portion of stone pitching area etc. completed as per theinstruction of Engineer-In-Charge. . | M2 | 1110 |  | Included | 0 | 0 | 0
318 | 7000024624 | 4120 | 1180 | 510 | Civil Works | 100001721 | 995428 |  | 18 |  | Supplying, filling and compacting stone boulders mixed with sand under foundations, roads, cable trenches, drains etc in layers notexceeding 250mm thickness including ramming, watering compacting | M3 | 900 |  | Included | 0 | 0 | 0
319 | 7000024624 | 4120 | 1180 | 520 | Civil Works | 100003477 | 995454 |  | 18 |  | Rain water harvesting excluding reinforcement and concrete as per drawing | EA | 1 |  | Included | 0 | 0 | 0
320 | 7000024624 | 4120 | 1180 | 530 | Civil Works | 100001697 | 995454 |  | 18 |  | Car Parking (8 cars) - Civil Works. All civil works as per drawing and specifications complete, including - brickwork, finishing(external and internal), windows etc.However,excavation, PCC, RCC and reinforcement shall be paid separately as per BPS. | M2 | 120 |  | Included | 0 | 0 | 0
321 | 7000024624 | 4120 | 1180 | 220 | Civil Works | 100001409 | 995462 |  | 18 |  | Supplying and erecting dewatering pumps-5 HP | EA | 1 |  | Included | 0 | 0 | 0
322 | 7000024624 | 4130 | 1190 | 10 | foundation bolt | 100001674 | 995455 |  | 18 |  | Erection of 28mm dia foundation bolts including nuts, checknuts, washers and packplates. | EA | 1268 |  | Included | 0 | 0 | 0
323 | 7000024624 | 4130 | 1190 | 20 | foundation bolt | 100001676 | 995455 |  | 18 |  | Erection of 40mm dia foundation bolts including nuts, checknuts, washers and packplates. | EA | 140 |  | Included | 0 | 0 | 0
324 | 7000024624 | 4130 | 1190 | 30 | foundation bolt | 100001677 | 995455 |  | 18 |  | Erection of 56mm dia foundation bolts including nuts, checknuts, washers and packplates | EA | 208 |  | Included | 0 | 0 | 0
325 | 7000024624 | 4180 | 1210 | 10 | PMU at PS2 | 170000502 | 998713 |  | 18 |  | Service:- Phasor Measurement Unit (PMU) | EA | 2 |  | Included | 0 | 0 | 0
326 | 7000024624 | 4180 | 1210 | 20 | PMU at PS2 | 170000530 | 998734 |  | 18 |  | WAMS TIME SYSTEM(GPS RECEIVER) | EA | 2 |  | Included | 0 | 0 | 0
327 | 7000024624 | 4180 | 1210 | 30 | PMU at PS2 | 170000503 | 998713 |  | 18 |  | Installation of Substation Grade Layer-3 LAN Switches as per Technical Specification | EA | 3 |  | Included | 0 | 0 | 0
328 | 7000024624 | 4180 | 1210 | 40 | PMU at PS2 | 170000504 | 998713 |  | 18 |  | Services:- Armored Fibre Optic Cable and associated termination equipment | LOT | 1 |  | Included | 0 | 0 | 0
329 | 7000024624 | 4180 | 1210 | 50 | PMU at PS2 | 170000501 | 998734 |  | 18 |  | Integration of PMU with the PDC (Phasor Data Concentrator) of RLDCs and respective SLDCs as required. | LOT | 1 |  | Included | 0 | 0 | 0
330 | 7000024624 | 4270 | 1220 | 20 | PLCC | 100000891 | 998734 |  | 18 |  | Digital Protection Coupler | EA | 1 |  | Included | 0 | 0 | 0
331 | 7000024624 | 4280 | 1230 | 20 | Remote End PLCC | 100000891 | 998734 |  | 18 |  | Digital Protection Coupler | EA | 1 |  | Included | 0 | 0 | 0
332 | 7000024624 | 4370 | 1250 | 10 | 220kV Insulator and Hardware | 100017116 | 998731 |  | 18 |  | 220KV TENSION INSULATOR STRING AND ASSOCIATED HARDWARE FITTINGS WITHOUT TURN BUCKLE SUITABLE FOR QUAD CONDUCTOR | EA | 21 |  | Included | 0 | 0 | 0
333 | 7000024624 | 4370 | 1250 | 20 | 220kV Insulator and Hardware | 100017118 | 998731 |  | 18 |  | 220KV TENSION INSULATOR STRING AND ASSOCIATED HARDWARE FITTINGS WITHOUT TURN BUCKLE SUITABLE FOR TWIN CONDUCTOR | EA | 18 |  | Included | 0 | 0 | 0
334 | 7000024624 | 4370 | 1250 | 30 | 220kV Insulator and Hardware | 100017115 | 998731 |  | 18 |  | 220KV TENSION INSULATOR STRING AND ASSOCIATED HARDWARE FITTINGS WITH TURN BUCKLE SUITABLE FOR QUAD CONDUCTOR | EA | 21 |  | Included | 0 | 0 | 0
335 | 7000024624 | 4370 | 1250 | 40 | 220kV Insulator and Hardware | 100017117 | 998731 |  | 18 |  | 220KV TENSION INSULATOR STRING AND ASSOCIATED HARDWARE FITTINGS WITH TURN BUCKLE SUITABLE FOR TWIN CONDUCTOR | EA | 24 |  | Included | 0 | 0 | 0
336 | 7000024624 | 4370 | 1250 | 50 | 220kV Insulator and Hardware | 100017122 | 998731 |  | 18 |  | 220KV SUSPENSION INSULATOR STRING AND ASSOCIATED HARDWARE FITTINGS WITH DROP CLAMP SUITABLE FOR TWIN CONDUCTOR | EA | 18 |  | Included | 0 | 0 | 0
337 | 7000024624 | 4370 | 1250 | 60 | 220kV Insulator and Hardware | 100017121 | 998731 |  | 18 |  | 220KV SUSPENSION INSULATOR STRING AND ASSOCIATED HARDWARE FITTINGS WITH THROUGH CLAMP SUITABLE FOR TWIN CONDUCTOR | EA | 6 |  | Included | 0 | 0 | 0
338 | 7000024624 | 4370 | 1250 | 70 | 220kV Insulator and Hardware | 100017123 | 998731 |  | 18 |  | 220KV SUSPENSION INSULATOR STRING AND ASSOCIATED HARDWARE FITTINGS WITH DROP CLAMP SUITABLE FOR QUAD CONDUCTOR | EA | 3 |  | Included | 0 | 0 | 0
339 | 7000024624 | 4380 | 1270 | 10 | 33kV Cable | 100004489 | 998736 |  | 18 |  | 33KV, 1CX630 SQMM XLPE AL ARMOURED CABLE ALONGWITH ACCESSORIES AS PER TECH. SPECIFICATION | KM | 3 |  | Included | 0 | 0 | 0
340 | 7000024624 | 4380 | 1270 | 20 | 33kV Cable | 100005793 | 998736 |  | 18 |  | 33KV POWER CABLE TERMINATION KIT | EA | 51 |  | Included | 0 | 0 | 0
341 | 7000024624 | 4380 | 1270 | 30 | 33kV Cable | 100004290 | 998736 |  | 18 |  | 33KV, 3CX95 SQMM XLPE AL ARMOURED CABLE ALONGWITH ACCESSORIES AS PER TECH. SPECIFICATION | KM | 0.2 |  | Included | 0 | 0 | 0
342 | 7000024624 | 4390 | 1290 | 10 | Approach Road Civil Works | 100004518 | 995433 |  | 18 |  | Excavation in all kind of soil including rock for all leads and lifts, backfilling, disposal of surplus earth within a lead up to2Km as per technical specification. The surplus earth shall be roughly graded . | M3 | 356 |  | Included | 0 | 0 | 0
343 | 7000024624 | 4390 | 1290 | 20 | Approach Road Civil Works | 100011662 | 995433 |  | 18 |  | Excavation in hard rock which require blasting (including chemical blasting and rock excavated using specialized tools) for allfoundation works including stacking, measuring, disposal etc.for all leads and lifts as per technical specification. | M3 | 89 |  | Included | 0 | 0 | 0
344 | 7000024624 | 4390 | 1290 | 30 | Approach Road Civil Works | 100001325 | 995454 |  | 18 |  | Providing and laying of Plain Cement Concrete (PCC) (1:4:8) | M3 | 110 |  | Included | 0 | 0 | 0
345 | 7000024624 | 4390 | 1290 | 40 | Approach Road Civil Works | 100001326 | 995454 |  | 18 |  | Providing and laying of Plain Cement Concrete (PCC) (1:2:4) | M3 | 406 |  | Included | 0 | 0 | 0
346 | 7000024624 | 4390 | 1290 | 50 | Approach Road Civil Works | 100002911 | 995432 |  | 18 |  | Earthwork in excavation & filling in all types of soil and soft/disintegrated rock in open areas/nallas/channels, to the requiredslopes, shapes, levels, elevations and profile, including trimming of bottom and slopes of excavation, bailing out rain(dewatering), pumping, removal of slush, preparing embankments/marginal banks, loosening, dressing, spreading material in layers notexceeding 200mm, as per direction of Engineer-in-Charge, water flooding, compacting to achieve 95% consolidation at optimum moisturecontent, finishing etc. all complete, for all leads and lifts within leveling boundary, including disposal of surplus earth andstacking of unsuitable material within a lead of 2.0 Km beyond substation boundary, with all labour, material, tools, tackles andequipment, safeguards and incidentals, Royalty,taxes etc. as necessary, as per drawings, specification and directions of theEngineer-in-Charge. Clearing of jungle is included in this item. (Only excavation/cutting will be measured for payment purpose.) | M3 | 26250 |  | Included | 0 | 0 | 0
347 | 7000024624 | 4390 | 1290 | 60 | Approach Road Civil Works | 100002583 | 995432 |  | 18 |  | Supply of earth (excluding rock & boulders) at site including royalty, carriage and filling in specified areas in layers notexceeding 200mm in depth, compacting under optimum moisture condition to achieve 95% of Proctor density, finishing etc. allcomplete, for all leads & lifts, with all labour, material, tools, tackles, equipments, safeguards & incidentals as necessary as perdrawings, specification and direction of the Engineer- in- Charge. | M3 | 6562.5 |  | Included | 0 | 0 | 0
348 | 7000024624 | 4390 | 1290 | 70 | Approach Road Civil Works | 100002914 | 995432 |  | 18 |  | Earthwork in excavation in Hard rocks in open areas/nallas/ channels, to the required slopes, shapes, levels, elevations andprofile, including trimming of bottom and slopes of excavation and stacking and disposal of rock for a lead up to 2.0 KM beyondleveling boundary and all lifts , with all labour, material, tools, tackles and equipment, safeguards and incidentals,Royalty,taxesetc. as per directions of the Engineer-in-Charge. Serviceable material if available shall be stacked at site as identified byEngineer-in-Charge.(50% void deduction from stack measurement) | M3 | 3937.5 |  | Included | 0 | 0 | 0
349 | 7000024624 | 4390 | 1290 | 80 | Approach Road Civil Works | 100007097 | 995454 |  | 18 |  | Dry stone pitching 22.5 cm thick including supply of stones and preparing surface complete including construction of 600 mm high and230 mm wide cement concrete (1:3:6) (1 cement : 3 coarse sand (zone-III) : 6 graded stone aggregate 20 mm nominal size) toe wall atthe lowest portion of stone pitching area etc. completed as per theinstruction of Engineer-In-Charge. . | M2 | 15000 |  | Included | 0 | 0 | 0
350 | 7000024624 | 4390 | 1290 | 90 | Approach Road Civil Works | 100020963 | 995461 |  | 18 |  | RCC culvert crossings including supplying and laying hume pipe 600mm dia of grade (NP-3) excluding concrete as per specification. | M | 104 |  | Included | 0 | 0 | 0
351 | 7000024624 | 4390 | 1290 | 100 | Approach Road Civil Works | 100008110 | 995421 |  | 18 |  | 3.75m wide Bitumen road with earthen shoulder including 100 mm dia RCC Hume Pipe @ 100 metre interval as per drawing and TS (as perDSR item no 16.35 and 16.30.1) and including 225 mm thick WBM in three equal layers of 75 mm each as per CPWD specification. | M2 | 5625 |  | Included | 0 | 0 | 0
220kV DC PSS1 to GSS
352 | 7000024624 | 250 | 100 | 20 | SURVEY | 100001242 | 998344 |  | 18 |  | Detailed survey including route alignment, profiling and tower spotting | KM | 5.76 |  | Included | 0 | 0 | 0
353 | 7000024624 | 250 | 100 | 30 | SURVEY | 100001243 | 998344 |  | 18 |  | Check survey | KM | 5.76 |  | Included | 0 | 0 | 0
354 | 7000024624 | 450 | 110 | 10 | SOIL INVESTIGATION | 100001244 | 998342 |  | 18 |  | Detailed soil investigation: All kinds of soils except fissured rock and hard rock | EA | 1 |  | Included | 0 | 0 | 0
355 | 7000024624 | 450 | 110 | 30 | SOIL INVESTIGATION | 100001247 | 998342 |  | 18 |  | Detailed soil investigation- River Crossing Location | EA | 1 |  | Included | 0 | 0 | 0
356 | 7000024624 | 260 | 120 | 80 | WORK ASSOCIATED WITH TOWER FOUNDATION | 100001255 | 995433 |  | 18 |  | Excavation : Dry Soil | M3 | 604.54 |  | Included | 0 | 0 | 0
357 | 7000024624 | 260 | 120 | 90 | WORK ASSOCIATED WITH TOWER FOUNDATION | 100001256 | 995433 |  | 18 |  | Excavation: Wet Soil | M3 | 1766 |  | Included | 0 | 0 | 0
358 | 7000024624 | 260 | 120 | 100 | WORK ASSOCIATED WITH TOWER FOUNDATION | 100001260 | 995454 |  | 18 |  | Concreting (including all associated works related to foundation not covered in excavation and reinforcemt steel works : concreting(1:1.5:3) | M3 | 224.29 |  | Included | 0 | 0 | 0
359 | 7000024624 | 260 | 120 | 110 | WORK ASSOCIATED WITH TOWER FOUNDATION | 100001261 | 995454 |  | 18 |  | Concreting (including all associated works related to foundation not covered in excavation and reinforcemt steel works : LeanConcrete (1:3:6) | M3 | 29.45 |  | Included | 0 | 0 | 0
360 | 7000024624 | 260 | 120 | 120 | WORK ASSOCIATED WITH TOWER FOUNDATION | 100001262 | 995454 |  | 18 |  | Reinforcement Steel : Supply and placement | MT | 13.92 |  | Included | 0 | 0 | 0
361 | 7000024624 | 260 | 120 | 130 | WORK ASSOCIATED WITH TOWER FOUNDATION | 100001263 | 995455 |  | 18 |  | Installation of stub including bolts and nuts : For Normal Towers | MT | 4.98 |  | Included | 0 | 0 | 0
362 | 7000024624 | 270 | 130 | 10 | ERECTION | 100001248 | 995455 |  | 18 |  | Erection of various types of towers, tower extensions (complete), bolts & nuts, hangers, d-shackles, step bolts, pack washers etc.including tack welding & supply & application of zinc rich paint : Normal towers | MT | 113.69 |  | Included | 0 | 0 | 0
363 | 7000024624 | 280 | 150 | 20 | INSTALLATION OF EARTHING OF TOWERS | 100001269 | 995468 |  | 18 |  | Installation of earthing of towers: Pipe Type | EA | 15 |  | Included | 0 | 0 | 0
364 | 7000024624 | 280 | 150 | 30 | INSTALLATION OF EARTHING OF TOWERS | 100002202 | 995468 |  | 18 |  | Installation of Shieldwire Earthingincluding PG clamps, Downlead clampsand Earthwire bits i.e Shield wireearthing (Pipe Type/counterpoise type)shall be an addition to earthing oftowers (Pipe type/ counterpoisetype)-Pipe type | EA | 1 |  | Included | 0 | 0 | 0
365 | 7000024624 | 280 | 150 | 40 | INSTALLATION OF EARTHING OF TOWERS | 100004928 | 998731 |  | 18 |  | ROD TYPE EARTHING | EA | 15 |  | Included | 0 | 0 | 0
366 | 7000024624 | 280 | 150 | 50 | INSTALLATION OF EARTHING OF TOWERS | 100001270 | 995468 |  | 18 |  | Installation of earthing of towers: Counterpoise type (120 m length) | EA | 4 |  | Included | 0 | 0 | 0
367 | 7000024624 | 290 | 160 | 10 | INSTALLATION OF TOWER ACCESSORIES | 100001274 | 995444 |  | 18 |  | Installation of tower accessories : Danger Plate | EA | 19 |  | Included | 0 | 0 | 0
368 | 7000024624 | 290 | 160 | 20 | INSTALLATION OF TOWER ACCESSORIES | 100001275 | 995444 |  | 18 |  | Installation of tower accessories: Number Plate | EA | 19 |  | Included | 0 | 0 | 0
369 | 7000024624 | 290 | 160 | 30 | INSTALLATION OF TOWER ACCESSORIES | 100001276 | 995444 |  | 18 |  | Installation of tower accessories: Phase Plate (Set of three) | SET | 38 |  | Included | 0 | 0 | 0
370 | 7000024624 | 290 | 160 | 40 | INSTALLATION OF TOWER ACCESSORIES | 100001278 | 995444 |  | 18 |  | Installation of tower accessories: Circuit Plate (Set of two) | SET | 19 |  | Included | 0 | 0 | 0
371 | 7000024624 | 290 | 160 | 50 | INSTALLATION OF TOWER ACCESSORIES | 100001277 | 995444 |  | 18 |  | Installation of tower accessories: Anti-Climbing Devices | EA | 19 |  | Included | 0 | 0 | 0
372 | 7000024624 | 290 | 160 | 60 | INSTALLATION OF TOWER ACCESSORIES | 100001279 | 995444 |  | 18 |  | Installation of tower accessories: Bird Guard (Set of Three) | SET | 22 |  | Included | 0 | 0 | 0
373 | 7000024624 | 300 | 180 | 10 | STRINGING | 100003335 | 995468 |  | 18 |  | 220kV D/C AC with single conductor/installation of insulator strings complete with arcing horns and necessary hardware, installingand stringing of conductor including fixing of conductor accessories , installing and stringing of OPGW and OPGW accessories forthe line | KM | 5.76 |  | Included | 0 | 0 | 0
374 | 7000024624 | 310 | 190 | 40 | PROTECTION OF TOWER FOOTING | 100001264 | 995456 |  | 18 |  | Protection of tower footing (supply and installation): ' Random rubble stone masonary including excavation (1:5 cement mortar) | M3 | 285 |  | Included | 0 | 0 | 0
375 | 7000024624 | 310 | 190 | 50 | PROTECTION OF TOWER FOOTING | 100001265 | 995456 |  | 18 |  | Protection of tower footing (supply and installation): Stone Bound in Galvanising wire netting including excavation | M3 | 10 |  | Included | 0 | 0 | 0
376 | 7000024624 | 310 | 190 | 60 | PROTECTION OF TOWER FOOTING | 100001268 | 995456 |  | 18 |  | Protection of tower footing (supply and installation): Backfilling and gap levelling of volumes enclosed by revetment | M3 | 285 |  | Included | 0 | 0 | 0
377 | 7000024624 | 310 | 190 | 70 | PROTECTION OF TOWER FOOTING | 100001267 | 995456 |  | 18 |  | Protection of tower footing (supply and installation): M 15 (1:2:4) mixed concrete for top seal cover of revetment | M3 | 50 |  | Included | 0 | 0 | 0
378 | 7000024624 | 320 | 210 | 10 | BENCHING | 100001252 | 995432 |  | 18 |  | Benching: All kinds of soils except fissured rock,hard rock and sandy soil | M3 | 100 |  | Included | 0 | 0 | 0
379 | 7000024624 | 330 | 270 | 10 | Labour camp | 100023085 | 995455 |  | 18 |  | ESTABLISHMENT OF LABOUR CAMPS AS PER PROVISION UNDER FACILITIES TO BE INCORPORATED FOR LABOURERS IN TECHNICAL SPECIFICATION | LS | 1 |  | Included | 0 | 0 | 0
380 | 7000024624 | 730 | 300 | 10 | OPGW service | 170000265 | 998716 |  | 18 |  | Installation of Joint box above ground (Including Splicing & Testing) : 24 fibres | EA | 3 |  | Included | 0 | 0 | 0
381 | 7000024624 | 730 | 300 | 20 | OPGW service | 170000356 | 998336 |  | 18 |  | Fibre Optic Distribution Panel (FODP): Indoor Type: FC Coupling and mounted on ETSI 19" rack or slimline rack: Type 2 (96 Fibre) | EA | 2 |  | Included | 0 | 0 | 0
382 | 7000024624 | 730 | 300 | 30 | OPGW service | 170004394 | 998336 |  | 18 |  | Fibre Optic Approach cabling: Including installation hardware like GI pipe, elbow, conduits, accessories etc.: 24 Fibre | KM | 1 |  | Included | 0 | 0 | 0
220kV DC PSS2 to GSS
383 | 7000024624 | 950 | 100 | 10 | SURVEY | 100001242 | 998344 |  | 18 |  | Detailed survey including route alignment, profiling and tower spotting | KM | 0.458 |  | Included | 0 | 0 | 0
384 | 7000024624 | 950 | 100 | 20 | SURVEY | 100001243 | 998344 |  | 18 |  | Check survey | KM | 0.458 |  | Included | 0 | 0 | 0
385 | 7000024624 | 1040 | 110 | 10 | SOIL INVESTIGATION | 100001244 | 998342 |  | 18 |  | Detailed soil investigation: All kinds of soils except fissured rock and hard rock | EA | 1 |  | Included | 0 | 0 | 0
386 | 7000024624 | 960 | 120 | 10 | WORK ASSOCIATED WITH TOWER FOUNDATION | 100001255 | 995433 |  | 18 |  | Excavation : Dry Soil | M3 | 183.46 |  | Included | 0 | 0 | 0
387 | 7000024624 | 960 | 120 | 20 | WORK ASSOCIATED WITH TOWER FOUNDATION | 100001256 | 995433 |  | 18 |  | Excavation: Wet Soil | M3 | 183 |  | Included | 0 | 0 | 0
388 | 7000024624 | 960 | 120 | 30 | WORK ASSOCIATED WITH TOWER FOUNDATION | 100001260 | 995454 |  | 18 |  | Concreting (including all associated works related to foundation not covered in excavation and reinforcemt steel works : concreting(1:1.5:3) | M3 | 34.42 |  | Included | 0 | 0 | 0
389 | 7000024624 | 960 | 120 | 40 | WORK ASSOCIATED WITH TOWER FOUNDATION | 100001261 | 995454 |  | 18 |  | Concreting (including all associated works related to foundation not covered in excavation and reinforcemt steel works : LeanConcrete (1:3:6) | M3 | 4.4 |  | Included | 0 | 0 | 0
390 | 7000024624 | 960 | 120 | 50 | WORK ASSOCIATED WITH TOWER FOUNDATION | 100001262 | 995454 |  | 18 |  | Reinforcement Steel : Supply and placement | MT | 2.32 |  | Included | 0 | 0 | 0
391 | 7000024624 | 960 | 120 | 60 | WORK ASSOCIATED WITH TOWER FOUNDATION | 100001263 | 995455 |  | 18 |  | Installation of stub including bolts and nuts : For Normal Towers | MT | 0.91 |  | Included | 0 | 0 | 0
392 | 7000024624 | 970 | 130 | 10 | ERECTION | 100001248 | 995455 |  | 18 |  | Erection of various types of towers, tower extensions (complete), bolts & nuts, hangers, d-shackles, step bolts, pack washers etc.including tack welding & supply & application of zinc rich paint : Normal towers | MT | 16.23 |  | Included | 0 | 0 | 0
393 | 7000024624 | 980 | 150 | 10 | INSTALLATION OF EARTHING OF TOWERS | 100001269 | 995468 |  | 18 |  | Installation of earthing of towers: Pipe Type | EA | 1 |  | Included | 0 | 0 | 0
394 | 7000024624 | 980 | 150 | 20 | INSTALLATION OF EARTHING OF TOWERS | 100002202 | 995468 |  | 18 |  | Installation of Shieldwire Earthingincluding PG clamps, Downlead clampsand Earthwire bits i.e Shield wireearthing (Pipe Type/counterpoise type)shall be an addition to earthing oftowers (Pipe type/ counterpoisetype)-Pipe type | EA | 1 |  | Included | 0 | 0 | 0
395 | 7000024624 | 980 | 150 | 30 | INSTALLATION OF EARTHING OF TOWERS | 100004928 | 998731 |  | 18 |  | ROD TYPE EARTHING | EA | 1 |  | Included | 0 | 0 | 0
396 | 7000024624 | 980 | 150 | 40 | INSTALLATION OF EARTHING OF TOWERS | 100001270 | 995468 |  | 18 |  | Installation of earthing of towers: Counterpoise type (120 m length) | EA | 1 |  | Included | 0 | 0 | 0
397 | 7000024624 | 990 | 160 | 10 | INSTALLATION OF TOWER ACCESSORIES | 100001274 | 995444 |  | 18 |  | Installation of tower accessories : Danger Plate | EA | 2 |  | Included | 0 | 0 | 0
398 | 7000024624 | 990 | 160 | 20 | INSTALLATION OF TOWER ACCESSORIES | 100001275 | 995444 |  | 18 |  | Installation of tower accessories: Number Plate | EA | 2 |  | Included | 0 | 0 | 0
399 | 7000024624 | 990 | 160 | 30 | INSTALLATION OF TOWER ACCESSORIES | 100001276 | 995444 |  | 18 |  | Installation of tower accessories: Phase Plate (Set of three) | SET | 4 |  | Included | 0 | 0 | 0
400 | 7000024624 | 990 | 160 | 40 | INSTALLATION OF TOWER ACCESSORIES | 100001278 | 995444 |  | 18 |  | Installation of tower accessories: Circuit Plate (Set of two) | SET | 2 |  | Included | 0 | 0 | 0
401 | 7000024624 | 990 | 160 | 50 | INSTALLATION OF TOWER ACCESSORIES | 100001277 | 995444 |  | 18 |  | Installation of tower accessories: Anti-Climbing Devices | EA | 2 |  | Included | 0 | 0 | 0
402 | 7000024624 | 1000 | 180 | 10 | STRINGING | 100003335 | 995468 |  | 18 |  | 220kV D/C AC with single conductor/installation of insulator strings complete with arcing horns and necessary hardware, installingand stringing of conductor including fixing of conductor accessories , installing and stringing of OPGW and OPGW accessories forthe line | KM | 0.458 |  | Included | 0 | 0 | 0
403 | 7000024624 | 1010 | 190 | 10 | PROTECTION OF TOWER FOOTING | 100001264 | 995456 |  | 18 |  | Protection of tower footing (supply and installation): ' Random rubble stone masonary including excavation (1:5 cement mortar) | M3 | 3 |  | Included | 0 | 0 | 0
404 | 7000024624 | 1010 | 190 | 20 | PROTECTION OF TOWER FOOTING | 100001265 | 995456 |  | 18 |  | Protection of tower footing (supply and installation): Stone Bound in Galvanising wire netting including excavation | M3 | 1 |  | Included | 0 | 0 | 0
405 | 7000024624 | 1010 | 190 | 30 | PROTECTION OF TOWER FOOTING | 100001268 | 995456 |  | 18 |  | Protection of tower footing (supply and installation): Backfilling and gap levelling of volumes enclosed by revetment | M3 | 3 |  | Included | 0 | 0 | 0
406 | 7000024624 | 1010 | 190 | 40 | PROTECTION OF TOWER FOOTING | 100001267 | 995456 |  | 18 |  | Protection of tower footing (supply and installation): M 15 (1:2:4) mixed concrete for top seal cover of revetment | M3 | 5 |  | Included | 0 | 0 | 0
407 | 7000024624 | 1020 | 210 | 10 | BENCHING | 100001252 | 995432 |  | 18 |  | Benching: All kinds of soils except fissured rock,hard rock and sandy soil | M3 | 10 |  | Included | 0 | 0 | 0
408 | 7000024624 | 1030 | 270 | 10 | Labour camp | 100023085 | 995455 |  | 18 |  | ESTABLISHMENT OF LABOUR CAMPS AS PER PROVISION UNDER FACILITIES TO BE INCORPORATED FOR LABOURERS IN TECHNICAL SPECIFICATION | LS | 1 |  | Included | 0 | 0 | 0
409 | 7000024624 | 1160 | 290 | 10 | OPGW service | 170000265 | 998716 |  | 18 |  | Installation of Joint box above ground (Including Splicing & Testing) : 24 fibres | EA | 2 |  | Included | 0 | 0 | 0
410 | 7000024624 | 1160 | 290 | 20 | OPGW service | 170000356 | 998336 |  | 18 |  | Fibre Optic Distribution Panel (FODP): Indoor Type: FC Coupling and mounted on ETSI 19" rack or slimline rack: Type 2 (96 Fibre) | EA | 1 |  | Included | 0 | 0 | 0
411 | 7000024624 | 1160 | 290 | 30 | OPGW service | 170004394 | 998336 |  | 18 |  | Fibre Optic Approach cabling: Including installation hardware like GI pipe, elbow, conduits, accessories etc.: 24 Fibre | KM | 1 |  | Included | 0 | 0 | 0
[11 empty] | Total Installation Charges |  |  |  | 0 |  |  | 0
[11 empty] | Total GST as confirmed by Bidder |  |  |  |  | 0
* | In case the bidder leaves the cell for confirmation of the SAC and/or GST rate “blank”, the SAC and corresponding GST rate indicated by the Employer shall be deemed to be the one confirmed by the Bidder.
Date : |  |  | --
Place : | [11 empty] | Printed Name :
Designation :
Click for Sch-4

## Sch-3 Dis (hidden)
Specification No.: CC/NT/W-AIS/DOM/A02/23/10564 |  |  |  |  | Schedule - 3
220kV AIS Substation Package-SS117 for construction of 02, 220/33kV, 300MVA Pooling Substations and 220kV Transmission Lines associated with 600 MW Jhansi Solar Park under Consultancy services to TUSCO Limited. | [7 empty] | As per Lum-sum |  | 0%
(SCHEDULE OF RATES AND PRICES : ERECTION CHARGES) | [7 empty] | AS per Percent |  | #REF!
[8 empty] | As per lum-sum on Sch-3 |  | 0%
Bidder’s Name and Address (Sole Bidder) : |  |  |  | To: |  |  |  | As per Percent on Sch-3 |  | #REF!
|  |  |  | Contracts Services, 3rd Floor |  |  |  | Total Discount |  | #REF!
Name : |  |  |  | Power Grid Corporation of India Ltd.,
Address : |  |  |  | "Saudamini", Plot No.-2
|  |  |  | Sector-29, |  |  |  | Multipackage lum-sum |  | 0%
Gurgaon (Haryana) - 122001
[5 empty] | All Prices are in Indian Rupees. |  |  |  | Amount after Discount (Rs.) |  | Dis Alert | Amount after MPD (Rs.)
SI. No. | Description | Unit | Quantity | Unit Erection Charges | Total Erection Charges |  |  |  | Unit Erection Charges | Total Erection Charges |  | Unit Erection Charges | Total Erection Charges
1 | 2 | 3 | 4 | 5 | 6 = 4 x 5 |  |  |  | 5 | 6 = 4 x 5 |  | 5 | 6 = 4 x 5
#REF! | #REF!
#REF! | #REF!
| #REF! | #REF! | #REF! | #REF! | #REF!
| #REF! | #REF! | #REF! | #REF! | #REF!
#REF! | #REF! |  |  |  |  | (a) | Detailed Soil Investigation
| #REF! | #REF! | #REF! | #REF! | #REF! | (b) | All kinds of soil except fissured rock & hard rock
| #REF! | #REF! | #REF! | #REF! | #REF! | (e) | River Crossing Location
| #REF! | #REF! | #REF! | #REF! | #REF! | (f)
#REF! | #REF!
| #REF! | #REF! | #REF! | #REF! | #REF!
| #REF! | #REF! | #REF! | #REF! | #REF!
| #REF! | #REF! | #REF! | #REF! | #REF!
#REF! | #REF!
#REF! | #REF!
| #REF! | #REF! | #REF! | #REF! | #REF!
| #REF! | #REF! | #REF! | #REF! | #REF!
| #REF! | #REF! | #REF! | #REF! | #REF!
| #REF! | #REF! | #REF! | #REF! | #REF!
| #REF! | #REF! | #REF! | #REF! | #REF!
#REF! | #REF!
| #REF! | #REF! | #REF! | #REF! | #REF!
| #REF! | #REF! | #REF! | #REF! | #REF!
#REF! | #REF! | #REF! | #REF! | #REF! | #REF!
#REF! | #REF! | #REF! | #REF! | #REF! | #REF!
#REF! | #REF!
| #REF! | #REF! | #REF! | #REF! | #REF!
#REF! | #REF!
| #REF! | #REF! | #REF! | #REF! | #REF!
| #REF! | #REF! | #REF! | #REF! | #REF!
#REF! | #REF!
| #REF! | #REF! | #REF! | #REF! | #REF!
| #REF! | #REF! | #REF! | #REF! | #REF!
| #REF! | #REF! | #REF! | #REF! | #REF!
| #REF! | #REF! | #REF! | #REF! | #REF!
| #REF! | #REF! | #REF! | #REF! | #REF!
| #REF! | #REF! | #REF! | #REF! | #REF!
#REF!
| #REF! | #REF! | #REF! | #REF! | #REF!
| #REF! | #REF! | #REF! | #REF! | #REF!
| #REF! | #REF! | #REF! | #REF! | #REF!
| #REF! | #REF! | #REF! | #REF! | #REF!
#REF! | #REF!
#REF!
| #REF! | #REF! | #REF! | #REF! | #REF!
#REF! | #REF!
#REF! | #REF! | #REF! | #REF! | #REF! | #REF!
#REF! | #REF!
#REF! | #REF! | #REF! | #REF! | #REF! | #REF!
#REF! | #REF! | #REF! | #REF! | #REF! | #REF!
#REF! | #REF!
| #REF! | #REF! | #REF! | #REF! | #REF!
| Total Erection Price (A+B) |  |  |  | #REF!
Date : | --
Place : |  |  | Printed Name :
Designation :
Click for Sch-4

## Sch-4
Specification No.: CC/NT/W-AIS/DOM/A02/23/10564 | [15 empty] | Schedule - 4
220kV AIS Substation Package-SS117 for construction of 02, 220/33kV, 300MVA Pooling Substations and 220kV Transmission Lines associated with 600 MW Jhansi Solar Park under Consultancy services to TUSCO Limited.
(SCHEDULE OF RATES AND PRICES )
Bidder’s Name and Address (Sole Bidder) : | [14 empty] | To:
Contracts Services, 3rd Floor
Name : | [14 empty] | Power Grid Corporation of India Ltd.,
Address : | [14 empty] | "Saudamini", Plot No.-2
Sector-29,
Gurgaon (Haryana) - 122001
Training Charges for Training to be imparted
SI. No. | PR No | PR Line Item No | Activity Header | PR Activity No | Activity Description | Service Code | SAC (Service Accounting Codes) | Whether SAC in column '8’ is confirmed. If not indicate applicable the SAC * | Rate of GST applicable ( in %) | Whether rate of GST in column ‘4’ is confirmed. If not indicate applicable rate of GST * | Description | Unit | Quantity | Unit Training Charges excluding GST | Total Training Charges excluding GST | Total GST as confirmed by Bidder
1 | 2 | 3 | 4 | 5 | 6 | 7 | 8 | 9 | 10 | 11 | 12 | 13 | 14 | 15 | 16 = 14 x 15 | 17
[17 empty] | Revaluation of J column | Tax Calculation
NOT APPLICABLE | [16 empty] | Revaluation of J column | Tax Calculation
[15 empty] | Included | 0 | 0 | 0
[9 empty] | Total Training Charges | [5 empty] | 0 |  |  | 0
[9 empty] | Total GST as confirmed by Bidder | [6 empty] | 0
Date : | -- | [12 empty] | Printed Name :
Place : | [13 empty] | Designation :
Click for Sch-5

## Sch-4b (hidden)
Specification No.: CC/NT/W-AIS/DOM/A02/23/10564 | [15 empty] | Schedule - 4b
220kV AIS Substation Package-SS117 for construction of 02, 220/33kV, 300MVA Pooling Substations and 220kV Transmission Lines associated with 600 MW Jhansi Solar Park under Consultancy services to TUSCO Limited.
(SCHEDULE OF RATES AND PRICES )
Bidder’s Name and Address (Sole Bidder) : | [14 empty] | To:
Contracts Services, 3rd Floor
Name : | [14 empty] | Power Grid Corporation of India Ltd.,
Address : | [14 empty] | "Saudamini", Plot No.-2
Sector-29,
Gurgaon (Haryana) - 122001
Maintenance Charges during & after Defect Laibility Period
SI. No. | PR No | PR Line Item No | Activity Header | PR Activity No | Activity Description | Service Code | SAC (Service Accounting Codes) | Whether SAC in column '8’ is confirmed. If not indicate applicable the SAC * | Rate of GST applicable ( in %) | Whether rate of GST in column ‘4’ is confirmed. If not indicate applicable rate of GST * | Description | Unit | Quantity | Unit Maintenance Charges excluding GST | Total Maintenance Charges excluding GST | Total GST as confirmed by Bidder
1 | 2 | 3 | 4 | 5 | 6 | 7 | 8 | 9 | 10 | 11 | 12 | 13 | 14 | 15 | 16 = 14 x 15 | 17
| 0 | [15 empty] | Revaluation of P column | Tax Calculation
A. | #REF! | [15 empty] | Revaluation of P column | Tax Calculation
1 | [14 empty] | Included | 0 | 0 | 0
2 | [14 empty] | Included | 0 | 0 | 0
3 | [14 empty] | Included | 0 | 0 | 0
4 | [14 empty] | Included | 0 | 0 | 0
B. | #REF! | [15 empty] | Revaluation of P column | Tax Calculation
1 | [14 empty] | Included | 0 | 0 | 0
2 | [14 empty] | Included | 0 | 0 | 0
3 | [14 empty] | Included | 0 | 0 | 0
4 | [14 empty] | Included | 0 | 0 | 0
[9 empty] | Total Maintenance Charges during and after Defect Liabilty Period | [5 empty] | 0 |  |  | 0
[9 empty] | Total GST as confirmed by Bidder | [6 empty] | 0
Date : | -- | [12 empty] | Printed Name :
Place : | [13 empty] | Designation :
Click for Sch-5

## Sch-5
Specification No.: CC/NT/W-AIS/DOM/A02/23/10564 |  |  |  | Schedule - 5
220kV AIS Substation Package-SS117 for construction of 02, 220/33kV, 300MVA Pooling Substations and 220kV Transmission Lines associated with 600 MW Jhansi Solar Park under Consultancy services to TUSCO Limited.
(SUMMARY OF TAXES & DUTIES APPLICABLE ON PLANT & EQUIPMENT)
Bidder’s Name and Address (Sole Bidder) : |  |  | To:
Contracts Services, 3rd Floor
Name : |  |  | Power Grid Corporation of India Ltd.,
Address : |  |  | "Saudamini", Plot No.-2
Sector-29,
Gurgaon (Haryana) - 122001
Sl. No. | Item Nos. |  | Total Price (INR) |  | After Discount |  | After MPDiscount
1 | TOTAL GST ON GOODS |  |  |  | Excise Duty | #REF! | Excise Duty | #REF!
| Total GST for Supply of Goods (inter-alia including Type Test Charges) between the Contractor and the Employer (identified in Schedule 1') which are not included in the Ex-works price as per the provision of the Bidding Documents, as applicable. |  | 0
2 | TOTAL GST ON SERVICES |  |  |  | Sales Tax | 0 | Sales Tax | 0
| Total GST on Installation Services (Schedule-3), Training to be imparted in India (Schedule-4) |  | 0 |  | #REF! | 0 | #REF! | 0
| GRAND TOTAL [1+2] |  | 0 |  | Grand Total after Discount | #REF! | Grand Total after MPD | #REF!
Date : | -- | Printed Name :
Place : |  | Designation :
Click for Sch-6

## Sch-5 Dis (hidden)
Specification No.: CC/NT/W-AIS/DOM/A02/23/10564 |  |  |  | Schedule - 5
220kV AIS Substation Package-SS117 for construction of 02, 220/33kV, 300MVA Pooling Substations and 220kV Transmission Lines associated with 600 MW Jhansi Solar Park under Consultancy services to TUSCO Limited.
SUMMARY OF TAXES & DUTIES APPLICABLE ON GOODS
Bidder’s Name and Address (Sole Bidder) : |  |  | To:
Contracts Services, 3rd Floor
Name : |  |  | Power Grid Corporation of India Ltd.,
Address : |  |  | "Saudamini", Plot No.-2
Sector-29,
Gurgaon (Haryana) - 122001
Sl. No. | Item Nos. |  | Total Price (INR)
1 | TOTAL GST ON GOODS |  | 0
Total GST for Supply of Goods (inter-alia including Type Test Charges) between the Contractor and the Employer (identified in Schedule 1') which are not included in the Ex-works price as per the provision of the Bidding Documents, as applicable.
2 | TOTAL GST ON SERVICES |  | 0
Total GST on Installation Services (Schedule-3), Training to be imparted in India (Schedule-4a) and Maintenance Charges during and after Defect Liabilty Period (Schedule-4b)
| GRAND TOTAL [1+2] |  | 0
Date : | -- | Printed Name :
Place : |  | Designation :
Click for Sch-6

## Sch-6
Specification No.: CC/NT/W-AIS/DOM/A02/23/10564 |  |  | Schedule - 6
220kV AIS Substation Package-SS117 for construction of 02, 220/33kV, 300MVA Pooling Substations and 220kV Transmission Lines associated with 600 MW Jhansi Solar Park under Consultancy services to TUSCO Limited.
(GRAND SUMMARY)
Bidder’s Name and Address (Sole Bidder) : |  |  | To:
Contracts Services, 3rd Floor
Name : |  |  | Power Grid Corporation of India Ltd.,
Address : |  |  | "Saudamini", Plot No.-2
Sector-29,
Gurgaon (Haryana) - 122001
Sl. No. | Description |  | Total Price (INR)
1 | TOTAL SCHEDULE NO. 1 |  | 0
Ex-works price of Plant and Equipment including Type Test Charges
2 | TOTAL SCHEDULE NO. 2 |  | 0
Local Transportation, In-transit Insurance, loading & unloading
3 | TOTAL SCHEDULE NO. 3 |  | 0
Installation Charges
4 | TOTAL SCHEDULE NO. 4 |  | 0
Training Charges
4b | TOTAL SCHEDULE NO. 4b |  | 0
Maintenance Charges during & after Defect Laibility Period
5 | TOTAL SCHEDULE NO. 5 |  | 0
Taxes and Duties
6 | TOTAL SCHEDULE NO. 7 |  | 0
Type Test Charges [Total of this Schedule is included in Schedule - 1 above.]
| GRAND TOTAL [1+2+3+4+5] |  | 0
Date : | -- | Printed Name :
Place : |  | Designation :
Click for Sch-7

## Sch-6 After Discount
Specification No.: CC/NT/W-AIS/DOM/A02/23/10564 |  |  | Schedule - 6 After Discount
220kV AIS Substation Package-SS117 for construction of 02, 220/33kV, 300MVA Pooling Substations and 220kV Transmission Lines associated with 600 MW Jhansi Solar Park under Consultancy services to TUSCO Limited.
(GRAND SUMMARY)
Bidder’s Name and Address (Sole Bidder) : |  |  | To:
Contracts Services, 3rd Floor
Name : |  |  | Power Grid Corporation of India Ltd.,
Address : |  |  | "Saudamini", Plot No.-2
Sector-29,
Gurgaon (Haryana) - 122001
Sl. No. | Description |  | Total Price (INR)
1 | TOTAL SCHEDULE NO. 1 |  | 0
Ex-works price of Plant and Equipment including Type Test Charges
2 | TOTAL SCHEDULE NO. 2 |  | 0
Local Transportation, In-transit Insurance, loading & unloading
3 | TOTAL SCHEDULE NO. 3 |  | 0
Installation Charges
4 | TOTAL SCHEDULE NO. 4 |  | 0
Training Charges
4b | TOTAL SCHEDULE NO. 4b |  | 0
Maintenance Charges during & after Defect Laibility Period
5 | TOTAL SCHEDULE NO. 5 |  | 0
Taxes and Duties
6 | TOTAL SCHEDULE NO. 7 |  | 0
Type Test Charges [Total of this Schedule is included in Schedule - 1 above.]
| GRAND TOTAL [1+2+3+4+5] |  | 0
Date : | -- | Printed Name :
Place : |  | Designation :
Click for Sch-7

## Sch-7
Specification No.: CC/NT/W-AIS/DOM/A02/23/10564 | [11 empty] | Schedule 7
220kV AIS Substation Package-SS117 for construction of 02, 220/33kV, 300MVA Pooling Substations and 220kV Transmission Lines associated with 600 MW Jhansi Solar Park under Consultancy services to TUSCO Limited. | [15 empty] | As per Lum-sum |  | 0%
(SCHEDULE OF RATES AND PRICES ) | [15 empty] | AS per Percent |  | #REF!
[16 empty] | As per lum-sum on Sch-7 |  | 0%
Bidder’s Name and Address (Sole Bidder) : | [9 empty] | To: | [5 empty] | As per Percent on Sch-7 |  | #REF!
[10 empty] | Contracts Services, 3rd Floor | [5 empty] | Total Discount |  | #REF!
Name : | [9 empty] | Power Grid Corporation of India Ltd.,
Address : | [9 empty] | "Saudamini", Plot No.-2
[10 empty] | Sector-29, | [5 empty] | Multipackage Discount |  | 0%
Gurgaon (Haryana) - 122001
Type tests on Earthwire, Hardwar Fittings & accessories of conductor & earthwire:
SL. NO. | PR No | Line Item No | Code | HSN Code | Whether HSN in column ‘2’ is confirmed. If not indicate applicable the HSN code * | Rate of GST applicable ( in %) | Whether rate of GST in column ‘4’ is confirmed. If not indicate applicable rate of GST * | Description of Test | Unit | Quantity | Unit Test Charge | Total Test Charges (Rs.) | Total GST as confirmed by Bidder | Revaluation of M column | Tax Calculation |  | Total Test Charges After Discount (Rs.) |  | Dis Alert | Total Test Charges After MPD (Rs.)
1 | 2 | 3 | 4 | 5 | 6 | 7 | 8 | 9 | 10 | 11 | 12 | 13 = 10 x 11 | 14
I
1 | [11 empty] | Included | 0 | 0 | 0
2 | [11 empty] | Included | 0 | 0 | 0
NOT APPLICABLE
[8 empty] | TOTAL TYPE TEST CHARGES |  |  |  | 0
[8 empty] | Total GST as confirmed by Bidder |  |  |  |  | 0
Date : |  |  |  | -- |  |  |  |  | Printed Name :
Place : | [8 empty] | Designation :
Note : |  |  |  | Bidder should indicate the name of test laboratories where type tests are proposed to be conducted
Specification No.: CC/NT/W-AIS/DOM/A02/23/10564
220kV AIS Substation Package-SS117 for construction of 02, 220/33kV, 300MVA Pooling Substations and 220kV Transmission Lines associated with 600 MW Jhansi Solar Park under Consultancy services to TUSCO Limited. | [7 empty] | 0 | 0
(SCHEDULE OF RATES AND PRICES ) | [7 empty] | 0 | 0
Bidder’s Name and Address (Sole Bidder) :
[8 empty] | 0 | 0
Name : | [8 empty] | 0
Address : | [8 empty] | 0
0
0
SL. NO. | [7 empty] | Description of Test | #REF!
#REF! | [7 empty] | #REF! | #REF!
#REF! | [7 empty] | #REF!
#REF! | [7 empty] | #REF! | #REF!
#REF! | [7 empty] | #REF! | #REF!
[8 empty] | #REF! | #REF!
#REF! | [7 empty] | #REF!
#REF! | [7 empty] | #REF!
#REF! | [7 empty] | #REF!
#REF! | [7 empty] | #REF! | #REF!
#REF! | [7 empty] | #REF! | #REF!
#REF! | [7 empty] | #REF! | #REF!
#REF! | [7 empty] | #REF! | #REF!
[8 empty] | #REF! | #REF!
#REF! | [7 empty] | #REF!
#REF! | [7 empty] | #REF! | #REF!
#REF! | [7 empty] | #REF! | #REF!
#REF! | [7 empty] | #REF! | #REF!
#REF! | [7 empty] | #REF! | #REF!
[8 empty] | #REF! | #REF!
#REF! | [7 empty] | #REF!
#REF! | [7 empty] | #REF! | #REF!
#REF! | [7 empty] | #REF! | #REF!
#REF! | [7 empty] | #REF! | #REF!
[8 empty] | #REF! | #REF!
#REF! | [7 empty] | #REF!
#REF! | [7 empty] | #REF! | #REF!
#REF! | [7 empty] | #REF! | #REF!
#REF! | [7 empty] | #REF! | #REF!
[8 empty] | #REF! | #REF!
#REF! | [7 empty] | #REF!
#REF! | [7 empty] | #REF! | #REF!
#REF! | [7 empty] | #REF! | #REF!
#REF! | [7 empty] | #REF! | #REF!
#REF! | [7 empty] | #REF! | #REF!
[8 empty] | #REF! | #REF!
[8 empty] | #REF! | #REF!
#REF! | [7 empty] | #REF!
#REF! | [7 empty] | #REF!
#REF! | [7 empty] | #REF! | #REF!
#REF! | [7 empty] | #REF! | #REF!
#REF! | [7 empty] | #REF! | #REF!
[8 empty] | #REF! | #REF!
[8 empty] | #REF! | #REF!
#REF! | [7 empty] | #REF!
#REF! | [7 empty] | #REF!
#REF! | [7 empty] | #REF! | #REF!
#REF! | [7 empty] | #REF! | #REF!
#REF! | [7 empty] | #REF! | #REF!
#REF! | [7 empty] | #REF! | #REF!
#REF! | [7 empty] | #REF! | #REF!
[8 empty] | #REF! | #REF!
#REF! | [7 empty] | #REF!
#REF! | [7 empty] | #REF! | #REF!
#REF! | [7 empty] | #REF! | #REF!
#REF! | [7 empty] | #REF! | #REF!
#REF! | [7 empty] | #REF! | #REF!
#REF! | [7 empty] | #REF! | #REF!
#REF! | [7 empty] | #REF! | #REF!
[8 empty] | #REF! | #REF!
#REF! | [7 empty] | #REF!
#REF! | [7 empty] | #REF! | #REF!
#REF! | [7 empty] | #REF! | #REF!
#REF! | [7 empty] | #REF! | #REF!
#REF! | [7 empty] | #REF! | #REF!
#REF! | [7 empty] | #REF! | #REF!
#REF! | [7 empty] | #REF! | #REF!
#REF! | [7 empty] | #REF! | #REF!
#REF! | [7 empty] | #REF! | #REF!
#REF! | [7 empty] | #REF! | #REF!
[8 empty] | #REF! | #REF!
#REF! | [7 empty] | #REF!
#REF! | [7 empty] | #REF! | #REF!
#REF! | [7 empty] | #REF! | #REF!
#REF! | [7 empty] | #REF! | #REF!
[8 empty] | #REF! | #REF!
#REF! | [7 empty] | #REF!
#REF! | [7 empty] | #REF! | #REF!
#REF! | [7 empty] | #REF! | #REF!
#REF! | [7 empty] | #REF! | #REF!
[8 empty] | #REF! | #REF!
#REF! | [7 empty] | #REF!
#REF! | [7 empty] | #REF! | #REF!
#REF! | [7 empty] | #REF! | #REF!
[8 empty] | #REF! | #REF!
#REF! | [7 empty] | #REF!
#REF! | [7 empty] | #REF! | #REF!
#REF! | [7 empty] | #REF! | #REF!
#REF! | [7 empty] | #REF! | #REF!
#REF! | [7 empty] | #REF! | #REF!
#REF! | [7 empty] | #REF! | #REF!
#REF! | [7 empty] | #REF! | #REF!
[8 empty] | #REF! | #REF!
#REF! | [7 empty] | #REF!
#REF! | [7 empty] | #REF! | #REF!
#REF! | [7 empty] | #REF! | #REF!
#REF! | [7 empty] | #REF! | #REF!
#REF! | [7 empty] | #REF! | #REF!
#REF! | [7 empty] | #REF!
#REF! | [7 empty] | #REF! | #REF!
#REF! | [7 empty] | #REF! | #REF!
#REF! | [7 empty] | #REF! | #REF!
#REF! | [7 empty] | #REF! | #REF!
[8 empty] | #REF! | #REF!
[8 empty] | #REF! | #REF!
[8 empty] | #REF! | #REF!
Click for Bid Form 2nd Envelope

## Sch-7 Dis (hidden)
Specification No.: CC/NT/W-AIS/DOM/A02/23/10564
220kV AIS Substation Package-SS117 for construction of 02, 220/33kV, 300MVA Pooling Substations and 220kV Transmission Lines associated with 600 MW Jhansi Solar Park under Consultancy services to TUSCO Limited. | [6 empty] | As per Lum-sum |  | 0%
(SCHEDULE OF RATES AND PRICES : TYPE TEST CHARGES) | [6 empty] | AS per Percent |  | #REF!
[7 empty] | As per lum-sum on Sch-7 |  | 0%
Bidder’s Name and Address (Sole Bidder) : |  |  |  | To: |  |  | As per Percent on Sch-7 |  | #REF!
|  |  |  | Contracts Services, 3rd Floor |  |  | Total Discount |  | #REF!
Name : |  |  |  | Power Grid Corporation of India Ltd.,
Address : |  |  |  | "Saudamini", Plot No.-2
|  |  |  | Sector-29, |  |  | Multipackage Discount |  | 0%
Gurgaon (Haryana) - 122001
Type Tests on Earthwire
SL. NO. | Description of Test | Unit | Quantity | Unit Test Charge | Total Test Charges (Rs.) |  |  | Total Test Charges After Discount (Rs.) |  | Dis Alert | Total Test Charges After MPD (Rs.)
I | #REF!
(a) | #REF! | #REF! | #REF! | #REF! | #REF!
(b) | #REF! | #REF! | #REF! | #REF! | #REF!
| Sub-Total (I) |  |  |  | #REF!
| TOTAL TEST CHARGES (I) |  |  |  | #REF!
[7 empty] | Discount Sche-7 | #REF! |  | MPD Sche-7 | #REF!
[7 empty] | Dis Alert | #REF!
Signature :
Date : | -- | Printed Name :
Place : |  | Designation :
Common Seal :
Note : | Bidder should indicate the name of test laboratories where type tests are proposed to be conducted
Specification No.: CC/NT/W-AIS/DOM/A02/23/10564
220kV AIS Substation Package-SS117 for construction of 02, 220/33kV, 300MVA Pooling Substations and 220kV Transmission Lines associated with 600 MW Jhansi Solar Park under Consultancy services to TUSCO Limited. | 0 | 0 |  |  |  | 0
(SCHEDULE OF RATES AND PRICES : TYPE TEST CHARGES) | 0 | 0 |  |  |  | 0
Bidder’s Name and Address (Sole Bidder) : | [5 empty] | 0
| 0 | 0 |  |  |  | 0
Name : |  | 0 |  |  |  | 0
Address : |  | 0 |  |  |  | 0
|  | 0 |  |  |  | 0
|  | 0 |  |  |  | 0
SL. NO. | Description of Test | 0
#REF! | #REF! | #REF!
#REF! | #REF!
#REF! | #REF! | #REF!
#REF! | #REF! | #REF!
| #REF! | #REF!
#REF! | #REF!
#REF! | #REF!
#REF! | #REF!
#REF! | #REF! | #REF!
#REF! | #REF! | #REF!
#REF! | #REF! | #REF!
#REF! | #REF! | #REF!
| #REF! | #REF!
#REF! | #REF!
#REF! | #REF! | #REF!
#REF! | #REF! | #REF!
#REF! | #REF! | #REF!
#REF! | #REF! | #REF!
| #REF! | #REF!
#REF! | #REF!
#REF! | #REF! | #REF!
#REF! | #REF! | #REF!
#REF! | #REF! | #REF!
| #REF! | #REF!
#REF! | #REF!
#REF! | #REF! | #REF!
#REF! | #REF! | #REF!
#REF! | #REF! | #REF!
| #REF! | #REF!
#REF! | #REF!
#REF! | #REF! | #REF!
#REF! | #REF! | #REF!
#REF! | #REF! | #REF!
#REF! | #REF! | #REF!
| #REF! | #REF!
| #REF! | #REF!
#REF! | #REF!
#REF! | #REF!
#REF! | #REF! | #REF!
#REF! | #REF! | #REF!
#REF! | #REF! | #REF!
| #REF! | #REF!
| #REF! | #REF!
#REF! | #REF!
#REF! | #REF!
#REF! | #REF! | #REF!
#REF! | #REF! | #REF!
#REF! | #REF! | #REF!
#REF! | #REF! | #REF!
#REF! | #REF! | #REF!
| #REF! | #REF!
#REF! | #REF!
#REF! | #REF! | #REF!
#REF! | #REF! | #REF!
#REF! | #REF! | #REF!
#REF! | #REF! | #REF!
#REF! | #REF! | #REF!
#REF! | #REF! | #REF!
| #REF! | #REF!
#REF! | #REF!
#REF! | #REF! | #REF!
#REF! | #REF! | #REF!
#REF! | #REF! | #REF!
#REF! | #REF! | #REF!
#REF! | #REF! | #REF!
#REF! | #REF! | #REF!
#REF! | #REF! | #REF!
#REF! | #REF! | #REF!
#REF! | #REF! | #REF!
| #REF! | #REF!
#REF! | #REF!
#REF! | #REF! | #REF!
#REF! | #REF! | #REF!
#REF! | #REF! | #REF!
| #REF! | #REF!
#REF! | #REF!
#REF! | #REF! | #REF!
#REF! | #REF! | #REF!
#REF! | #REF! | #REF!
| #REF! | #REF!
#REF! | #REF!
#REF! | #REF! | #REF!
#REF! | #REF! | #REF!
| #REF! | #REF!
#REF! | #REF!
#REF! | #REF! | #REF!
#REF! | #REF! | #REF!
#REF! | #REF! | #REF!
#REF! | #REF! | #REF!
#REF! | #REF! | #REF!
#REF! | #REF! | #REF!
| #REF! | #REF!
#REF! | #REF!
#REF! | #REF! | #REF!
#REF! | #REF! | #REF!
#REF! | #REF! | #REF!
#REF! | #REF! | #REF!
#REF! | #REF!
#REF! | #REF! | #REF!
#REF! | #REF! | #REF!
#REF! | #REF! | #REF!
#REF! | #REF! | #REF!
| #REF! | #REF!
| #REF! | #REF!
| #REF! | #REF!
Click for Bid Form 2nd Envelope

## Discount
This letter of discount is optional. Bidder may / may not offer any discount.
Specification No.: CC/NT/W-AIS/DOM/A02/23/10564 |  |  |  |  | Letter of Discount
LETTER OF DISCOUNT
To:
Contract Services
Power Grid Corporation of India Ltd.,
"Saudamini", Plot No.-2
Sector-29, (near IFFCO Chowk)
Gurgaon (Haryana) - 122001
Subject : |  | 220kV AIS Substation Package-SS117 for construction of 02, 220/33kV, 300MVA Pooling Substations and 220kV Transmission Lines associated with 600 MW Jhansi Solar Park under Consultancy services to TUSCO Limited.
Dear Sir
With reference to the subject tender, we hereby offer unconditional discount on the prices quoted by us as per details given here below : | [6 empty] | Eq Weightage of Rs/ % | Final Discount Factor
| 1 | Discount on lum-sum basis on total price quoted by us without Taxes & Duties. [The discount shall be proportionately applicable on all the items of all the Schdules i.e. Sch-1 (without type test charges), Sch-2, Sch-3, Sch-4a, Sch-4b & Sch-7] In Rs. |  |  |  | 0 | 0%
| 2 | Discount on percent basis on total price quoted by us without Taxes & Duties. [The discount shall be proportionately applicable on all the items of all the Schdules i.e. Sch-1 (without type test charges), Sch-2 , Sch-3, Sch-4a, Sch-4b & Sch-7] In Percent (%) |  |  |  | 0 | 0%
| 3 | Discount on lum-sum basis on the Schedules as given below : [The discount shall be proportionately applicable on all the relevent items of the respective Schdules.] In Rs.
|  | Schedule-1 : Ex works prices |  | In Rs. |  | 0 | 0% | Schedule-1 : Ex-Works Price | 0%
|  | Schedule-2 : Freight & Insurance |  | In Rs. |  | 0 | 0% | Schedule-2 : Freight & Insurance | 0%
|  | Schedule-3 : Erection Charges |  | In Rs. |  | 0 | 0% | Schedule-3 : Erection Charges | 0%
|  | Schedule-4a : Training Charges |  | In Rs. |  | 0 | 0% | Schedule-4a : Training Charges | 0%
|  | Schedule-4b : Maintenance Charges during and after DLP |  | In Rs. |  | 0 | 0% | Schedule-4b : Maintenance Charges | 0%
|  | Schedule-7 : Type Test Charges |  | In Rs. |  | 0 | 0% | Schedule-7 : Type Test Charges | 0%
| 4 | Discount on percent basis on the Schedules as given below : [The discount shall be proportionately applicable on all the relevent items of the respective Schdules.] In Percent (%)
|  | Schedule-1 : Ex works prices |  | In Percent (%) |  | 0 | 0%
|  | Schedule-2 : Freight & Insurance |  | In Percent (%) |  | 0 | 0%
|  | Schedule-3 : Erection Charges |  | In Percent (%) |  | 0 | 0%
|  | Schedule-4a : Training Charges |  | In Percent (%) |  | 0 | 0%
|  | Schedule-4b : Maintenance Charges during and after DLP |  | In Percent (%) |  | 0 | 0%
|  | Schedule-7 : Type Test Charges |  | In Percent (%) |  | 0 | 0%
Discount(s) offered at sl. No. 1 to 4 will get displayed and accounted for automatically in the respective items of the Schedules.
| 5 | We hereby offer Multi-package discount as given below:
Multi-Package Discount(s) offered at sl. No. 5 will not get automatically accounted for in the respective items of the Schedules. The same shall be worked out saparately for evaluation.
Please consider this letter of discount as the integral part of our price bid.
Thanking you, we remain,
Yours faithfully,
For and on behalf of
Date : |  | -- | Printed Name :
Place : |  |  | Designation :
Click for Bid Form

## Octroi (hidden)
Details of Octroi
Sl No. | Description of Items | Amount on which Octroi is applicable | Rate of Octroi | Octroi
(1) | (2) | (3) | (4) | (5) =(3) x (4)
1 |  |  |  | 0
2 |  |  |  | 0
3 |  |  |  | 0
4 |  |  |  | 0
5 |  |  |  | 0
6 |  |  |  | 0
7 |  |  |  | 0
8 |  |  |  | 0
9 |  |  |  | 0
10 |  |  |  | 0
| Total |  |  | 0
Back to Sch 5

## Entry Tax (hidden)
Details of Entry Tax
Sl No. | Description of Items | Amount on which Entry Tax is applicable | Rate of Entry Tax | Entry Tax
(1) | (2) | (3) | (4) | (5) =(3) x (4)
1 |  |  |  | 0
2 |  |  |  | 0
3 |  |  |  | 0
4 |  |  |  | 0
5 |  |  |  | 0
6 |  |  |  | 0
7 |  |  |  | 0
8 |  |  |  | 0
9 |  |  |  | 0
10 |  |  |  | 0
| Total |  |  | 0
Back to Sch 5

## Other Taxes & Duties (hidden)
Details of Other Taxes & Duties
Sl No. | Description of Items | Amount on which Other Taxes & Duties are applicable | Description of Taxes & Duties | Rate of Taxes & Duties | Amount of Taxes & Duties
(1) | (2) | (3) | (4) | (5) | (6) =(3) x (4)
1 |  |  |  |  | 0
2 |  |  |  |  | 0
3 |  |  |  |  | 0
4 |  |  |  |  | 0
5 |  |  |  |  | 0
6 |  |  |  |  | 0
7 |  |  |  |  | 0
8 |  |  |  |  | 0
9 |  |  |  |  | 0
10 |  |  |  |  | 0
| Total |  |  |  | 0
Back to Sch 5

## Bid Form 2nd Envelope
Specification No.: CC/NT/W-AIS/DOM/A02/23/10564 |  |  |  | Bid Form 2nd Envelope |  | Sole Bidder |  |  |  | 1 | st |  | 1 | January
[6 empty] | 0 |  |  |  | 2 | nd |  | 2 | February
BID FORM (Second Envelope) | [9 empty] | 3 | rd |  | 3 | March
[10 empty] | 4 | th |  | 4 | April
Bid Proposal Ref. No. | [9 empty] | 5 | th |  | 5 | May
Date : | -- | [8 empty] | 6 | th | #VALUE! | 6 | June
[10 empty] | 7 | th | #VALUE! | 7 | July
To: | [9 empty] | 8 | th | #VALUE! | 8 | August
Contracts Services, 3rd Floor | [9 empty] | 9 | th | #VALUE! | 9 | September
Power Grid Corporation of India Ltd., | [9 empty] | 10 | th |  | 10 | October
"Saudamini", Plot No.-2 | [9 empty] | 11 | th |  | 11 | November
Sector-29, | [9 empty] | 12 | th |  | 12 | December
Gurgaon (Haryana) - 122001 | [9 empty] | 13 | th
[10 empty] | 14 | th
Name of Contract : | 220kV AIS Substation Package-SS117 for construction of 02, 220/33kV, 300MVA Pooling Substations and 220kV Transmission Lines associated with 600 MW Jhansi Solar Park under Consultancy services to TUSCO Limited. | [8 empty] | 15 | th
Dear Ladies and/or Gentlemen, | [9 empty] | 16 | th
1 | In continuation of First Envelope of our Bid, we hereby submit the Second Envelope of the Bid, both of which shall be read together and in conjunction with each other, and shall be construed as an integral part of our Bid. Accordingly, we the undersigned, offer to design, manufacture, test, deliver, install and commission (including carrying out Trial Operation, Performance & Guarantee Test as per provision of Technical Specification) under the above-named package in full conformity with the said Bidding Documents for the sum of Rs. 0 (Rs. Zero Only ) or such other sums as may be determined in accordance with the terms and conditions of the Bidding Documents. |  |  |  |  | In continuation of First Envelope of our Bid, we hereby submit the Second Envelope of the Bid, both of which shall be read together and in conjunction with each other, and shall be construed as an integral part of our Bid. Accordingly, we the undersigned, offer to design, manufacture, test, deliver, install and commission (including carrying out Trial Operation, Performance & Guarantee Test as per provision of Technical Specification) under the above-named package in full conformity with the said Bidding Documents for the sum of Rs. | or such other sums as may be determined in accordance with the terms and conditions of the Bidding Documents. | 0 | (Rs. Zero Only ) | 17 | th
| The above amounts are in accordance with the price schedules attached herewith and are made part of this bid. | [8 empty] | 18 | th
2 | Price Schedules | [8 empty] | 19 | th
2.1 | In line with the requirements of the Bidding documents, we enclose herewith the following Price Schedules, duly filled - in as per your proforma: | [8 empty] | 20 | th
| Schedule 1 | Plant and Equipment (Including Mandatory Spare Parts) to be supplied, including Type Test Charges. | [7 empty] | 21 | st
| Schedule 2 | Local Transportation, In-transit Insurance, loading and unloading | [7 empty] | 22 | th
| Schedule 3 | Installation Charges. | [7 empty] | 23 | th
| Schedule 4 | Training charges for training to be imparted. | [7 empty] | 24 | th
| Schedule 4b | Maintenance Charges during & after Defect Laibility Period.
| Schedule 5 | Taxes and Duties not included in Schedule 1 | [7 empty] | 25 | th
| Schedule 6 | Grand Summary [Schedule 1to 5] | [7 empty] | 26 | th
| Schedule 7 | Break-up of Type Test Charges for Type Tests to be conducted | [7 empty] | 27 | th
2.2 | We are aware that the Price Schedules do not generally give a full description of the Work to be performed under each item and we shall be deemed to have read the Technical Specifications and other sections of the Bidding Documents and Drawings to ascertain the full scope of Work included in each item while filling-in the rates and prices. We agree that the entered rates and prices shall be deemed to include for the full scope as aforesaid, including overheads and profit. | [8 empty] | 28 | th
2.3 | We declare that as specified in Clause 11.5, Section –II:ITB, Vol.-I of the Bidding Documents, prices quoted by us in the Price Schedules shall be subject to Price Adjustment during the execution of Contract in accordance with Appendix-2 (Price Adjustment) to the Contract Agreement. | [8 empty] | 29 | th
2.4 | We understand that in the price schedules, where there are errors between the total of the amounts given under the column for the price Breakdown and the amount given under the Total Price, the former shall prevail and the latter will be corrected accordingly. We further understand that where there are discrepancies between amounts stated in figures and amounts stated in words, the amount stated in words shall prevail. Similarly, any discrepancy in the total bid price and that of the summation of Schedule price (price indicated in a Schedule indicating the total of that schedule), the total bid price shall be corrected to reflect the actual summation of the Schedule prices. | [8 empty] | 30 | th
2.5 | We declare that items left blank in the Schedules will be deemed to have been included in other items. The TOTAL for each Schedule and the TOTAL of Grand Summary shall be deemed to be the total price for executing the Facilities and sections thereof in complete accordance with the Contract, whether or not each individual item has been priced. | [8 empty] | 31 | st
3 | We confirm that except as otherwise specifically provided our Bid Prices in this Second Envelope include all taxes, duties, levies and charges as may be assessed on us/our Associate (applicable for Foreign Bidder), our Sub-Contractor/Sub-Vendor or their employees by all municipal, state or national government authorities in connection with the Facilities, in and outside of India.
3.1 | 100% of applicable Taxes and Duties i.e GST which are payable by the Employer under the Contract, shall be reimbursed by the Employer on production of satisfactory documentary evidence by the Contractor in accordance with the provisions of the Bidding Documents.
3.2 | We further understand that notwithstanding 3.0 above, in case of award on us, you shall also bear and pay/reimburse to us, GST applicable on supplies by us to you, imposed on the Plant & Equipment including Mandatory Spare Parts to be incorporated into the Facilities including Type Test charges for Type test to be conducted specified in Schedule No. 1, Installation Services specified in Schedule No. 3, Charges for Training to be imparted specified in Schedule No. 4a and Maintenance Charges during & after Defect Laibility Period specified in Schedule No. 4b of the Price Schedule in this Second Envelope by the Indian Laws.
3.3 | We confirm that we have also registered/we shall also get registered in the GST Network with a GSTIN, in all the states where the project is located and the states from which we shall make our supply of goods.
4 | # (For Joint Venture only) We, the partners of Joint Venture submitting this bid, do agree and confirm that in case of Award of Contract on the Joint Venture, we shall be jointly and severally liable and responsible for the execution of the Contract in accordance with Contract terms and conditions. |  |  |  | 1
5 | We, hereby, declare that only the persons or firms interested in this proposal as principals are named here and that no other persons or firms other than those mentioned herein have any interest in this proposal or in the Contract to be entered into, if the award is made on us, that this proposal is made without any connection with any other person, firm or party likewise submitting a proposal is in all respects for and in good faith, without collusion or fraud.
Thanking you, we remain,
Yours faithfully,
For and on behalf of
Signature :
Date : | -- |  | Printed Name :
Place : |  |  | Designation :
Common Seal :
In case of bid from a Joint Venture, name & designation of representative of JV partner is to be provided and Bid Form is also to be signed by him.
Please provide additional information of the Bidder
Business Address :
Country of Incorporation :
State/Province to be indicated :
Name of Principal Officer :
Address of Principal Officer :
Note: Bidders may note that no prescribed proforma has been enclosed for Attachment 2 : Power of Attorney. Bidders may use their own proforma for furnishing the required information with the bid.
* * *
Back to Cover Page

## Q & C (2) (hidden)
STATEMENT OF QUOTED / CORRECTED PRICES
All Figures are in Rupees
Bidder |  | 0
Sl. No. | Price Component | Quoted Price | Corrected Price
1 | TOTAL SCHEDULE NO. 1:Ex-Works Price of Plant and Equipment including Type Test Charges | 0 |  | 0
2 | TOTAL SCHEDULE NO.2: Local Transportation, Insurance and other Incidental Services. | 0 |  | 0
3 | TOTAL SCHEDULE NO.3: Installation Charges | 0 |  | 0
4 | TOTAL SCHEDULE NO.4: Training Charges | Not Applicable |  | Not Applicable
5 | TOTAL BID PRICE: (Excluding Taxes & Duties) | 0 |  | 0
6 | DISCOUNT | #REF! |  | #REF! | #REF!
7 | NET BID PRICE (Excluding Taxes & Duties) | #REF! |  | #REF!
8 | TAXES & DUTIES PAYABLE ADDITIONALLY
| A) EXCISE DUTY | 0 |  | 0
| B) CENTRAL SALES TAX | 0 |  | 0
| C) VAT | #REF! |  | 0
| D) ENTRY TAX / OCTROI | #REF! |  | 0
E) OTHERS
| F) TOTAL TAXES & DUTIES | #REF! |  | 0
8 | TOTAL BID PRICE (INCLUDING TAXES & DUTIES) | #REF! |  | 0
9 | TOTAL SCHEDULE NO.7: Type Test Charges [Total of this Schedule is included in Schedule-1 above] | 0 |  | 0
I) | Bidder has indicated the following taxes and duties additionally applicable for their bid:
| Excise Duty % as |  |  |  | Excise Duty
| CST % as |  |  |  | CST
| #REF! |  |  |  | VAT | #REF! | #REF!
| #REF! |  |  |  | Entry Tax/ Octroi | #REF! | #REF!
| Others as |  |  |  | Others
II) | With regard to Entry Tax, it may be mentioned that the substations covered under the subject pacakge falls in State of MP, where an entry tax @ 2% of Purchase Price is applicable. In view of the above, the taxes and duties inter-alia including entry tax applicable for the bids are calculated :
a) | Ex-Works Price of Direct Supplies (after discount, if any) |  | Rs. | 0
b) | Excise Duty, as applicable on (a) above at the rate : | 10% | Rs. | 0
c) | Amount on which Sales Tax is applicable | 0 |  | 0
d) | CST, as applicable on (a) + ED (b) above at the rate : | 2% | Rs. | 0
e) | VAT, as applicable on (a) + ED (b) above at the rate : | 1% |  | 0
f) | Others [……………………………………………] |  | Rs.
g) | Purchase Price for Entry Tax (Total Ex-Works+F&I+ED+CST+Others) |  | Rs. | 0
h) | Entry Tax, as applicable on (e) above at the rate : |  | Rs. | 0
220kV AIS Substation Package-SS117 for construction of 02, 220/33kV, 300MVA Pooling Substations and 220kV Transmission Lines associated with 600 MW Jhansi Solar Park under Consultancy services to TUSCO Limited. |  | Statement of Quoted / Corrected Prices |  | Page
Spec. No. | Specification No.: CC/NT/W-AIS/DOM/A02/23/10564

## Q & C (hidden)
STATEMENT OF QUOTED / CORRECTED PRICES
All Figures are in Rupees
Bidder
Sl. No. | Price Component | Quoted Price | Corrected Price
1 | TOTAL SCHEDULE NO. 1:Ex-Works Price of Plant and Equipment including Type Test Charges | 0 |  | 0
2 | TOTAL SCHEDULE NO.2: Local Transportation, Insurance and other Incidental Services. | 0 |  | 0
3 | TOTAL SCHEDULE NO.3: Installation Charges | 0 |  | 0
4 | TOTAL SCHEDULE NO.4: Training Charges | Not Applicable |  | Not Applicable
5 | TOTAL BID PRICE: (Excluding Taxes & Duties) | 0 |  | 0
6 | DISCOUNT | #REF! |  | #REF!
7 | NET BID PRICE (Excluding Taxes & Duties) | #REF! |  | #REF!
8 | TAXES & DUTIES PAYABLE ADDITIONALLY
| A) EXCISE DUTY | #REF! |  | 0
| B) CENTRAL SALES TAX /VAT | #REF! |  | #REF!
| C) ENTRY TAX / OCTROI | #REF! |  | #REF!
| D) OTHERS | #REF! |  | 0
| E) TOTAL TAXES & DUTIES | #REF! |  | #REF!
8 | TOTAL BID PRICE (INCLUDING TAXES & DUTIES) | #REF! |  | #REF!
9 | TOTAL SCHEDULE NO.7: Type Test Charges [Total of this Schedule is included in Schedule-1 above] | 0 |  | 0
I) | Bidder has indicated the following taxes and duties additionally applicable for their bid:
a) | Excise Duty |  | Rs. | #REF!
b) | CST /VAT |  | Rs. | #REF!
c) | Entry Tax / Octroi |  | Rs. | #REF!
d) | Others |  | Rs. | #REF!
II) | Bidder has offered following discount(s)
III) | With regard to Entry Tax, it may be mentioned that the substations covered under the subject pacakge falls in State of MP, where an entry tax @ 1% of Purchase Price is applicable. In view of the above, the taxes and duties inter-alia including entry tax applicable for the bids are calculated : |  |  |  | Details of dicounts
a) | Ex-Works Price of Direct Supplies (after discount, if any) |  | Rs. | 0 | Gross LS | #REF! | #REF! | #REF! | Gross % | #REF! | #REF! | #REF!
b) | Excise Duty @ 10.3% of (a) above |  | Rs. | 0 |  |  |  | #REF! |  |  |  | #REF!
c) | CST / VAT @ 2% of Ex-Works of Direct Supplies (a) + ED (b) above |  | Rs. | #REF! | Sch-1 Direct LS | #REF! | #REF! | #REF! | Sch-1 Direct % | #REF! | #REF! | #REF!
d) | Others |  | Rs. |  | Sch-1 BO LS | #REF! | #REF! | #REF! | Sch-1 BO % | #REF! | #REF! | #REF!
e) | Purchase Price for Entry Tax (Total Ex-Works+F&I+ED+CST+Others) |  | Rs. | #REF! | Sch-2 LS | #REF! | #REF! | #REF! | Sch-2 % | #REF! | #REF! | #REF!
f) | Entry Tax @ 1% of (e) above |  | Rs. | #REF! | Sch-3 LS | #REF! | #REF! | #REF! | Sch-3 % | #REF! | #REF! | #REF!
[5 empty] | Sch-7 LS | #REF! | #REF! | #REF! | Sch-7 % | #REF! | #REF! | #REF!
220kV AIS Substation Package-SS117 for construction of 02, 220/33kV, 300MVA Pooling Substations and 220kV Transmission Lines associated with 600 MW Jhansi Solar Park under Consultancy services to TUSCO Limited. |  | Statement of Quoted / Corrected Prices |  | Page | Different Manner | #REF!
[5 empty] | Text for Discount | #REF!
#REF!
#REF!

## N to W (hidden)
0
Rs. Zero Only
0
0
0
0
0
0
1 | One
2 | Two
3 | Three
4 | Four
5 | Five
6 | Six
7 | Seven
8 | Eight
9 | Nine
10 | Ten
11 | Eleven
12 | Twelve
13 | Thirteen
14 | Fourteen
15 | Fifteen
16 | Sixteen
17 | Seventeen
18 | Eighteen
19 | Nineteen
20 | Twenty
21 | Twenty One
22 | Twenty Two
23 | Twenty Three
24 | Twenty Four
25 | Twenty Five
26 | Twenty Six
27 | Twenty Seven
28 | Twenty Eight
29 | Twenty Nine
30 | Thirty
31 | Thirty One
32 | Thirty Two
33 | Thirty Three
34 | Thirty Four
35 | Thirty Five
36 | Thirty Six
37 | Thirty Seven
38 | Thirty Eight
39 | Thirty Nine
40 | Forty
41 | Forty One
42 | Forty Two
43 | Forty Three
44 | Forty Four
45 | Forty Five
46 | Forty Six
47 | Forty Seven
48 | Forty Eight
49 | Forty Nine
50 | Fifty
51 | Fifty One
52 | Fifty Two
53 | Fifty Three
54 | Fifty Four
55 | Fifty Five
56 | Fifty Six
57 | Fifty Seven
58 | Fifty Eight
59 | Fifty Nine
60 | Sixty
61 | Sixty One
62 | Sixty Two
63 | Sixty Three
64 | Sixty Four
65 | Sixty Five
66 | Sixty Six
67 | Sixty Seven
68 | Sixty Eight
69 | Sixty Nine
70 | Seventy
71 | Seventy One
72 | Seventy Two
73 | Seventy Three
74 | Seventy Four
75 | Seventy Five
76 | Seventy Six
77 | Seventy Seven
78 | Seventy Eight
79 | Seventy Nine
80 | Eighty
81 | Eighty One
82 | Eighty Two
83 | Eighty Three
84 | Eighty Four
85 | Eighty Five
86 | Eighty Six
87 | Eighty Seven
88 | Eighty Eight
89 | Eighty Nine
90 | Ninety
91 | Ninety One
92 | Ninety Two
93 | Ninety Three
94 | Ninety Four
95 | Ninety Five
96 | Ninety Six
97 | Ninety Seven
98 | Ninety Eight
99 | Ninety Nine
100 | One Hundred