## Basic (hidden)
Package Name | Substation Package SS-104 for (I) (a) Extension of 765/400kV Bikaner (PG) S/s (b) Extension of 400/220kV Kotputli S/s (c) Extension of 400/220kV Bikaner -II S/s associated with ‘Transmission System for Evacuation of Power from Rajasthan REZ PH-IV (Part-I) (Bikaner Complex) Part-E’ and (II) (a) Extn. Of 400/220kV Bahadurgarh S/s (b) Extn of 400/220kV Jind S/s (c) Extension of 220kV Sonipat S/s associated with ‘Augmentation of ISTS for Interconnection of HVPNL Transmission Schemes’
Direct
Package Code | SS-104 | Bought-out
Specification No. | SPEC. NO.: CC/NT/AIS/DOM/A04/22/00610
Rev 1

## Cover
Price Schedules | Substation Package SS-104 for (I) (a) Extension of 765/400kV Bikaner (PG) S/s (b) Extension of 400/220kV Kotputli S/s (c) Extension of 400/220kV Bikaner -II S/s associated with ‘Transmission System for Evacuation of Power from Rajasthan REZ PH-IV (Part-I) (Bikaner Complex) Part-E’ and (II) (a) Extn. Of 400/220kV Bahadurgarh S/s (b) Extn of 400/220kV Jind S/s (c) Extension of 220kV Sonipat S/s associated with ‘Augmentation of ISTS for Interconnection of HVPNL Transmission Schemes’ |  | SS-104
SPEC. NO.: CC/NT/AIS/DOM/A04/22/00610
| 1 | Fill up only green shaded cells in Sch-1, Sch-2, Sch-3, Sch-5, Sch-7 and Bid Form 2nd Envelope.
| 2 | All the cells in Sch-4 & Sch-6 are auto filled, therefore no cell is required to be filled up there.
| 3 | Instructions / error messages, if any, will be displayed automatically after selecting the cell.
| 4 | After filling up all the schedues, save the file, take print out of all the schedules and Bid form and sign & stamp and submit them as hard copy of the 2nd envelope (Price part) of the bid. Also ensure to submit the soft copy of the the same file on CD/ DVD.
पावर ग्रिड कारपोरेशन ऑफ इण्डिया लिमिटेड
(भारत सरकार का उद्यम)
Power Grid Corporation of India Limited
(A Government of India Enterprises)
Click to skip Instructions & Proceed
Click for Detailed General Instructions
General guidelines for filling up the Price Schedules, Sch-1 to Sch-7

## Instructions (hidden)
General Instruction to the Bidders for filling up this workbook of Price Schedules for Package TW13
I | While filling up the worksheets following may please be observed :
| (i) | Fill up only green shaded cells.
| (ii) | Certain data type entries have been restricted, such as Numeric values or limits of numeric values.
| (iii) | Select only the options provided in pull down menus.
| (iv) | Do not link any cell of this work book with any other work book.
| (v) | Do not use copy & paste or cut & paste options for filling up the data.
| (vi) | Do not reformat any of the cell of the work book.
II | This Workbook consists of following worksheets :
Cover :
Opening page of the workbook.
Names of Bidder :
| ● | Select Sole Bidder or JV (Joint Venture) from the pull down menu. Do not leave this cell blank.
| ● | Select nos. of the JV Partners other than the Lead Partner from drop down menu.
| ● | In case of JV partners more than 2, enter details of 3rd & more partners along with details of 2nd partner.
| ● | Fill up names and address of the Sole Bidder and /or Joint Venture.
| ● | Fill up date in dd-mm-yyyy format from drop down menu.
| ● | Click for Sch-1 given at the right top of the worksheet to go to Sch-1.
Sch-1 (Ex-works Prices) :
| ● | Fill up unit rates for all the items in numeric values greater than 0 (zero). If unit rate is left blank, the corresponding item shall be deemed to be included in the total price.
| ● | Corresponding cell for mode of transaction shall be come enable only after filling up the unit rate, therefore first fill up the unit rate and then mode of transaction for the corresponding item.
| ● | Select either Direct or Bought-out from the drop down menu. Do not leave the cell blank the same shall be deemed to be Bought-out if the cell is left blank.
| ● | Total amount shall get calculated automatically.
| ● | Type Test charges shall appear automatically after filling up Sch-7 appropriately.
Sch-2 (Freight & Insurance Charges) :
| ● | Fill up unit rates for all the items in numeric values greater than 0 (zero). If unit rate is left blank, the corresponding item shall be deemed to be included in the total price.
| ● | Total amount shall get calculated automatically.
Sch-3 (Erection Charges) :
| ● | Fill up unit rates for all the items in numeric values greater than 0 (zero). If unit rate is left blank, the corresponding item shall be deemed to be included in the total price.
| ● | Total amount shall get calculated automatically.
Sch-4 (Training Charges) :
| ● | Not applicable, hence no cell is required to be filled up.
Sch-5 (Summary of Taxes and Duties applicable on the Goods) :
| ● | Fill up applicable rate of Excise Duty. The amount of Excise Duty on the items mentioned as Direct in the mode of transaction in Schedule-1 shall be calculated automatically at the rate mentioned by the bidder here.
| ● | Segregate and fill up the amount on which Sales Tax shall be applicable out of Ex-works supply items mentioned as direct in the mode of transaction in Schedule-1. Applicable Excise Duty on this amount will be calculated automatically at the rate mentioned by the bidder. Further, fill up the rate of applicable Sales Tax. Amount of Sales Tax shall be automatically calculated on the amount mentioned by the bidder as subjected to Sales Tax plus applicable Excise Duty at the rate mentioned by the Bidder.
| ● | Difference of total amount quoted by the bidder as Direct Transaction and the amount mentioned by him subjected to Sales Tax shall be considered as the amount on which VAT shall become applicable and the same shall be calculated & displayed automatically. Applicable Excise Duty on this amount at the rate mentioned by the bidder shall also be calculated & displayed automatically. Fill up the rate of applicable VAT. The amount of VAT shall be calculated automatically on the amount considered to be subjected to VAT plus applicable Excise Duty at the rate mentioned by the bidder here.
| ● | Amount as per details filled up by the bidder in the work sheets Entry Tax, Octroi and other Taxes & Duties shall be displayed in this work sheet Sch-5 but will not be added to the grand total and shall be considered as applicable.
| ● | Click at the links to go to the work sheets Entry Tax, Octroi and other Taxes & Duties one by one.
Entry Tax :
| ● | Fill the description, amount and rate of applicable Entry Tax. Total of this worksheet shall be displayed in Sch -5 (Taxes & Duties)
| ● | Click at the link to go back to Sch-5.
OCTROI :
| ● | Fill the description, amount and rate of applicable Octroi. Total of this worksheet shall be displayed in Sch -5 (Taxes & Duties)
| ● | Click at the link to go back to Sch-5.
Other Taxes & Duties :
| ● | Fill the description, amount and rate of applicable Other Taxes & Duties. Total of this worksheet shall be displayed in Sch -5 (Taxes & Duties)
| ● | Click at the link to go back to Sch-5.
Sch -6 :
| ● | Summary of all the Schedules without considering discount (mentioned in the work sheet discount) shall be displayed automatically.
| ● | No cell is required to be filled in by the bidder in this worksheet.
Sch-7 (Type Test Charges) :
| ● | Fill up the rates & location where type tests are proposed.
| ● | Total of this Sch-7 shall automatically appear in Sch-1.
Bid form 2nd Envelope :
| ● | Fill up ref. no. as bidder's ref no. of this letter.
| ● | This letter shall consider the net price as per Sch-6 (After Discount).
| ● | Fill up names & Designation of the representatives of other JV partner(s) if the bidder is JV (Joint Venture) .
| ● | Fill up additional information as required.
* * *
Happy Bidding !
Click to Proceed

## Names of Bidder
Substation Package SS-104 for (I) (a) Extension of 765/400kV Bikaner (PG) S/s (b) Extension of 400/220kV Kotputli S/s (c) Extension of 400/220kV Bikaner -II S/s associated with ‘Transmission System for Evacuation of Power from Rajasthan REZ PH-IV (Part-I) (Bikaner Complex) Part-E’ and (II) (a) Extn. Of 400/220kV Bahadurgarh S/s (b) Extn of 400/220kV Jind S/s (c) Extension of 220kV Sonipat S/s associated with ‘Augmentation of ISTS for Interconnection of HVPNL Transmission Schemes’
SPEC. NO.: CC/NT/AIS/DOM/A04/22/00610 |  |  |  | Sole Bidder | 1
|  |  |  | JV (Joint Venture) | 1
Enter following details of the bidder |  |  |  |  | 2
Specify type of Bidder [Select from drop down menu] | Sole Bidder |  | 1 | 0
1
Name of Sole Bidder
Address of Sole Bidder
Name of other Partner - 1
Address of other Partner - 1
Name of other Partner - 2 (more, if any) | …….. …….. …….. …….. …….. ……..
Address of other Partner - 2 (more, if any) | …….. …….. …….. …….. …….. ……..
…….. …….. …….. …….. …….. ……..
…….. …….. …….. …….. …….. ……..
Printed Name
Designation
Date |  | 31
Place
Click for Sch-1

## Sch-1
SPEC. NO.: CC/NT/AIS/DOM/A04/22/00610 | [12 empty] | Schedule-1
Substation Package SS-104 for (I) (a) Extension of 765/400kV Bikaner (PG) S/s (b) Extension of 400/220kV Kotputli S/s (c) Extension of 400/220kV Bikaner -II S/s associated with ‘Transmission System for Evacuation of Power from Rajasthan REZ PH-IV (Part-I) (Bikaner Complex) Part-E’ and (II) (a) Extn. Of 400/220kV Bahadurgarh S/s (b) Extn of 400/220kV Jind S/s (c) Extension of 220kV Sonipat S/s associated with ‘Augmentation of ISTS for Interconnection of HVPNL Transmission Schemes’
(SCHEDULE OF RATES AND PRICES)
BIDDER: | [23 empty] | …….. …….. …….. …….. …….. ……..
0 | [9 empty] | To: | [13 empty] | 1
Bidder’s Name and Address (Sole Bidder) : | [9 empty] | Contract Services | [13 empty] | 0
Name : | [9 empty] | Power Grid Corporation of India Ltd., | [13 empty] | 0
Address : | [9 empty] | "Saudamini", Plot No.-2 | [13 empty] | JOINT VENTURE OF 0 & 0 …….. …….. …….. …….. …….. ……..
Sector-29,
Gurgaon (Haryana) - 122001
Plant and Equipment (including Mandatory Spares Parts) to be supplied, including Type Test Charges for Tests to be conducted.
(All Prices are in Indian Rupees)
SI. No. | PR No | PR Line Item No | Activity Description | Material Code | HSN Code | Whether HSN in column ‘6’ is confirmed. If not indicate applicable the HSN code # | Rate of GST applicable ( in %) | Whether rate of GST in column ‘8’ is confirmed. If not indicate applicable rate of GST # | Item Description | Unit | Qty. | Unit Ex-Works Price (excluding GST) | Total Ex-Works Price (excluding GST)
1 | 2 | 3 | 4 | 5 | 6 | 7 | 8 | 9 | 10 | 11 | 12 | 13 | 14 = 12 X 13 | [15 empty] | 91
A | NIT Bahadurgarh SS Extension | [18 empty] | Rounded off UnitPrice | Total Corrected Price (excl. GST) | GST rate | GST @12% | GST @18% | GST @28% | GST amount @12% | GST amount @18% | GST amount @28%
1 | 7000020228 | 10 | 420kV, 50kA AIS EQUIPMENT | 1000004489 | 85352913 |  | 18 |  | 420kV, 3150A, 50kA Circuit Breaker(3-Phase) without closing resistor | EA | 1 |  | INCLUDED | 0 | 0 | 0 | 0 | 0 | 0 | 0 | 0 | 0.18 | 0 | 0.18 | 0 | 0 | 0 | 0
2 | 7000020228 | 20 | 420kV, 50kA AIS EQUIPMENT | 1000020419 | 85354010 |  | 18 |  | 336kV Surge Arrester (1-phase) | EA | 3 |  | INCLUDED | 0 | 0 | 0 | 0 | 0 | 0 | 0 | 0 | 0.18 | 0 | 0.18 | 0 | 0 | 0 | 0
3 | 7000020228 | 30 | 245kV, 50kA AIS EQUIPMENT | 1000001694 | 85462040 |  | 18 |  | 245 kV ,1 phase Bus Post Insulators for Line Traps | EA | 24 |  | INCLUDED | 0 | 0 | 0 | 0 | 0 | 0 | 0 | 0 | 0.18 | 0 | 0.18 | 0 | 0 | 0 | 0
4 | 7000020228 | 40 | 245kV, 50kA AIS EQUIPMENT | 1000001695 | 85462040 |  | 18 |  | 245 kV, 1 phase Bus Post Insulator (except for Line Traps) | EA | 65 |  | INCLUDED | 0 | 0 | 0 | 0 | 0 | 0 | 0 | 0 | 0.18 | 0 | 0.18 | 0 | 0 | 0 | 0
5 | 7000020228 | 50 | 245kV, 50kA AIS EQUIPMENT | 1000020417 | 85354010 |  | 18 |  | 216kV Surge Arrester (1-phase) | EA | 15 |  | INCLUDED | 0 | 0 | 0 | 0 | 0 | 0 | 0 | 0 | 0.18 | 0 | 0.18 | 0 | 0 | 0 | 0
6 | 7000020228 | 60 | 245kV, 50kA AIS EQUIPMENT | 1000032777 | 85353090 |  | 18 |  | 245KV, 1600 A, 50KA, 3-PHASE, DOUBLE BREAK TANDEM ISOLATOR WITHOUT E/S | EA | 10 |  | INCLUDED | 0 | 0 | 0 | 0 | 0 | 0 | 0 | 0 | 0.18 | 0 | 0.18 | 0 | 0 | 0 | 0
7 | 7000020228 | 70 | 245kV, 50kA AIS EQUIPMENT | 1000001689 | 85353090 |  | 18 |  | 245kV, 1600A, 50 KA, 3-phase DoubleBreak Isolator with two E/S | EA | 5 |  | INCLUDED | 0 | 0 | 0 | 0 | 0 | 0 | 0 | 0 | 0.18 | 0 | 0.18 | 0 | 0 | 0 | 0
8 | 7000020228 | 80 | 245kV, 50kA AIS EQUIPMENT | 1000001688 | 85353090 |  | 18 |  | 245kV, 1600A, 50 KA, 3-phase DoubleBreak Isolator with one E/S | EA | 5 |  | INCLUDED | 0 | 0 | 0 | 0 | 0 | 0 | 0 | 0 | 0.18 | 0 | 0.18 | 0 | 0 | 0 | 0
9 | 7000020228 | 90 | 245kV, 50kA AIS EQUIPMENT | 1000001684 | 85359090 |  | 18 |  | 245 kV, 1600A, 50KA, 1-Phase CurrentTransformer with 120% extended currentrating | EA | 15 |  | INCLUDED | 0 | 0 | 0 | 0 | 0 | 0 | 0 | 0 | 0.18 | 0 | 0.18 | 0 | 0 | 0 | 0
10 | 7000020228 | 100 | 245kV, 50kA AIS EQUIPMENT | 1000001683 | 85352912 |  | 18 |  | 245kV, 1600A, 50KA Circuit Breaker(3-Phase) with support structure | EA | 5 |  | INCLUDED | 0 | 0 | 0 | 0 | 0 | 0 | 0 | 0 | 0.18 | 0 | 0.18 | 0 | 0 | 0 | 0
11 | 7000020228 | 110 | Erection Hardware for 420kV I-Type S/Y | 1000011326 | 72169990 |  | 18 |  | Erection Hardware for 400kV I type layout-Spare bay of half dia as pertechnical specification | SET | 1 |  | INCLUDED | 0 | 0 | 0 | 0 | 0 | 0 | 0 | 0 | 0.18 | 0 | 0.18 | 0 | 0 | 0 | 0
12 | 7000020228 | 120 | Erection Hardware for 220kV DMT Type S/Y | 1000011255 | 72169990 |  | 18 |  | Erection Hardware for 220kV layout (Double Main and TransferScheme)-Bus work (one Bay) as per technical specification | SET | 1 |  | INCLUDED | 0 | 0 | 0 | 0 | 0 | 0 | 0 | 0 | 0.18 | 0 | 0.18 | 0 | 0 | 0 | 0
13 | 7000020228 | 130 | Erection Hardware for 220kV DMT Type S/Y | 1000011257 | 72169990 |  | 18 |  | Erection Hardware for 220kV layout (Double Main and TransferScheme)-Bus work (three Bay) as per technical specification | SET | 1 |  | INCLUDED | 0 | 0 | 0 | 0 | 0 | 0 | 0 | 0 | 0.18 | 0 | 0.18 | 0 | 0 | 0 | 0
14 | 7000020228 | 140 | Erection Hardware for 220kV DMT Type S/Y | 1000011261 | 72169990 |  | 18 |  | Erection Hardware for 220kV layout (Double Main and TransferScheme)-Line Bay as per technical specification | SET | 4 |  | INCLUDED | 0 | 0 | 0 | 0 | 0 | 0 | 0 | 0 | 0.18 | 0 | 0.18 | 0 | 0 | 0 | 0
15 | 7000020228 | 150 | Erection Hardware for 220kV DMT Type S/Y | 1000011264 | 72169990 |  | 18 |  | Erection Hardware for 220kV layout (Double Main and TransferScheme)-Transformer Bay as per technical specification | SET | 1 |  | INCLUDED | 0 | 0 | 0 | 0 | 0 | 0 | 0 | 0 | 0.18 | 0 | 0.18 | 0 | 0 | 0 | 0
16 | 7000020557 | 10 | 420kV Insulator and Hardware | 1000055987 | 72169990 |  | 18 |  | 400KV SUSPENSION INSULATOR STRING AND ASSOCIATED HARDWARE FITTINGSWITH DROP CLAMP SUITABLE FOR TWIN CONDUCTOR | EA | 3 |  | INCLUDED | 0 | 0 | 0 | 0 | 0 | 0 | 0 | 0 | 0.18 | 0 | 0.18 | 0 | 0 | 0 | 0
17 | 7000020228 | 160 | 220kV Insulator and Hardware | 1000055983 | 72169990 |  | 18 |  | 220KV TENSION INSULATOR STRING AND ASSOCIATED HARDWARE FITTINGS WITHTURN BUCKLE SUITABLE FOR TWIN CONDUCTOR | EA | 24 |  | INCLUDED | 0 | 0 | 0 | 0 | 0 | 0 | 0 | 0 | 0.18 | 0 | 0.18 | 0 | 0 | 0 | 0
18 | 7000020228 | 170 | 220kV Insulator and Hardware | 1000055981 | 72169990 |  | 18 |  | 220KV TENSION INSULATOR STRING AND ASSOCIATED HARDWARE FITTINGS WITHTURN BUCKLE SUITABLE FOR QUAD CONDUCTOR | EA | 12 |  | INCLUDED | 0 | 0 | 0 | 0 | 0 | 0 | 0 | 0 | 0.18 | 0 | 0.18 | 0 | 0 | 0 | 0
19 | 7000020228 | 180 | 220kV Insulator and Hardware | 1000055980 | 72169990 |  | 18 |  | 220KV TENSION INSULATOR STRING AND ASSOCIATED HARDWARE FITTINGSWITHOUT TURN BUCKLE SUITABLE FOR TWIN CONDUCTOR | EA | 24 |  | INCLUDED | 0 | 0 | 0 | 0 | 0 | 0 | 0 | 0 | 0.18 | 0 | 0.18 | 0 | 0 | 0 | 0
20 | 7000020228 | 190 | 220kV Insulator and Hardware | 1000055978 | 72169990 |  | 18 |  | 220KV TENSION INSULATOR STRING AND ASSOCIATED HARDWARE FITTINGSWITHOUT TURN BUCKLE SUITABLE FOR QUAD CONDUCTOR | EA | 12 |  | INCLUDED | 0 | 0 | 0 | 0 | 0 | 0 | 0 | 0 | 0.18 | 0 | 0.18 | 0 | 0 | 0 | 0
21 | 7000020228 | 200 | 220kV Insulator and Hardware | 1000055977 | 72169990 |  | 18 |  | 220KV SUSPENSION INSULATOR STRING AND ASSOCIATED HARDWARE FITTINGSWITH THROUGH CLAMP SUITABLE FOR TWIN CONDUCTOR | EA | 12 |  | INCLUDED | 0 | 0 | 0 | 0 | 0 | 0 | 0 | 0 | 0.18 | 0 | 0.18 | 0 | 0 | 0 | 0
22 | 7000020228 | 210 | 220kV Insulator and Hardware | 1000055975 | 72169990 |  | 18 |  | 220KV SUSPENSION INSULATOR STRING AND ASSOCIATED HARDWARE FITTINGSWITH DROP CLAMP SUITABLE FOR TWIN CONDUCTOR | EA | 15 |  | INCLUDED | 0 | 0 | 0 | 0 | 0 | 0 | 0 | 0 | 0.18 | 0 | 0.18 | 0 | 0 | 0 | 0
23 | 7000020228 | 220 | Earthmat | 1000032055 | 72159090 |  | 18 |  | 40 MM MS ROD FOR MAIN EARTHMAT | KM | 4 |  | INCLUDED | 0 | 0 | 0 | 0 | 0 | 0 | 0 | 0 | 0.18 | 0 | 0.18 | 0 | 0 | 0 | 0
24 | 7000020228 | 230 | CRP for 420kV Bays with SAS | 1000004274 | 85371000 |  | 18 |  | 400kV Transformer Protection Panel (For both HV & MV side)-(withAutomation) | EA | 1 |  | INCLUDED | 0 | 0 | 0 | 0 | 0 | 0 | 0 | 0 | 0.18 | 0 | 0.18 | 0 | 0 | 0 | 0
25 | 7000020228 | 250 | CRP for 420kV Bays with SAS | 1000006843 | 85371000 |  | 18 |  | Augmentation of existing 400kV bus bar protection scheme | SET | 1 |  | INCLUDED | 0 | 0 | 0 | 0 | 0 | 0 | 0 | 0 | 0.18 | 0 | 0.18 | 0 | 0 | 0 | 0
26 | 7000020228 | 290 | CRP for 220kV Bays with SAS | 1000055443 | 85371000 |  | 18 |  | 220KV CIRCUIT BREAKER RELAY PANEL (WITH AUTOMATION) | EA | 5 |  | INCLUDED | 0 | 0 | 0 | 0 | 0 | 0 | 0 | 0 | 0.18 | 0 | 0.18 | 0 | 0 | 0 | 0
27 | 7000020228 | 260 | CRP for 220kV Bays with SAS | 1000001330 | 85371000 |  | 18 |  | 220kV Line Protection Panel (with Automation) | EA | 4 |  | INCLUDED | 0 | 0 | 0 | 0 | 0 | 0 | 0 | 0 | 0.18 | 0 | 0.18 | 0 | 0 | 0 | 0
28 | 7000020228 | 270 | CRP for 220kV Bays with SAS | 1000028290 | 85371000 |  | 18 |  | AUGMENTATION OF EXISTING BUS BAR PROTECTION SYSTEM AS PER SECTIONPROJECT,TECHNICAL SPECIFICATION | LS | 1 |  | INCLUDED | 0 | 0 | 0 | 0 | 0 | 0 | 0 | 0 | 0.18 | 0 | 0.18 | 0 | 0 | 0 | 0
29 | 7000020228 | 280 | CRP for 220kV Bays with SAS | 1000028083 | 85371000 |  | 18 |  | Control Panel for 220kV (DMS) (Bus Scheme as per SLD) with BCU | EA | 5 |  | INCLUDED | 0 | 0 | 0 | 0 | 0 | 0 | 0 | 0 | 0.18 | 0 | 0.18 | 0 | 0 | 0 | 0
30 | 7000020228 | 300 | VMS | 1000030433 | 85287390 |  | 18 |  | COLOR IP CAMERA, WITH PAN, TILT AND ZOOM FACILITIES, ALONGWITH ALLREQUIRED ITEMS, ACCESSORIES, LINE INTERFACE UNITS, FIBER PATCH CORDS,POWER SUPPLY UNITS, JUNCTION BOXES, CABLES, FIBER OPTIC CABLES, ETC.,AND INCLUDING INTEGRATION IN EXISTING HARDWARE AND SOFTWARE FORAUGMENTATION OF VISUAL MONITORING SYSTEM AS PER TECHNICALSPECIFICATION. | SET | 3 |  | INCLUDED | 0 | 0 | 0 | 0 | 0 | 0 | 0 | 0 | 0.18 | 0 | 0.18 | 0 | 0 | 0 | 0
31 | 7000020228 | 310 | PLCC Equipment | 1000001568 | 85176210 |  | 18 |  | 220kV,1600A,0.5mH ,50kA Line Trap | EA | 8 |  | INCLUDED | 0 | 0 | 0 | 0 | 0 | 0 | 0 | 0 | 0.18 | 0 | 0.18 | 0 | 0 | 0 | 0
32 | 7000020228 | 320 | PLCC Equipment | 1000036908 | 85446020 |  | 18 |  | HF CABLE 75 OHMS FOR PLCC | KM | 2 |  | INCLUDED | 0 | 0 | 0 | 0 | 0 | 0 | 0 | 0 | 0.18 | 0 | 0.18 | 0 | 0 | 0 | 0
33 | 7000020228 | 330 | PLCC Equipment | 1000010014 | 85176210 |  | 18 |  | Coupling device for PLCC | SET | 4 |  | INCLUDED | 0 | 0 | 0 | 0 | 0 | 0 | 0 | 0 | 0.18 | 0 | 0.18 | 0 | 0 | 0 | 0
34 | 7000020228 | 340 | LT SWITCHGEAR | 1000055451 | 85371000 |  | 18 |  | EXTENSION OF LT SWITCHGEAR AS PER TECHNICAL SPECIFICATION | SET | 1 |  | INCLUDED | 0 | 0 | 0 | 0 | 0 | 0 | 0 | 0 | 0.18 | 0 | 0.18 | 0 | 0 | 0 | 0
35 | 7000020228 | 350 | POWER & CONTROL CABLE | 1000032050 | 85446020 |  | 18 |  | 4PAIR, 0.5SQMM SCREENED CABLE | KM | 1 |  | INCLUDED | 0 | 0 | 0 | 0 | 0 | 0 | 0 | 0 | 0.18 | 0 | 0.18 | 0 | 0 | 0 | 0
36 | 7000020228 | 360 | POWER & CONTROL CABLE | 1000056265 | 85446020 |  | 18 |  | 1.1KV GRADE 27CX1.5 SQMM CONTROL CABLE | KM | 1 |  | INCLUDED | 0 | 0 | 0 | 0 | 0 | 0 | 0 | 0 | 0.18 | 0 | 0.18 | 0 | 0 | 0 | 0
37 | 7000020228 | 370 | POWER & CONTROL CABLE | 1000056264 | 85446020 |  | 18 |  | 1.1KV GRADE 19CX1.5 SQMM CONTROL CABLE | KM | 1 |  | INCLUDED | 0 | 0 | 0 | 0 | 0 | 0 | 0 | 0 | 0.18 | 0 | 0.18 | 0 | 0 | 0 | 0
38 | 7000020228 | 380 | POWER & CONTROL CABLE | 1000031904 | 85446020 |  | 18 |  | 1.1KV GRADE 14CX2.5 SQMM CONTROL CABLE | KM | 2.5 |  | INCLUDED | 0 | 0 | 0 | 0 | 0 | 0 | 0 | 0 | 0.18 | 0 | 0.18 | 0 | 0 | 0 | 0
39 | 7000020228 | 390 | POWER & CONTROL CABLE | 1000031887 | 85446020 |  | 18 |  | 1.1KV GRADE 10CX2.5 SQMM CONTROL CABLE | KM | 2.5 |  | INCLUDED | 0 | 0 | 0 | 0 | 0 | 0 | 0 | 0 | 0.18 | 0 | 0.18 | 0 | 0 | 0 | 0
40 | 7000020228 | 400 | POWER & CONTROL CABLE | 1000031993 | 85446020 |  | 18 |  | 1.1KV GRADE 7CX2.5 SQMM CONTROL CABLE | KM | 1.5 |  | INCLUDED | 0 | 0 | 0 | 0 | 0 | 0 | 0 | 0 | 0.18 | 0 | 0.18 | 0 | 0 | 0 | 0
41 | 7000020228 | 410 | POWER & CONTROL CABLE | 1000031987 | 85446020 |  | 18 |  | 1.1KV GRADE 5CX2.5 SQMM CONTROL CABLE | KM | 10 |  | INCLUDED | 0 | 0 | 0 | 0 | 0 | 0 | 0 | 0 | 0.18 | 0 | 0.18 | 0 | 0 | 0 | 0
42 | 7000020228 | 420 | POWER & CONTROL CABLE | 1000031964 | 85446020 |  | 18 |  | 1.1KV GRADE 3CX2.5 SQMM CONTROL CABLE | KM | 7 |  | INCLUDED | 0 | 0 | 0 | 0 | 0 | 0 | 0 | 0 | 0.18 | 0 | 0.18 | 0 | 0 | 0 | 0
43 | 7000020228 | 430 | POWER & CONTROL CABLE | 1000031943 | 85446020 |  | 18 |  | 1.1KV GRADE 2CX6 SQMM (PVC) POWER CABLE | KM | 3 |  | INCLUDED | 0 | 0 | 0 | 0 | 0 | 0 | 0 | 0 | 0.18 | 0 | 0.18 | 0 | 0 | 0 | 0
44 | 7000020228 | 440 | POWER & CONTROL CABLE | 1000031985 | 85446020 |  | 18 |  | 1.1KV GRADE 4CX6 SQMM (PVC) POWER CABLE | KM | 4 |  | INCLUDED | 0 | 0 | 0 | 0 | 0 | 0 | 0 | 0 | 0.18 | 0 | 0.18 | 0 | 0 | 0 | 0
45 | 7000020228 | 450 | POWER & CONTROL CABLE | 1000031953 | 85446020 |  | 18 |  | 1.1KV GRADE 3.5CX35 SQMM (PVC) POWER CABLE | KM | 1 |  | INCLUDED | 0 | 0 | 0 | 0 | 0 | 0 | 0 | 0 | 0.18 | 0 | 0.18 | 0 | 0 | 0 | 0
46 | 7000020228 | 460 | POWER & CONTROL CABLE | 1000031957 | 85446020 |  | 18 |  | 1.1KV GRADE 3.5CX70 SQMM (PVC) POWER CABLE | KM | 0.3 |  | INCLUDED | 0 | 0 | 0 | 0 | 0 | 0 | 0 | 0 | 0.18 | 0 | 0.18 | 0 | 0 | 0 | 0
47 | 7000020228 | 470 | POWER & CONTROL CABLE | 1000031951 | 85446090 |  | 18 |  | 1.1KV GRADE 3.5CX300 SQMM (XLPE) POWER CABLE | KM | 0.2 |  | INCLUDED | 0 | 0 | 0 | 0 | 0 | 0 | 0 | 0 | 0.18 | 0 | 0.18 | 0 | 0 | 0 | 0
48 | 7000020228 | 480 | FIRE FIGHTING SYSTEM | 1000055456 | 84248990 |  | 18 |  | HVW SPRAY SYSTEM, HYDRANT SYSTEM AND COMPLETE U/G & O/G PIPING ANDACCESSORIES ETC. OUT SIDE THE PUMP HOUSE FOR 400KV, 3-PHASEAUTOTRANSFORMER | SET | 1 |  | INCLUDED | 0 | 0 | 0 | 0 | 0 | 0 | 0 | 0 | 0.18 | 0 | 0.18 | 0 | 0 | 0 | 0
49 | 7000020228 | 490 | FIRE FIGHTING SYSTEM | 1000049665 | 84241000 |  | 18 |  | 60 LITRE FOAM TYPE TROLLEY/WHEEL MOUNTED FIRE EXTINGUISHER | SET | 2 |  | INCLUDED | 0 | 0 | 0 | 0 | 0 | 0 | 0 | 0 | 0.18 | 0 | 0.18 | 0 | 0 | 0 | 0
50 | 7000020228 | 500 | FIRE FIGHTING SYSTEM | 1000012022 | 84241000 |  | 18 |  | 4.5 kg CO2 type Portable Fire extinguisher | EA | 2 |  | INCLUDED | 0 | 0 | 0 | 0 | 0 | 0 | 0 | 0 | 0.18 | 0 | 0.18 | 0 | 0 | 0 | 0
51 | 7000020228 | 510 | ILLUMINATION SYSTEM | 1000014547 | 85371000 |  | 18 |  | Lighting Panel type ACP-2 as per technical specification | EA | 1 |  | INCLUDED | 0 | 0 | 0 | 0 | 0 | 0 | 0 | 0 | 0.18 | 0 | 0.18 | 0 | 0 | 0 | 0
52 | 7000020228 | 520 | ILLUMINATION SYSTEM | 1000001894 | 94059900 |  | 18 |  | Outdoor Power Receptacle for oilfiltration unit (250A) | EA | 1 |  | INCLUDED | 0 | 0 | 0 | 0 | 0 | 0 | 0 | 0 | 0.18 | 0 | 0.18 | 0 | 0 | 0 | 0
53 | 7000020228 | 530 | ILLUMINATION SYSTEM | 1000038387 | 94051090 |  | 18 |  | LED FLOOD LIGHT LUMINARIESTYPE FL-1 (150W) AS PER TECHNICALSPECIFICATION | EA | 4 |  | INCLUDED | 0 | 0 | 0 | 0 | 0 | 0 | 0 | 0 | 0.18 | 0 | 0.18 | 0 | 0 | 0 | 0
54 | 7000020228 | 540 | ILLUMINATION SYSTEM | 1000038325 | 94059900 |  | 18 |  | LIGHTING FIXTURE LED LUMINAIRES TYPE FL2 AS PER TECH. SPECIFICATIONS | EA | 4 |  | INCLUDED | 0 | 0 | 0 | 0 | 0 | 0 | 0 | 0 | 0.18 | 0 | 0.18 | 0 | 0 | 0 | 0
55 | 7000020228 | 550 | 400kV Equipment support structures | 1000017567 | 73045930 |  | 18 |  | Standard Pipe Structure for 400kV BPI (excluding wave trap) | EA | 3 |  | INCLUDED | 0 | 0 | 0 | 0 | 0 | 0 | 0 | 0 | 0.18 | 0 | 0.18 | 0 | 0 | 0 | 0
56 | 7000020228 | 560 | 400kV Equipment support structures | 1000020192 | 73045930 |  | 18 |  | Fabrication, galvanising and supply ofStandard Pipe Structure - 400 kV,1-Phase, CT including nuts, bolts, alltype of washers, packplates, step boltsand gusset plates excluding foundationbolts | EA | 3 |  | INCLUDED | 0 | 0 | 0 | 0 | 0 | 0 | 0 | 0 | 0.18 | 0 | 0.18 | 0 | 0 | 0 | 0
57 | 7000020228 | 570 | 400kV Equipment support structures | 1000020194 | 73045930 |  | 18 |  | Fabrication, galvanising and supply ofStandard Pipe Structure - 400 kV,3-Phase, ISOLATOR including nuts,bolts, all type of washers, packplates,step bolts and gusset plates excludingfoundation bolts | EA | 2 |  | INCLUDED | 0 | 0 | 0 | 0 | 0 | 0 | 0 | 0 | 0.18 | 0 | 0.18 | 0 | 0 | 0 | 0
58 | 7000020228 | 580 | 400kV Equipment support structures | 1000020195 | 73045930 |  | 18 |  | Fabrication, galvanising and supply ofStandard Pipe Structure - 400 kV,1-Phase, SA including nuts, bolts,all type of washers, packplates, stepbolts and gusset plates excludingfoundation bolts | EA | 3 |  | INCLUDED | 0 | 0 | 0 | 0 | 0 | 0 | 0 | 0 | 0.18 | 0 | 0.18 | 0 | 0 | 0 | 0
59 | 7000020228 | 590 | 220 kV Towers | 1000020105 | 73082011 |  | 18 |  | Fabrication, galvanising and supply of Standard 220 kV Tower CTCincluding nuts, bolts, all type of washers, packplates, step bolts andgusset plates excluding foundation bolts | EA | 1 |  | INCLUDED | 0 | 0 | 0 | 0 | 0 | 0 | 0 | 0 | 0.18 | 0 | 0.18 | 0 | 0 | 0 | 0
60 | 7000020228 | 600 | 220kV Equipment support structures | 1000020190 | 73045930 |  | 18 |  | Fabrication, galvanising and supply of Standard Pipe Structure - 220kV SA including nuts, bolts, all type of washers, packplates, stepbolts and gusset plates excluding foundation bolts | EA | 15 |  | INCLUDED | 0 | 0 | 0 | 0 | 0 | 0 | 0 | 0 | 0.18 | 0 | 0.18 | 0 | 0 | 0 | 0
61 | 7000020228 | 610 | 220kV Equipment support structures | 1000020189 | 73045930 |  | 18 |  | Fabrication, galvanising and supply of Standard Pipe Structure - 220kV ISOLATOR including nuts, bolts, all type of washers, packplates,step bolts and gusset plates excluding foundation bolts | EA | 20 |  | INCLUDED | 0 | 0 | 0 | 0 | 0 | 0 | 0 | 0 | 0.18 | 0 | 0.18 | 0 | 0 | 0 | 0
62 | 7000020228 | 620 | 220kV Equipment support structures | 1000020188 | 73045930 |  | 18 |  | Fabrication, galvanising and supply of Standard Pipe Structure - 220kV CVT including nuts, bolts, all type of washers, packplates, stepbolts and gusset plates excluding foundation bolts | EA | 12 |  | INCLUDED | 0 | 0 | 0 | 0 | 0 | 0 | 0 | 0 | 0.18 | 0 | 0.18 | 0 | 0 | 0 | 0
63 | 7000020228 | 630 | 220kV Equipment support structures | 1000020187 | 73045930 |  | 18 |  | Fabrication, galvanising and supply of Standard Pipe Structure - 220kV CT including nuts, bolts, all type of washers, packplates, stepbolts and gusset plates excluding foundation bolts | EA | 15 |  | INCLUDED | 0 | 0 | 0 | 0 | 0 | 0 | 0 | 0 | 0.18 | 0 | 0.18 | 0 | 0 | 0 | 0
64 | 7000020228 | 640 | 220kV Equipment support structures | 1000017562 | 73045930 |  | 18 |  | Standard Pipe Structure for 220kV BPI (excluding wave trap) | EA | 50 |  | INCLUDED | 0 | 0 | 0 | 0 | 0 | 0 | 0 | 0 | 0.18 | 0 | 0.18 | 0 | 0 | 0 | 0
65 | 7000020228 | 650 | 220kV Equipment support structures | 1000017565 | 73045930 |  | 18 |  | Fabrication, galvanising and supply of Std Pipe Structure - 220 kV highBPI including nuts, bolts, all type of washers, packplates, step boltsand gusset plates excluding foundation bolts | EA | 15 |  | INCLUDED | 0 | 0 | 0 | 0 | 0 | 0 | 0 | 0 | 0.18 | 0 | 0.18 | 0 | 0 | 0 | 0
66 | 7000020228 | 660 | Mandatory Spare LOT | 1000019918 | 85359090 |  | 18 |  | Spares for 420kV Circuit Breaker | LS | 1 |  | INCLUDED | 0 | 0 | 0 | 0 | 0 | 0 | 0 | 0 | 0.18 | 0 | 0.18 | 0 | 0 | 0 | 0
67 | 7000020228 | 670 | Mandatory Spare LOT | 1000024186 | 85354010 |  | 18 |  | SPARES FOR 336KV SURGE ARRESTER | LS | 1 |  | INCLUDED | 0 | 0 | 0 | 0 | 0 | 0 | 0 | 0 | 0.18 | 0 | 0.18 | 0 | 0 | 0 | 0
68 | 7000020228 | 680 | Mandatory Spare LOT | 1000025935 | 85389000 |  | 18 |  | Spare-245kV Circuit Breaker | SET | 1 |  | INCLUDED | 0 | 0 | 0 | 0 | 0 | 0 | 0 | 0 | 0.18 | 0 | 0.18 | 0 | 0 | 0 | 0
69 | 7000020228 | 690 | Mandatory Spare LOT | 1000025936 | 85353090 |  | 18 |  | Spare-245kV Isolator | SET | 1 |  | INCLUDED | 0 | 0 | 0 | 0 | 0 | 0 | 0 | 0 | 0.18 | 0 | 0.18 | 0 | 0 | 0 | 0
70 | 7000020228 | 700 | Mandatory Spare LOT | 1000025933 | 85389000 |  | 18 |  | Spare-245kV CT | SET | 1 |  | INCLUDED | 0 | 0 | 0 | 0 | 0 | 0 | 0 | 0 | 0.18 | 0 | 0.18 | 0 | 0 | 0 | 0
71 | 7000020228 | 710 | Mandatory Spare LOT | 1000019912 | 85371000 |  | 18 |  | Relay & protection Panels (with automation) | LS | 1 |  | INCLUDED | 0 | 0 | 0 | 0 | 0 | 0 | 0 | 0 | 0.18 | 0 | 0.18 | 0 | 0 | 0 | 0
72 | 7000020228 | 720 | Mandatory Spare LOT | 1000019927 | 85389000 |  | 18 |  | Spares-Substation Automation System | LS | 1 |  | INCLUDED | 0 | 0 | 0 | 0 | 0 | 0 | 0 | 0 | 0.18 | 0 | 0.18 | 0 | 0 | 0 | 0
73 | 7000020228 | 730 | Mandatory Spare LOT | 1000032289 | 84819090 |  | 18 |  | SPARES FOFIRE PROTECTION SYSTEM | SET | 1 |  | INCLUDED | 0 | 0 | 0 | 0 | 0 | 0 | 0 | 0 | 0.18 | 0 | 0.18 | 0 | 0 | 0 | 0
74 | 7000020228 | 910 | 400kV POWER TRANSFORMER | 1000028349 | 85049010 |  | 18 |  | DIGITAL RTCC PANEL | SET | 1 |  | INCLUDED | 0 | 0 | 0 | 0 | 0 | 0 | 0 | 0 | 0.18 | 0 | 0.18 | 0 | 0 | 0 | 0
75 | 7000020228 | 950 | Foundation Bolt | 1000012366 | 73082011 |  | 18 |  | Fabrication, galvanising and supply of 28mm dia foundation boltsincluding nuts, checknuts, washers and packplates. | EA | 1088 |  | INCLUDED | 0 | 0 | 0 | 0 | 0 | 0 | 0 | 0 | 0.18 | 0 | 0.18 | 0 | 0 | 0 | 0
76 | 7000020228 | 970 | Non Standard Structure | 1000015954 | 73082011 |  | 18 |  | Fabrication, galvanising and supply of Lattice Structures (MS Steel),to be designed during detailed engineering, for towers, beams andequipment support structure including pack plates / packwashers andgusset plates excluding fasteners and foundation bolts | MT | 78 |  | INCLUDED | 0 | 0 | 0 | 0 | 0 | 0 | 0 | 0 | 0.18 | 0 | 0.18 | 0 | 0 | 0 | 0
77 | 7000020228 | 980 | Non Standard Structure | 1000011713 | 73082011 |  | 18 |  | Fabrication, galvanising and supply of fasteners ( nuts, bolts andwashers ) including step bolts for lattice and pipe structures to bedesigned during detailed engineering | MT | 4 |  | INCLUDED | 0 | 0 | 0 | 0 | 0 | 0 | 0 | 0 | 0.18 | 0 | 0.18 | 0 | 0 | 0 | 0
78 | 7000020228 | 990 | Non Standard Structure | 1000012373 | 73082011 |  | 18 |  | Fabrication, galvanising and supply of foundation bolts including nuts,checknut and washers for lattice and pipe structures to be designedduring detailed engineering | MT | 6 |  | INCLUDED | 0 | 0 | 0 | 0 | 0 | 0 | 0 | 0 | 0.18 | 0 | 0.18 | 0 | 0 | 0 | 0
B | NIT Jind SS Extension
79 | 7000020228 | 1000 | 420kV, 50kA AIS EQUIPMENT | 1000020419 | 85354010 |  | 18 |  | 336kV Surge Arrester (1-phase) | EA | 3 |  | INCLUDED | 0 | 0 | 0 | 0 | 0 | 0 | 0 | 0 | 0.18 | 0 | 0.18 | 0 | 0 | 0 | 0
80 | 7000020228 | 1010 | Erection Hardware for 420kV I-Type S/Y | 1000011326 | 72169990 |  | 18 |  | Erection Hardware for 400kV I type layout-Spare bay of half dia as pertechnical specification | SET | 1 |  | INCLUDED | 0 | 0 | 0 | 0 | 0 | 0 | 0 | 0 | 0.18 | 0 | 0.18 | 0 | 0 | 0 | 0
81 | 7000020228 | 1020 | 420kV Insulator and Hardware | 1000055987 | 72169990 |  | 18 |  | 400KV SUSPENSION INSULATOR STRING AND ASSOCIATED HARDWARE FITTINGSWITH DROP CLAMP SUITABLE FOR TWIN CONDUCTOR | EA | 3 |  | INCLUDED | 0 | 0 | 0 | 0 | 0 | 0 | 0 | 0 | 0.18 | 0 | 0.18 | 0 | 0 | 0 | 0
82 | 7000020228 | 1030 | Erection Hardware for 220kV DMT Type S/Y | 1000011256 | 72169990 |  | 18 |  | Erection Hardware for 220kV layout (Double Main and TransferScheme)-Bus work (two Bay) as per technical specification | SET | 1 |  | INCLUDED | 0 | 0 | 0 | 0 | 0 | 0 | 0 | 0 | 0.18 | 0 | 0.18 | 0 | 0 | 0 | 0
83 | 7000020228 | 1040 | Erection Hardware for 220kV DMT Type S/Y | 1000011264 | 72169990 |  | 18 |  | Erection Hardware for 220kV layout (Double Main and TransferScheme)-Transformer Bay as per technical specification | SET | 1 |  | INCLUDED | 0 | 0 | 0 | 0 | 0 | 0 | 0 | 0 | 0.18 | 0 | 0.18 | 0 | 0 | 0 | 0
84 | 7000020228 | 1050 | 220kV Insulator and Hardware | 1000055983 | 72169990 |  | 18 |  | 220KV TENSION INSULATOR STRING AND ASSOCIATED HARDWARE FITTINGS WITHTURN BUCKLE SUITABLE FOR TWIN CONDUCTOR | EA | 15 |  | INCLUDED | 0 | 0 | 0 | 0 | 0 | 0 | 0 | 0 | 0.18 | 0 | 0.18 | 0 | 0 | 0 | 0
85 | 7000020228 | 1060 | 220kV Insulator and Hardware | 1000055980 | 72169990 |  | 18 |  | 220KV TENSION INSULATOR STRING AND ASSOCIATED HARDWARE FITTINGSWITHOUT TURN BUCKLE SUITABLE FOR TWIN CONDUCTOR | EA | 15 |  | INCLUDED | 0 | 0 | 0 | 0 | 0 | 0 | 0 | 0 | 0.18 | 0 | 0.18 | 0 | 0 | 0 | 0
86 | 7000020228 | 1070 | 220kV Insulator and Hardware | 1000055977 | 72169990 |  | 18 |  | 220KV SUSPENSION INSULATOR STRING AND ASSOCIATED HARDWARE FITTINGSWITH THROUGH CLAMP SUITABLE FOR TWIN CONDUCTOR | EA | 9 |  | INCLUDED | 0 | 0 | 0 | 0 | 0 | 0 | 0 | 0 | 0.18 | 0 | 0.18 | 0 | 0 | 0 | 0
87 | 7000020228 | 1080 | 220kV Insulator and Hardware | 1000055975 | 72169990 |  | 18 |  | 220KV SUSPENSION INSULATOR STRING AND ASSOCIATED HARDWARE FITTINGSWITH DROP CLAMP SUITABLE FOR TWIN CONDUCTOR | EA | 3 |  | INCLUDED | 0 | 0 | 0 | 0 | 0 | 0 | 0 | 0 | 0.18 | 0 | 0.18 | 0 | 0 | 0 | 0
88 | 7000020228 | 1090 | Earthmat | 1000032055 | 72159090 |  | 18 |  | 40 MM MS ROD FOR MAIN EARTHMAT | KM | 3 |  | INCLUDED | 0 | 0 | 0 | 0 | 0 | 0 | 0 | 0 | 0.18 | 0 | 0.18 | 0 | 0 | 0 | 0
89 | 7000020228 | 1110 | CRP for 420kV Bays with SAS | 1000055446 | 85371000 |  | 18 |  | 400KV CIRCUIT BREAKER RELAY PANEL (WITH AUTOMATION) | EA | 1 |  | INCLUDED | 0 | 0 | 0 | 0 | 0 | 0 | 0 | 0 | 0.18 | 0 | 0.18 | 0 | 0 | 0 | 0
90 | 7000020228 | 1100 | CRP for 420kV Bays with SAS | 1000004274 | 85371000 |  | 18 |  | 400kV Transformer Protection Panel (For both HV & MV side)-(withAutomation) | EA | 1 |  | INCLUDED | 0 | 0 | 0 | 0 | 0 | 0 | 0 | 0 | 0.18 | 0 | 0.18 | 0 | 0 | 0 | 0
91 | 7000020228 | 1120 | CRP for 220kV Bays with SAS | 1000055443 | 85371000 |  | 18 |  | 220KV CIRCUIT BREAKER RELAY PANEL (WITH AUTOMATION) | EA | 1 |  | INCLUDED | 0 | 0 | 0 | 0 | 0 | 0 | 0 | 0 | 0.18 | 0 | 0.18 | 0 | 0 | 0 | 0
92 | 7000020228 | 1130 | SAS-AUG | 1000001333 | 85371000 |  | 18 |  | Augmentation of Substation automation System for 220kV bay as perTechnical Specification | EA | 1 |  | INCLUDED | 0 | 0 | 0 | 0 | 0 | 0 | 0 | 0 | 0.18 | 0 | 0.18 | 0 | 0 | 0 | 0
93 | 7000020228 | 1140 | VMS | 1000030433 | 85287390 |  | 18 |  | COLOR IP CAMERA, WITH PAN, TILT AND ZOOM FACILITIES, ALONGWITH ALLREQUIRED ITEMS, ACCESSORIES, LINE INTERFACE UNITS, FIBER PATCH CORDS,POWER SUPPLY UNITS, JUNCTION BOXES, CABLES, FIBER OPTIC CABLES, ETC.,AND INCLUDING INTEGRATION IN EXISTING HARDWARE AND SOFTWARE FORAUGMENTATION OF VISUAL MONITORING SYSTEM AS PER TECHNICALSPECIFICATION. | SET | 1 |  | INCLUDED | 0 | 0 | 0 | 0 | 0 | 0 | 0 | 0 | 0.18 | 0 | 0.18 | 0 | 0 | 0 | 0
94 | 7000020228 | 1150 | LT SWITCHGEAR | 1000055451 | 85371000 |  | 18 |  | EXTENSION OF LT SWITCHGEAR AS PER TECHNICAL SPECIFICATION | SET | 1 |  | INCLUDED | 0 | 0 | 0 | 0 | 0 | 0 | 0 | 0 | 0.18 | 0 | 0.18 | 0 | 0 | 0 | 0
95 | 7000020228 | 1160 | POWER & CONTROL CABLE | 1000032050 | 85446020 |  | 18 |  | 4PAIR, 0.5SQMM SCREENED CABLE | KM | 0.5 |  | INCLUDED | 0 | 0 | 0 | 0 | 0 | 0 | 0 | 0 | 0.18 | 0 | 0.18 | 0 | 0 | 0 | 0
96 | 7000020228 | 1170 | POWER & CONTROL CABLE | 1000056265 | 85446020 |  | 18 |  | 1.1KV GRADE 27CX1.5 SQMM CONTROL CABLE | KM | 0.5 |  | INCLUDED | 0 | 0 | 0 | 0 | 0 | 0 | 0 | 0 | 0.18 | 0 | 0.18 | 0 | 0 | 0 | 0
97 | 7000020228 | 1180 | POWER & CONTROL CABLE | 1000056264 | 85446020 |  | 18 |  | 1.1KV GRADE 19CX1.5 SQMM CONTROL CABLE | KM | 0.5 |  | INCLUDED | 0 | 0 | 0 | 0 | 0 | 0 | 0 | 0 | 0.18 | 0 | 0.18 | 0 | 0 | 0 | 0
98 | 7000020228 | 1190 | POWER & CONTROL CABLE | 1000031904 | 85446020 |  | 18 |  | 1.1KV GRADE 14CX2.5 SQMM CONTROL CABLE | KM | 1.4 |  | INCLUDED | 0 | 0 | 0 | 0 | 0 | 0 | 0 | 0 | 0.18 | 0 | 0.18 | 0 | 0 | 0 | 0
99 | 7000020228 | 1200 | POWER & CONTROL CABLE | 1000031887 | 85446020 |  | 18 |  | 1.1KV GRADE 10CX2.5 SQMM CONTROL CABLE | KM | 1.5 |  | INCLUDED | 0 | 0 | 0 | 0 | 0 | 0 | 0 | 0 | 0.18 | 0 | 0.18 | 0 | 0 | 0 | 0
100 | 7000020228 | 1210 | POWER & CONTROL CABLE | 1000031993 | 85446020 |  | 18 |  | 1.1KV GRADE 7CX2.5 SQMM CONTROL CABLE | KM | 0.6 |  | INCLUDED | 0 | 0 | 0 | 0 | 0 | 0 | 0 | 0 | 0.18 | 0 | 0.18 | 0 | 0 | 0 | 0
101 | 7000020228 | 1220 | POWER & CONTROL CABLE | 1000031987 | 85446020 |  | 18 |  | 1.1KV GRADE 5CX2.5 SQMM CONTROL CABLE | KM | 5 |  | INCLUDED | 0 | 0 | 0 | 0 | 0 | 0 | 0 | 0 | 0.18 | 0 | 0.18 | 0 | 0 | 0 | 0
102 | 7000020228 | 1230 | POWER & CONTROL CABLE | 1000031964 | 85446020 |  | 18 |  | 1.1KV GRADE 3CX2.5 SQMM CONTROL CABLE | KM | 3.5 |  | INCLUDED | 0 | 0 | 0 | 0 | 0 | 0 | 0 | 0 | 0.18 | 0 | 0.18 | 0 | 0 | 0 | 0
103 | 7000020228 | 1240 | POWER & CONTROL CABLE | 1000031943 | 85446020 |  | 18 |  | 1.1KV GRADE 2CX6 SQMM (PVC) POWER CABLE | KM | 1 |  | INCLUDED | 0 | 0 | 0 | 0 | 0 | 0 | 0 | 0 | 0.18 | 0 | 0.18 | 0 | 0 | 0 | 0
104 | 7000020228 | 1250 | POWER & CONTROL CABLE | 1000031985 | 85446020 |  | 18 |  | 1.1KV GRADE 4CX6 SQMM (PVC) POWER CABLE | KM | 1 |  | INCLUDED | 0 | 0 | 0 | 0 | 0 | 0 | 0 | 0 | 0.18 | 0 | 0.18 | 0 | 0 | 0 | 0
105 | 7000020228 | 1260 | POWER & CONTROL CABLE | 1000031953 | 85446020 |  | 18 |  | 1.1KV GRADE 3.5CX35 SQMM (PVC) POWER CABLE | KM | 0.15 |  | INCLUDED | 0 | 0 | 0 | 0 | 0 | 0 | 0 | 0 | 0.18 | 0 | 0.18 | 0 | 0 | 0 | 0
106 | 7000020228 | 1270 | POWER & CONTROL CABLE | 1000031957 | 85446020 |  | 18 |  | 1.1KV GRADE 3.5CX70 SQMM (PVC) POWER CABLE | KM | 0.2 |  | INCLUDED | 0 | 0 | 0 | 0 | 0 | 0 | 0 | 0 | 0.18 | 0 | 0.18 | 0 | 0 | 0 | 0
107 | 7000020228 | 1280 | POWER & CONTROL CABLE | 1000031911 | 85446020 |  | 18 |  | 1.1KV GRADE 1CX150 SQMM (PVC) POWER CABLE | KM | 0.2 |  | INCLUDED | 0 | 0 | 0 | 0 | 0 | 0 | 0 | 0 | 0.18 | 0 | 0.18 | 0 | 0 | 0 | 0
108 | 7000020228 | 1290 | POWER & CONTROL CABLE | 1000031951 | 85446090 |  | 18 |  | 1.1KV GRADE 3.5CX300 SQMM (XLPE) POWER CABLE | KM | 0.2 |  | INCLUDED | 0 | 0 | 0 | 0 | 0 | 0 | 0 | 0 | 0.18 | 0 | 0.18 | 0 | 0 | 0 | 0
109 | 7000020228 | 1300 | AIR CONDITIONING & VENTILATION SYSTEM | 1000006284 | 84151090 |  | 28 |  | Air conditioning system for Switchyard Panel Room of 6m length | SET | 1 |  | INCLUDED | 0 | 0 | 0 | 0 | 0 | 0 | 0 | 0 | 0.28 | 0 | 0 | 0.28 | 0 | 0 | 0
110 | 7000020228 | 1310 | FIRE FIGHTING SYSTEM | 1000055456 | 84248990 |  | 18 |  | HVW SPRAY SYSTEM, HYDRANT SYSTEM AND COMPLETE U/G & O/G PIPING ANDACCESSORIES ETC. OUT SIDE THE PUMP HOUSE FOR 400KV, 3-PHASEAUTOTRANSFORMER | SET | 1 |  | INCLUDED | 0 | 0 | 0 | 0 | 0 | 0 | 0 | 0 | 0.18 | 0 | 0.18 | 0 | 0 | 0 | 0
111 | 7000020228 | 1320 | FIRE FIGHTING SYSTEM | 1000012018 | 85311020 |  | 18 |  | Fire Detection and Alarm System for Switchyard Panel Room of 6 mlength | SET | 1 |  | INCLUDED | 0 | 0 | 0 | 0 | 0 | 0 | 0 | 0 | 0.18 | 0 | 0.18 | 0 | 0 | 0 | 0
112 | 7000020228 | 1330 | FIRE FIGHTING SYSTEM | 1000049665 | 84241000 |  | 18 |  | 60 LITRE FOAM TYPE TROLLEY/WHEEL MOUNTED FIRE EXTINGUISHER | SET | 2 |  | INCLUDED | 0 | 0 | 0 | 0 | 0 | 0 | 0 | 0 | 0.18 | 0 | 0.18 | 0 | 0 | 0 | 0
113 | 7000020228 | 1340 | FIRE FIGHTING SYSTEM | 1000012022 | 84241000 |  | 18 |  | 4.5 kg CO2 type Portable Fire extinguisher | EA | 2 |  | INCLUDED | 0 | 0 | 0 | 0 | 0 | 0 | 0 | 0 | 0.18 | 0 | 0.18 | 0 | 0 | 0 | 0
114 | 7000020228 | 1350 | ILLUMINATION SYSTEM | 1000013795 | 94059900 |  | 18 |  | Illumination System for switchyard panel room of 6 m length | LS | 1 |  | INCLUDED | 0 | 0 | 0 | 0 | 0 | 0 | 0 | 0 | 0.18 | 0 | 0.18 | 0 | 0 | 0 | 0
115 | 7000020228 | 1360 | ILLUMINATION SYSTEM | 1000038325 | 94059900 |  | 18 |  | LIGHTING FIXTURE LED LUMINAIRES TYPE FL2 AS PER TECH. SPECIFICATIONS | EA | 3 |  | INCLUDED | 0 | 0 | 0 | 0 | 0 | 0 | 0 | 0 | 0.18 | 0 | 0.18 | 0 | 0 | 0 | 0
116 | 7000020228 | 1370 | ILLUMINATION SYSTEM | 1000038387 | 94051090 |  | 18 |  | LED FLOOD LIGHT LUMINARIESTYPE FL-1 (150W) AS PER TECHNICALSPECIFICATION | EA | 3 |  | INCLUDED | 0 | 0 | 0 | 0 | 0 | 0 | 0 | 0 | 0.18 | 0 | 0.18 | 0 | 0 | 0 | 0
117 | 7000020228 | 1380 | ILLUMINATION SYSTEM | 1000001894 | 94059900 |  | 18 |  | Outdoor Power Receptacle for oilfiltration unit (250A) | EA | 1 |  | INCLUDED | 0 | 0 | 0 | 0 | 0 | 0 | 0 | 0 | 0.18 | 0 | 0.18 | 0 | 0 | 0 | 0
118 | 7000020228 | 1390 | ILLUMINATION SYSTEM | 1000014547 | 85371000 |  | 18 |  | Lighting Panel type ACP-2 as per technical specification | EA | 1 |  | INCLUDED | 0 | 0 | 0 | 0 | 0 | 0 | 0 | 0 | 0.18 | 0 | 0.18 | 0 | 0 | 0 | 0
119 | 7000020228 | 1400 | 400kV Equipment support structures | 1000017567 | 73045930 |  | 18 |  | Standard Pipe Structure for 400kV BPI (excluding wave trap) | EA | 3 |  | INCLUDED | 0 | 0 | 0 | 0 | 0 | 0 | 0 | 0 | 0.18 | 0 | 0.18 | 0 | 0 | 0 | 0
120 | 7000020228 | 1410 | 400kV Equipment support structures | 1000020192 | 73045930 |  | 18 |  | Fabrication, galvanising and supply ofStandard Pipe Structure - 400 kV,1-Phase, CT including nuts, bolts, alltype of washers, packplates, step boltsand gusset plates excluding foundationbolts | EA | 3 |  | INCLUDED | 0 | 0 | 0 | 0 | 0 | 0 | 0 | 0 | 0.18 | 0 | 0.18 | 0 | 0 | 0 | 0
121 | 7000020228 | 1420 | 400kV Equipment support structures | 1000020194 | 73045930 |  | 18 |  | Fabrication, galvanising and supply ofStandard Pipe Structure - 400 kV,3-Phase, ISOLATOR including nuts,bolts, all type of washers, packplates,step bolts and gusset plates excludingfoundation bolts | EA | 2 |  | INCLUDED | 0 | 0 | 0 | 0 | 0 | 0 | 0 | 0 | 0.18 | 0 | 0.18 | 0 | 0 | 0 | 0
122 | 7000020228 | 1430 | 400kV Equipment support structures | 1000020195 | 73045930 |  | 18 |  | Fabrication, galvanising and supply ofStandard Pipe Structure - 400 kV,1-Phase, SA including nuts, bolts,all type of washers, packplates, stepbolts and gusset plates excludingfoundation bolts | EA | 3 |  | INCLUDED | 0 | 0 | 0 | 0 | 0 | 0 | 0 | 0 | 0.18 | 0 | 0.18 | 0 | 0 | 0 | 0
123 | 7000020228 | 1440 | 220 kV Towers | 1000020088 | 73082011 |  | 18 |  | Fabrication, galvanising and supply of Standard 220 kV Gantry BG1including nuts, bolts, all type of washers, packplates, step bolts andgusset plates excluding foundation bolts | EA | 3 |  | INCLUDED | 0 | 0 | 0 | 0 | 0 | 0 | 0 | 0 | 0.18 | 0 | 0.18 | 0 | 0 | 0 | 0
124 | 7000020228 | 1450 | 220 kV Towers | 1000020086 | 73082011 |  | 18 |  | Fabrication, galvanising and supply of Standard 220 kV Gantry B1including nuts, bolts, all type of washers, packplates, step bolts andgusset plates excluding foundation bolts | EA | 8 |  | INCLUDED | 0 | 0 | 0 | 0 | 0 | 0 | 0 | 0 | 0.18 | 0 | 0.18 | 0 | 0 | 0 | 0
125 | 7000020228 | 1460 | 220 kV Towers | 1000020113 | 73082011 |  | 18 |  | Fabrication, galvanising and supply of Standard 220 kV Tower CTKincluding nuts, bolts, all type of washers, packplates, step bolts andgusset plates excluding foundation bolts | EA | 2 |  | INCLUDED | 0 | 0 | 0 | 0 | 0 | 0 | 0 | 0 | 0.18 | 0 | 0.18 | 0 | 0 | 0 | 0
126 | 7000020228 | 1470 | 220 kV Towers | 1000020095 | 73082011 |  | 18 |  | Fabrication, galvanising and supply of Standard 220 kV Tower (w/opeak) CTJ including nuts, bolts, all type of washers, packplates, stepbolts and gusset plates excluding foundation bolts | EA | 2 |  | INCLUDED | 0 | 0 | 0 | 0 | 0 | 0 | 0 | 0 | 0.18 | 0 | 0.18 | 0 | 0 | 0 | 0
127 | 7000020228 | 1480 | 220 kV Towers | 1000020110 | 73082011 |  | 18 |  | Fabrication, galvanising and supply of Standard 220 kV Tower CTHincluding nuts, bolts, all type of washers, packplates, step bolts andgusset plates excluding foundation bolts | EA | 1 |  | INCLUDED | 0 | 0 | 0 | 0 | 0 | 0 | 0 | 0 | 0.18 | 0 | 0.18 | 0 | 0 | 0 | 0
128 | 7000020228 | 1490 | 220 kV Towers | 1000020109 | 73082011 |  | 18 |  | Fabrication, galvanising and supply of Standard 220 kV Tower CTGincluding nuts, bolts, all type of washers, packplates, step bolts andgusset plates excluding foundation bolts | EA | 1 |  | INCLUDED | 0 | 0 | 0 | 0 | 0 | 0 | 0 | 0 | 0.18 | 0 | 0.18 | 0 | 0 | 0 | 0
129 | 7000020228 | 1500 | 220 kV Towers | 1000020105 | 73082011 |  | 18 |  | Fabrication, galvanising and supply of Standard 220 kV Tower CTCincluding nuts, bolts, all type of washers, packplates, step bolts andgusset plates excluding foundation bolts | EA | 1 |  | INCLUDED | 0 | 0 | 0 | 0 | 0 | 0 | 0 | 0 | 0.18 | 0 | 0.18 | 0 | 0 | 0 | 0
130 | 7000020228 | 1510 | 220 kV Towers | 1000020099 | 73082011 |  | 18 |  | Fabrication, galvanising and supply of Standard 220 kV Tower CCincluding nuts, bolts, all type of washers, packplates, step bolts andgusset plates excluding foundation bolts | EA | 1 |  | INCLUDED | 0 | 0 | 0 | 0 | 0 | 0 | 0 | 0 | 0.18 | 0 | 0.18 | 0 | 0 | 0 | 0
131 | 7000020228 | 1520 | 220 kV Towers | 1000020098 | 73082011 |  | 18 |  | Fabrication, galvanising and supply of Standard 220 kV Tower CBincluding nuts, bolts, all type of washers, packplates, step bolts andgusset plates excluding foundation bolts | EA | 3 |  | INCLUDED | 0 | 0 | 0 | 0 | 0 | 0 | 0 | 0 | 0.18 | 0 | 0.18 | 0 | 0 | 0 | 0
132 | 7000020228 | 1530 | 220 kV Towers | 1000020097 | 73082011 |  | 18 |  | Fabrication, galvanising and supply of Standard 220 kV Tower CAincluding nuts, bolts, all type of washers, packplates, step bolts andgusset plates excluding foundation bolts | EA | 2 |  | INCLUDED | 0 | 0 | 0 | 0 | 0 | 0 | 0 | 0 | 0.18 | 0 | 0.18 | 0 | 0 | 0 | 0
133 | 7000020228 | 1540 | 220kV Equipment support structures | 1000017565 | 73045930 |  | 18 |  | Fabrication, galvanising and supply of Std Pipe Structure - 220 kV highBPI including nuts, bolts, all type of washers, packplates, step boltsand gusset plates excluding foundation bolts | EA | 6 |  | INCLUDED | 0 | 0 | 0 | 0 | 0 | 0 | 0 | 0 | 0.18 | 0 | 0.18 | 0 | 0 | 0 | 0
134 | 7000020228 | 1550 | 220kV Equipment support structures | 1000017562 | 73045930 |  | 18 |  | Standard Pipe Structure for 220kV BPI (excluding wave trap) | EA | 7 |  | INCLUDED | 0 | 0 | 0 | 0 | 0 | 0 | 0 | 0 | 0.18 | 0 | 0.18 | 0 | 0 | 0 | 0
135 | 7000020228 | 1560 | 220kV Equipment support structures | 1000020187 | 73045930 |  | 18 |  | Fabrication, galvanising and supply of Standard Pipe Structure - 220kV CT including nuts, bolts, all type of washers, packplates, stepbolts and gusset plates excluding foundation bolts | EA | 3 |  | INCLUDED | 0 | 0 | 0 | 0 | 0 | 0 | 0 | 0 | 0.18 | 0 | 0.18 | 0 | 0 | 0 | 0
136 | 7000020228 | 1570 | 220kV Equipment support structures | 1000020189 | 73045930 |  | 18 |  | Fabrication, galvanising and supply of Standard Pipe Structure - 220kV ISOLATOR including nuts, bolts, all type of washers, packplates,step bolts and gusset plates excluding foundation bolts | EA | 4 |  | INCLUDED | 0 | 0 | 0 | 0 | 0 | 0 | 0 | 0 | 0.18 | 0 | 0.18 | 0 | 0 | 0 | 0
137 | 7000020228 | 1580 | 220kV Equipment support structures | 1000020190 | 73045930 |  | 18 |  | Fabrication, galvanising and supply of Standard Pipe Structure - 220kV SA including nuts, bolts, all type of washers, packplates, stepbolts and gusset plates excluding foundation bolts | EA | 3 |  | INCLUDED | 0 | 0 | 0 | 0 | 0 | 0 | 0 | 0 | 0.18 | 0 | 0.18 | 0 | 0 | 0 | 0
138 | 7000020228 | 1590 | Mandatory Spare LOT | 1000024186 | 85354010 |  | 18 |  | SPARES FOR 336KV SURGE ARRESTER | LS | 1 |  | INCLUDED | 0 | 0 | 0 | 0 | 0 | 0 | 0 | 0 | 0.18 | 0 | 0.18 | 0 | 0 | 0 | 0
139 | 7000020228 | 1600 | Mandatory Spare LOT | 1000019912 | 85371000 |  | 18 |  | Relay & protection Panels (with automation) | LS | 1 |  | INCLUDED | 0 | 0 | 0 | 0 | 0 | 0 | 0 | 0 | 0.18 | 0 | 0.18 | 0 | 0 | 0 | 0
140 | 7000020228 | 1610 | Mandatory Spare LOT | 1000019927 | 85389000 |  | 18 |  | Spares-Substation Automation System | LS | 1 |  | INCLUDED | 0 | 0 | 0 | 0 | 0 | 0 | 0 | 0 | 0.18 | 0 | 0.18 | 0 | 0 | 0 | 0
141 | 7000020228 | 1620 | Mandatory Spare LOT | 1000032289 | 84819090 |  | 18 |  | SPARES FOFIRE PROTECTION SYSTEM | SET | 1 |  | INCLUDED | 0 | 0 | 0 | 0 | 0 | 0 | 0 | 0 | 0.18 | 0 | 0.18 | 0 | 0 | 0 | 0
142 | 7000020228 | 1820 | 400kV POWER TRANSFORMER | 1000028349 | 85049010 |  | 18 |  | DIGITAL RTCC PANEL | SET | 1 |  | INCLUDED | 0 | 0 | 0 | 0 | 0 | 0 | 0 | 0 | 0.18 | 0 | 0.18 | 0 | 0 | 0 | 0
143 | 7000020228 | 1860 | Foundation Bolt | 1000012366 | 73082011 |  | 18 |  | Fabrication, galvanising and supply of 28mm dia foundation boltsincluding nuts, checknuts, washers and packplates. | EA | 284 |  | INCLUDED | 0 | 0 | 0 | 0 | 0 | 0 | 0 | 0 | 0.18 | 0 | 0.18 | 0 | 0 | 0 | 0
144 | 7000020228 | 1870 | Foundation Bolt | 1000012368 | 73082011 |  | 18 |  | Fabrication, galvanising and supply of 40mm dia foundation boltsincluding nuts, checknuts, washers and packplates. | EA | 72 |  | INCLUDED | 0 | 0 | 0 | 0 | 0 | 0 | 0 | 0 | 0.18 | 0 | 0.18 | 0 | 0 | 0 | 0
145 | 7000020228 | 1880 | Foundation Bolt | 1000012369 | 73082011 |  | 18 |  | Fabrication, galvanising and supply of 56mm dia foundation boltsincluding nuts, checknuts, washers and packplates | EA | 76 |  | INCLUDED | 0 | 0 | 0 | 0 | 0 | 0 | 0 | 0 | 0.18 | 0 | 0.18 | 0 | 0 | 0 | 0
C | NIT Sonepat SS Extension
146 | 7000020228 | 1890 | 245kV, 50kA AIS EQUIPMENT | 1000001683 | 85352912 |  | 18 |  | 245kV, 1600A, 50KA Circuit Breaker(3-Phase) with support structure | EA | 2 |  | INCLUDED | 0 | 0 | 0 | 0 | 0 | 0 | 0 | 0 | 0.18 | 0 | 0.18 | 0 | 0 | 0 | 0
147 | 7000020228 | 1900 | 245kV, 50kA AIS EQUIPMENT | 1000001684 | 85359090 |  | 18 |  | 245 kV, 1600A, 50KA, 1-Phase CurrentTransformer with 120% extended currentrating | EA | 6 |  | INCLUDED | 0 | 0 | 0 | 0 | 0 | 0 | 0 | 0 | 0.18 | 0 | 0.18 | 0 | 0 | 0 | 0
148 | 7000020228 | 1910 | 245kV, 50kA AIS EQUIPMENT | 1000001688 | 85353090 |  | 18 |  | 245kV, 1600A, 50 KA, 3-phase DoubleBreak Isolator with one E/S | EA | 2 |  | INCLUDED | 0 | 0 | 0 | 0 | 0 | 0 | 0 | 0 | 0.18 | 0 | 0.18 | 0 | 0 | 0 | 0
149 | 7000020228 | 1920 | 245kV, 50kA AIS EQUIPMENT | 1000001689 | 85353090 |  | 18 |  | 245kV, 1600A, 50 KA, 3-phase DoubleBreak Isolator with two E/S | EA | 2 |  | INCLUDED | 0 | 0 | 0 | 0 | 0 | 0 | 0 | 0 | 0.18 | 0 | 0.18 | 0 | 0 | 0 | 0
150 | 7000020228 | 1930 | 245kV, 50kA AIS EQUIPMENT | 1000032777 | 85353090 |  | 18 |  | 245KV, 1600 A, 50KA, 3-PHASE, DOUBLE BREAK TANDEM ISOLATOR WITHOUT E/S | EA | 4 |  | INCLUDED | 0 | 0 | 0 | 0 | 0 | 0 | 0 | 0 | 0.18 | 0 | 0.18 | 0 | 0 | 0 | 0
151 | 7000020228 | 1940 | 245kV, 50kA AIS EQUIPMENT | 1000020417 | 85354010 |  | 18 |  | 216kV Surge Arrester (1-phase) | EA | 6 |  | INCLUDED | 0 | 0 | 0 | 0 | 0 | 0 | 0 | 0 | 0.18 | 0 | 0.18 | 0 | 0 | 0 | 0
152 | 7000020228 | 1950 | 245kV, 50kA AIS EQUIPMENT | 1000001695 | 85462040 |  | 18 |  | 245 kV, 1 phase Bus Post Insulator (except for Line Traps) | EA | 26 |  | INCLUDED | 0 | 0 | 0 | 0 | 0 | 0 | 0 | 0 | 0.18 | 0 | 0.18 | 0 | 0 | 0 | 0
153 | 7000020228 | 1960 | 245kV, 50kA AIS EQUIPMENT | 1000001694 | 85462040 |  | 18 |  | 245 kV ,1 phase Bus Post Insulators for Line Traps | EA | 12 |  | INCLUDED | 0 | 0 | 0 | 0 | 0 | 0 | 0 | 0 | 0.18 | 0 | 0.18 | 0 | 0 | 0 | 0
154 | 7000020228 | 1970 | Erection Hardware for 220kV DMT Type S/Y | 1000011257 | 72169990 |  | 18 |  | Erection Hardware for 220kV layout (Double Main and TransferScheme)-Bus work (three Bay) as per technical specification | SET | 1 |  | INCLUDED | 0 | 0 | 0 | 0 | 0 | 0 | 0 | 0 | 0.18 | 0 | 0.18 | 0 | 0 | 0 | 0
155 | 7000020228 | 1980 | Erection Hardware for 220kV DMT Type S/Y | 1000011261 | 72169990 |  | 18 |  | Erection Hardware for 220kV layout (Double Main and TransferScheme)-Line Bay as per technical specification | SET | 2 |  | INCLUDED | 0 | 0 | 0 | 0 | 0 | 0 | 0 | 0 | 0.18 | 0 | 0.18 | 0 | 0 | 0 | 0
156 | 7000020228 | 1990 | 220kV Insulator and Hardware | 1000055983 | 72169990 |  | 18 |  | 220KV TENSION INSULATOR STRING AND ASSOCIATED HARDWARE FITTINGS WITHTURN BUCKLE SUITABLE FOR TWIN CONDUCTOR | EA | 3 |  | INCLUDED | 0 | 0 | 0 | 0 | 0 | 0 | 0 | 0 | 0.18 | 0 | 0.18 | 0 | 0 | 0 | 0
157 | 7000020228 | 2000 | 220kV Insulator and Hardware | 1000055981 | 72169990 |  | 18 |  | 220KV TENSION INSULATOR STRING AND ASSOCIATED HARDWARE FITTINGS WITHTURN BUCKLE SUITABLE FOR QUAD CONDUCTOR | EA | 6 |  | INCLUDED | 0 | 0 | 0 | 0 | 0 | 0 | 0 | 0 | 0.18 | 0 | 0.18 | 0 | 0 | 0 | 0
158 | 7000020228 | 2010 | 220kV Insulator and Hardware | 1000055980 | 72169990 |  | 18 |  | 220KV TENSION INSULATOR STRING AND ASSOCIATED HARDWARE FITTINGSWITHOUT TURN BUCKLE SUITABLE FOR TWIN CONDUCTOR | EA | 3 |  | INCLUDED | 0 | 0 | 0 | 0 | 0 | 0 | 0 | 0 | 0.18 | 0 | 0.18 | 0 | 0 | 0 | 0
159 | 7000020228 | 2020 | 220kV Insulator and Hardware | 1000055978 | 72169990 |  | 18 |  | 220KV TENSION INSULATOR STRING AND ASSOCIATED HARDWARE FITTINGSWITHOUT TURN BUCKLE SUITABLE FOR QUAD CONDUCTOR | EA | 6 |  | INCLUDED | 0 | 0 | 0 | 0 | 0 | 0 | 0 | 0 | 0.18 | 0 | 0.18 | 0 | 0 | 0 | 0
160 | 7000020228 | 2030 | 220kV Insulator and Hardware | 1000055975 | 72169990 |  | 18 |  | 220KV SUSPENSION INSULATOR STRING AND ASSOCIATED HARDWARE FITTINGSWITH DROP CLAMP SUITABLE FOR TWIN CONDUCTOR | EA | 6 |  | INCLUDED | 0 | 0 | 0 | 0 | 0 | 0 | 0 | 0 | 0.18 | 0 | 0.18 | 0 | 0 | 0 | 0
161 | 7000020228 | 2040 | Earthmat | 1000032055 | 72159090 |  | 18 |  | 40 MM MS ROD FOR MAIN EARTHMAT | KM | 3 |  | INCLUDED | 0 | 0 | 0 | 0 | 0 | 0 | 0 | 0 | 0.18 | 0 | 0.18 | 0 | 0 | 0 | 0
162 | 7000020228 | 2070 | CRP for 220kV Bays with SAS | 1000055443 | 85371000 |  | 18 |  | 220KV CIRCUIT BREAKER RELAY PANEL (WITH AUTOMATION) | EA | 2 |  | INCLUDED | 0 | 0 | 0 | 0 | 0 | 0 | 0 | 0 | 0.18 | 0 | 0.18 | 0 | 0 | 0 | 0
163 | 7000020228 | 2050 | CRP for 220kV Bays with SAS | 1000001330 | 85371000 |  | 18 |  | 220kV Line Protection Panel (with Automation) | EA | 2 |  | INCLUDED | 0 | 0 | 0 | 0 | 0 | 0 | 0 | 0 | 0.18 | 0 | 0.18 | 0 | 0 | 0 | 0
164 | 7000020228 | 2060 | CRP for 220kV Bays with SAS | 1000001167 | 85371000 |  | 18 |  | Augmentation of existing 220kV bus bar protection scheme.(No. of baysas per specification)-(with Automation) | SET | 1 |  | INCLUDED | 0 | 0 | 0 | 0 | 0 | 0 | 0 | 0 | 0.18 | 0 | 0.18 | 0 | 0 | 0 | 0
165 | 7000020228 | 2080 | SAS-AUG | 1000001333 | 85371000 |  | 18 |  | Augmentation of Substation automation System for 220kV bay as perTechnical Specification | EA | 2 |  | INCLUDED | 0 | 0 | 0 | 0 | 0 | 0 | 0 | 0 | 0.18 | 0 | 0.18 | 0 | 0 | 0 | 0
166 | 7000020228 | 2090 | VMS | 1000030433 | 85287390 |  | 18 |  | COLOR IP CAMERA, WITH PAN, TILT AND ZOOM FACILITIES, ALONGWITH ALLREQUIRED ITEMS, ACCESSORIES, LINE INTERFACE UNITS, FIBER PATCH CORDS,POWER SUPPLY UNITS, JUNCTION BOXES, CABLES, FIBER OPTIC CABLES, ETC.,AND INCLUDING INTEGRATION IN EXISTING HARDWARE AND SOFTWARE FORAUGMENTATION OF VISUAL MONITORING SYSTEM AS PER TECHNICALSPECIFICATION. | SET | 1 |  | INCLUDED | 0 | 0 | 0 | 0 | 0 | 0 | 0 | 0 | 0.18 | 0 | 0.18 | 0 | 0 | 0 | 0
167 | 7000020228 | 2100 | PLCC Equipment | 1000001568 | 85176210 |  | 18 |  | 220kV,1600A,0.5mH ,50kA Line Trap | EA | 4 |  | INCLUDED | 0 | 0 | 0 | 0 | 0 | 0 | 0 | 0 | 0.18 | 0 | 0.18 | 0 | 0 | 0 | 0
168 | 7000020228 | 2110 | PLCC Equipment | 1000010014 | 85176210 |  | 18 |  | Coupling device for PLCC | SET | 2 |  | INCLUDED | 0 | 0 | 0 | 0 | 0 | 0 | 0 | 0 | 0.18 | 0 | 0.18 | 0 | 0 | 0 | 0
169 | 7000020228 | 2120 | PLCC Equipment | 1000036908 | 85446020 |  | 18 |  | HF CABLE 75 OHMS FOR PLCC | KM | 0.8 |  | INCLUDED | 0 | 0 | 0 | 0 | 0 | 0 | 0 | 0 | 0.18 | 0 | 0.18 | 0 | 0 | 0 | 0
170 | 7000020228 | 2130 | POWER & CONTROL CABLE | 1000056265 | 85446020 |  | 18 |  | 1.1KV GRADE 27CX1.5 SQMM CONTROL CABLE | KM | 0.5 |  | INCLUDED | 0 | 0 | 0 | 0 | 0 | 0 | 0 | 0 | 0.18 | 0 | 0.18 | 0 | 0 | 0 | 0
171 | 7000020228 | 2140 | POWER & CONTROL CABLE | 1000056264 | 85446020 |  | 18 |  | 1.1KV GRADE 19CX1.5 SQMM CONTROL CABLE | KM | 0.5 |  | INCLUDED | 0 | 0 | 0 | 0 | 0 | 0 | 0 | 0 | 0.18 | 0 | 0.18 | 0 | 0 | 0 | 0
172 | 7000020228 | 2150 | POWER & CONTROL CABLE | 1000031904 | 85446020 |  | 18 |  | 1.1KV GRADE 14CX2.5 SQMM CONTROL CABLE | KM | 0.6 |  | INCLUDED | 0 | 0 | 0 | 0 | 0 | 0 | 0 | 0 | 0.18 | 0 | 0.18 | 0 | 0 | 0 | 0
173 | 7000020228 | 2160 | POWER & CONTROL CABLE | 1000031887 | 85446020 |  | 18 |  | 1.1KV GRADE 10CX2.5 SQMM CONTROL CABLE | KM | 1 |  | INCLUDED | 0 | 0 | 0 | 0 | 0 | 0 | 0 | 0 | 0.18 | 0 | 0.18 | 0 | 0 | 0 | 0
174 | 7000020228 | 2170 | POWER & CONTROL CABLE | 1000031993 | 85446020 |  | 18 |  | 1.1KV GRADE 7CX2.5 SQMM CONTROL CABLE | KM | 1 |  | INCLUDED | 0 | 0 | 0 | 0 | 0 | 0 | 0 | 0 | 0.18 | 0 | 0.18 | 0 | 0 | 0 | 0
175 | 7000020228 | 2180 | POWER & CONTROL CABLE | 1000031987 | 85446020 |  | 18 |  | 1.1KV GRADE 5CX2.5 SQMM CONTROL CABLE | KM | 2.5 |  | INCLUDED | 0 | 0 | 0 | 0 | 0 | 0 | 0 | 0 | 0.18 | 0 | 0.18 | 0 | 0 | 0 | 0
176 | 7000020228 | 2190 | POWER & CONTROL CABLE | 1000031964 | 85446020 |  | 18 |  | 1.1KV GRADE 3CX2.5 SQMM CONTROL CABLE | KM | 2 |  | INCLUDED | 0 | 0 | 0 | 0 | 0 | 0 | 0 | 0 | 0.18 | 0 | 0.18 | 0 | 0 | 0 | 0
177 | 7000020228 | 2200 | POWER & CONTROL CABLE | 1000031943 | 85446020 |  | 18 |  | 1.1KV GRADE 2CX6 SQMM (PVC) POWER CABLE | KM | 0.6 |  | INCLUDED | 0 | 0 | 0 | 0 | 0 | 0 | 0 | 0 | 0.18 | 0 | 0.18 | 0 | 0 | 0 | 0
178 | 7000020228 | 2210 | POWER & CONTROL CABLE | 1000031985 | 85446020 |  | 18 |  | 1.1KV GRADE 4CX6 SQMM (PVC) POWER CABLE | KM | 1 |  | INCLUDED | 0 | 0 | 0 | 0 | 0 | 0 | 0 | 0 | 0.18 | 0 | 0.18 | 0 | 0 | 0 | 0
179 | 7000020228 | 2220 | POWER & CONTROL CABLE | 1000031953 | 85446020 |  | 18 |  | 1.1KV GRADE 3.5CX35 SQMM (PVC) POWER CABLE | KM | 1 |  | INCLUDED | 0 | 0 | 0 | 0 | 0 | 0 | 0 | 0 | 0.18 | 0 | 0.18 | 0 | 0 | 0 | 0
180 | 7000020228 | 2230 | AIR CONDITIONING & VENTILATION SYSTEM | 1000006284 | 84151090 |  | 28 |  | Air conditioning system for Switchyard Panel Room of 6m length | SET | 1 |  | INCLUDED | 0 | 0 | 0 | 0 | 0 | 0 | 0 | 0 | 0.28 | 0 | 0 | 0.28 | 0 | 0 | 0
181 | 7000020228 | 2240 | FIRE FIGHTING SYSTEM | 1000012018 | 85311020 |  | 18 |  | Fire Detection and Alarm System for Switchyard Panel Room of 6 mlength | SET | 1 |  | INCLUDED | 0 | 0 | 0 | 0 | 0 | 0 | 0 | 0 | 0.18 | 0 | 0.18 | 0 | 0 | 0 | 0
182 | 7000020228 | 2250 | FIRE FIGHTING SYSTEM | 1000012022 | 84241000 |  | 18 |  | 4.5 kg CO2 type Portable Fire extinguisher | EA | 2 |  | INCLUDED | 0 | 0 | 0 | 0 | 0 | 0 | 0 | 0 | 0.18 | 0 | 0.18 | 0 | 0 | 0 | 0
183 | 7000020228 | 2260 | ILLUMINATION SYSTEM | 1000017482 | 94059900 |  | 18 |  | Lighting panel ACP-2 for Street Lighting | EA | 1 |  | INCLUDED | 0 | 0 | 0 | 0 | 0 | 0 | 0 | 0 | 0.18 | 0 | 0.18 | 0 | 0 | 0 | 0
184 | 7000020228 | 2270 | ILLUMINATION SYSTEM | 1000038387 | 94051090 |  | 18 |  | LED FLOOD LIGHT LUMINARIESTYPE FL-1 (150W) AS PER TECHNICALSPECIFICATION | EA | 3 |  | INCLUDED | 0 | 0 | 0 | 0 | 0 | 0 | 0 | 0 | 0.18 | 0 | 0.18 | 0 | 0 | 0 | 0
185 | 7000020228 | 2280 | ILLUMINATION SYSTEM | 1000038325 | 94059900 |  | 18 |  | LIGHTING FIXTURE LED LUMINAIRES TYPE FL2 AS PER TECH. SPECIFICATIONS | EA | 3 |  | INCLUDED | 0 | 0 | 0 | 0 | 0 | 0 | 0 | 0 | 0.18 | 0 | 0.18 | 0 | 0 | 0 | 0
186 | 7000020228 | 2290 | ILLUMINATION SYSTEM | 1000013795 | 94059900 |  | 18 |  | Illumination System for switchyard panel room of 6 m length | LS | 1 |  | INCLUDED | 0 | 0 | 0 | 0 | 0 | 0 | 0 | 0 | 0.18 | 0 | 0.18 | 0 | 0 | 0 | 0
187 | 7000020228 | 2300 | 220 kV Towers | 1000020088 | 73082011 |  | 18 |  | Fabrication, galvanising and supply of Standard 220 kV Gantry BG1including nuts, bolts, all type of washers, packplates, step bolts andgusset plates excluding foundation bolts | EA | 3 |  | INCLUDED | 0 | 0 | 0 | 0 | 0 | 0 | 0 | 0 | 0.18 | 0 | 0.18 | 0 | 0 | 0 | 0
188 | 7000020228 | 2310 | 220 kV Towers | 1000020086 | 73082011 |  | 18 |  | Fabrication, galvanising and supply of Standard 220 kV Gantry B1including nuts, bolts, all type of washers, packplates, step bolts andgusset plates excluding foundation bolts | EA | 4 |  | INCLUDED | 0 | 0 | 0 | 0 | 0 | 0 | 0 | 0 | 0.18 | 0 | 0.18 | 0 | 0 | 0 | 0
189 | 7000020228 | 2320 | 220 kV Towers | 1000020113 | 73082011 |  | 18 |  | Fabrication, galvanising and supply of Standard 220 kV Tower CTKincluding nuts, bolts, all type of washers, packplates, step bolts andgusset plates excluding foundation bolts | EA | 1 |  | INCLUDED | 0 | 0 | 0 | 0 | 0 | 0 | 0 | 0 | 0.18 | 0 | 0.18 | 0 | 0 | 0 | 0
190 | 7000020228 | 2330 | 220 kV Towers | 1000020110 | 73082011 |  | 18 |  | Fabrication, galvanising and supply of Standard 220 kV Tower CTHincluding nuts, bolts, all type of washers, packplates, step bolts andgusset plates excluding foundation bolts | EA | 1 |  | INCLUDED | 0 | 0 | 0 | 0 | 0 | 0 | 0 | 0 | 0.18 | 0 | 0.18 | 0 | 0 | 0 | 0
191 | 7000020228 | 2340 | 220 kV Towers | 1000020109 | 73082011 |  | 18 |  | Fabrication, galvanising and supply of Standard 220 kV Tower CTGincluding nuts, bolts, all type of washers, packplates, step bolts andgusset plates excluding foundation bolts | EA | 1 |  | INCLUDED | 0 | 0 | 0 | 0 | 0 | 0 | 0 | 0 | 0.18 | 0 | 0.18 | 0 | 0 | 0 | 0
192 | 7000020228 | 2350 | 220 kV Towers | 1000020105 | 73082011 |  | 18 |  | Fabrication, galvanising and supply of Standard 220 kV Tower CTCincluding nuts, bolts, all type of washers, packplates, step bolts andgusset plates excluding foundation bolts | EA | 1 |  | INCLUDED | 0 | 0 | 0 | 0 | 0 | 0 | 0 | 0 | 0.18 | 0 | 0.18 | 0 | 0 | 0 | 0
193 | 7000020228 | 2360 | 220 kV Towers | 1000020104 | 73082011 |  | 18 |  | Fabrication, galvanising and supply of Standard 220 kV Tower CTBincluding nuts, bolts, all type of washers, packplates, step bolts andgusset plates excluding foundation bolts | EA | 1 |  | INCLUDED | 0 | 0 | 0 | 0 | 0 | 0 | 0 | 0 | 0.18 | 0 | 0.18 | 0 | 0 | 0 | 0
194 | 7000020228 | 2370 | 220 kV Towers | 1000020100 | 73082011 |  | 18 |  | Fabrication, galvanising and supply of Standard 220 kV Tower CDincluding nuts, bolts, all type of washers, packplates, step bolts andgusset plates excluding foundation bolts | EA | 1 |  | INCLUDED | 0 | 0 | 0 | 0 | 0 | 0 | 0 | 0 | 0.18 | 0 | 0.18 | 0 | 0 | 0 | 0
195 | 7000020228 | 2380 | 220 kV Towers | 1000020099 | 73082011 |  | 18 |  | Fabrication, galvanising and supply of Standard 220 kV Tower CCincluding nuts, bolts, all type of washers, packplates, step bolts andgusset plates excluding foundation bolts | EA | 2 |  | INCLUDED | 0 | 0 | 0 | 0 | 0 | 0 | 0 | 0 | 0.18 | 0 | 0.18 | 0 | 0 | 0 | 0
196 | 7000020228 | 2390 | 220 kV Towers | 1000020098 | 73082011 |  | 18 |  | Fabrication, galvanising and supply of Standard 220 kV Tower CBincluding nuts, bolts, all type of washers, packplates, step bolts andgusset plates excluding foundation bolts | EA | 1 |  | INCLUDED | 0 | 0 | 0 | 0 | 0 | 0 | 0 | 0 | 0.18 | 0 | 0.18 | 0 | 0 | 0 | 0
197 | 7000020228 | 2400 | 220 kV Towers | 1000020091 | 73082011 |  | 18 |  | Fabrication, galvanising and supply of Std LM (50m) includingnuts, bolts, all type of washers, packplates, step bolts and gussetplates excluding foundation bolts | EA | 2 |  | INCLUDED | 0 | 0 | 0 | 0 | 0 | 0 | 0 | 0 | 0.18 | 0 | 0.18 | 0 | 0 | 0 | 0
198 | 7000020228 | 2410 | 220kV Equipment support structures | 1000017565 | 73045930 |  | 18 |  | Fabrication, galvanising and supply of Std Pipe Structure - 220 kV highBPI including nuts, bolts, all type of washers, packplates, step boltsand gusset plates excluding foundation bolts | EA | 6 |  | INCLUDED | 0 | 0 | 0 | 0 | 0 | 0 | 0 | 0 | 0.18 | 0 | 0.18 | 0 | 0 | 0 | 0
199 | 7000020228 | 2420 | 220kV Equipment support structures | 1000017562 | 73045930 |  | 18 |  | Standard Pipe Structure for 220kV BPI (excluding wave trap) | EA | 20 |  | INCLUDED | 0 | 0 | 0 | 0 | 0 | 0 | 0 | 0 | 0.18 | 0 | 0.18 | 0 | 0 | 0 | 0
200 | 7000020228 | 2430 | 220kV Equipment support structures | 1000020187 | 73045930 |  | 18 |  | Fabrication, galvanising and supply of Standard Pipe Structure - 220kV CT including nuts, bolts, all type of washers, packplates, stepbolts and gusset plates excluding foundation bolts | EA | 6 |  | INCLUDED | 0 | 0 | 0 | 0 | 0 | 0 | 0 | 0 | 0.18 | 0 | 0.18 | 0 | 0 | 0 | 0
201 | 7000020228 | 2440 | 220kV Equipment support structures | 1000020188 | 73045930 |  | 18 |  | Fabrication, galvanising and supply of Standard Pipe Structure - 220kV CVT including nuts, bolts, all type of washers, packplates, stepbolts and gusset plates excluding foundation bolts | EA | 6 |  | INCLUDED | 0 | 0 | 0 | 0 | 0 | 0 | 0 | 0 | 0.18 | 0 | 0.18 | 0 | 0 | 0 | 0
202 | 7000020228 | 2450 | 220kV Equipment support structures | 1000020189 | 73045930 |  | 18 |  | Fabrication, galvanising and supply of Standard Pipe Structure - 220kV ISOLATOR including nuts, bolts, all type of washers, packplates,step bolts and gusset plates excluding foundation bolts | EA | 8 |  | INCLUDED | 0 | 0 | 0 | 0 | 0 | 0 | 0 | 0 | 0.18 | 0 | 0.18 | 0 | 0 | 0 | 0
203 | 7000020228 | 2460 | 220kV Equipment support structures | 1000020190 | 73045930 |  | 18 |  | Fabrication, galvanising and supply of Standard Pipe Structure - 220kV SA including nuts, bolts, all type of washers, packplates, stepbolts and gusset plates excluding foundation bolts | EA | 6 |  | INCLUDED | 0 | 0 | 0 | 0 | 0 | 0 | 0 | 0 | 0.18 | 0 | 0.18 | 0 | 0 | 0 | 0
204 | 7000020228 | 2470 | 220kV Equipment support structures | 1000017563 | 73045930 |  | 18 |  | Standard Pipe Structure for 220kV BPI for WT (1- phase) | EA | 12 |  | INCLUDED | 0 | 0 | 0 | 0 | 0 | 0 | 0 | 0 | 0.18 | 0 | 0.18 | 0 | 0 | 0 | 0
205 | 7000020228 | 2480 | Mandatory Spare LOT | 1000025935 | 85389000 |  | 18 |  | Spare-245kV Circuit Breaker | SET | 1 |  | INCLUDED | 0 | 0 | 0 | 0 | 0 | 0 | 0 | 0 | 0.18 | 0 | 0.18 | 0 | 0 | 0 | 0
206 | 7000020228 | 2490 | Mandatory Spare LOT | 1000025936 | 85353090 |  | 18 |  | Spare-245kV Isolator | SET | 1 |  | INCLUDED | 0 | 0 | 0 | 0 | 0 | 0 | 0 | 0 | 0.18 | 0 | 0.18 | 0 | 0 | 0 | 0
207 | 7000020228 | 2500 | Mandatory Spare LOT | 1000025933 | 85389000 |  | 18 |  | Spare-245kV CT | SET | 1 |  | INCLUDED | 0 | 0 | 0 | 0 | 0 | 0 | 0 | 0 | 0.18 | 0 | 0.18 | 0 | 0 | 0 | 0
208 | 7000020228 | 2510 | Mandatory Spare LOT | 1000019912 | 85371000 |  | 18 |  | Relay & protection Panels (with automation) | LS | 1 |  | INCLUDED | 0 | 0 | 0 | 0 | 0 | 0 | 0 | 0 | 0.18 | 0 | 0.18 | 0 | 0 | 0 | 0
209 | 7000020228 | 2520 | Mandatory Spare LOT | 1000019927 | 85389000 |  | 18 |  | Spares-Substation Automation System | LS | 1 |  | INCLUDED | 0 | 0 | 0 | 0 | 0 | 0 | 0 | 0 | 0.18 | 0 | 0.18 | 0 | 0 | 0 | 0
210 | 7000020228 | 2690 | Foundation Bolt | 1000012366 | 73082011 |  | 18 |  | Fabrication, galvanising and supply of 28mm dia foundation boltsincluding nuts, checknuts, washers and packplates. | EA | 480 |  | INCLUDED | 0 | 0 | 0 | 0 | 0 | 0 | 0 | 0 | 0.18 | 0 | 0.18 | 0 | 0 | 0 | 0
211 | 7000020228 | 2700 | Foundation Bolt | 1000012368 | 73082011 |  | 18 |  | Fabrication, galvanising and supply of 40mm dia foundation boltsincluding nuts, checknuts, washers and packplates. | EA | 16 |  | INCLUDED | 0 | 0 | 0 | 0 | 0 | 0 | 0 | 0 | 0.18 | 0 | 0.18 | 0 | 0 | 0 | 0
212 | 7000020228 | 2710 | Foundation Bolt | 1000012369 | 73082011 |  | 18 |  | Fabrication, galvanising and supply of 56mm dia foundation boltsincluding nuts, checknuts, washers and packplates | EA | 72 |  | INCLUDED | 0 | 0 | 0 | 0 | 0 | 0 | 0 | 0 | 0.18 | 0 | 0.18 | 0 | 0 | 0 | 0
D | NIT Bikaner SS Ext.
213 | 7000020229 | 10 | 800kV 50kA AIS EQUIPMENT | 1000005827 | 85352919 |  | 18 |  | 765kV, 3150A, 50kA Circuit Breaker(3-Phase) with closing resistor (withsupport structure) | EA | 1 |  | INCLUDED | 0 | 0 | 0 | 0 | 0 | 0 | 0 | 0 | 0.18 | 0 | 0.18 | 0 | 0 | 0 | 0
214 | 7000020229 | 20 | 800kV 50kA AIS EQUIPMENT | 1000005826 | 85352919 |  | 18 |  | 765kV, 3150A, 50kA Circuit Breaker(3-Phase) without closing resistor(with support structure) | EA | 1 |  | INCLUDED | 0 | 0 | 0 | 0 | 0 | 0 | 0 | 0 | 0.18 | 0 | 0.18 | 0 | 0 | 0 | 0
215 | 7000020229 | 30 | 800kV 50kA AIS EQUIPMENT | 1000009714 | 85364900 |  | 18 |  | Controlled Switching Device for 765 kV, 3-ph Circuit Breaker | EA | 2 |  | INCLUDED | 0 | 0 | 0 | 0 | 0 | 0 | 0 | 0 | 0.18 | 0 | 0.18 | 0 | 0 | 0 | 0
216 | 7000020229 | 40 | 800kV 50kA AIS EQUIPMENT | 1000005848 | 85359090 |  | 18 |  | 765 kV, 3000A, 50KA, 1-Phase CurrentTransformer with 120% extended currentrating | EA | 6 |  | INCLUDED | 0 | 0 | 0 | 0 | 0 | 0 | 0 | 0 | 0.18 | 0 | 0.18 | 0 | 0 | 0 | 0
217 | 7000020229 | 50 | 800kV 50kA AIS EQUIPMENT | 1000005853 | 85353090 |  | 18 |  | 765kV, 3150A, 50Ka, Vertical Knee/DoubleBreak Isolator (3-Phase) with one E/S | EA | 3 |  | INCLUDED | 0 | 0 | 0 | 0 | 0 | 0 | 0 | 0 | 0.18 | 0 | 0.18 | 0 | 0 | 0 | 0
218 | 7000020229 | 60 | 800kV 50kA AIS EQUIPMENT | 1000005854 | 85353090 |  | 18 |  | 765kV, 3150A, 50Ka, Vertical Knee/DoubleBreak Isolator (3-Phase) with two E/S | EA | 2 |  | INCLUDED | 0 | 0 | 0 | 0 | 0 | 0 | 0 | 0 | 0.18 | 0 | 0.18 | 0 | 0 | 0 | 0
219 | 7000020229 | 70 | 800kV 50kA AIS EQUIPMENT | 1000005820 | 85353090 |  | 18 |  | 765kV, 3150A, 50kA, Vertical Knee/DoubleBreak Isolator (1-Phase) with one E/S | EA | 4 |  | INCLUDED | 0 | 0 | 0 | 0 | 0 | 0 | 0 | 0 | 0.18 | 0 | 0.18 | 0 | 0 | 0 | 0
220 | 7000020229 | 80 | 800kV 50kA AIS EQUIPMENT | 1000005819 | 85353090 |  | 18 |  | 765kV, 3150A, 50kA, Vertical Knee/DoubleBreak Isolator (1-Phase) without E/S | EA | 5 |  | INCLUDED | 0 | 0 | 0 | 0 | 0 | 0 | 0 | 0 | 0.18 | 0 | 0.18 | 0 | 0 | 0 | 0
221 | 7000020229 | 90 | 800kV 50kA AIS EQUIPMENT | 1000020421 | 85354010 |  | 18 |  | 624kV Surge Arrester (1-Phase) | EA | 3 |  | INCLUDED | 0 | 0 | 0 | 0 | 0 | 0 | 0 | 0 | 0.18 | 0 | 0.18 | 0 | 0 | 0 | 0
222 | 7000020229 | 100 | 800kV 50kA AIS EQUIPMENT | 1000005791 | 85462040 |  | 18 |  | 765 kV, 1 phase Bus Post Insulator (except for Line Traps) | EA | 3 |  | INCLUDED | 0 | 0 | 0 | 0 | 0 | 0 | 0 | 0 | 0.18 | 0 | 0.18 | 0 | 0 | 0 | 0
223 | 7000020229 | 110 | 420kV, 50kA AIS EQUIPMENT | 1000020419 | 85354010 |  | 18 |  | 336kV Surge Arrester (1-phase) | EA | 3 |  | INCLUDED | 0 | 0 | 0 | 0 | 0 | 0 | 0 | 0 | 0.18 | 0 | 0.18 | 0 | 0 | 0 | 0
224 | 7000020229 | 120 | 420kV, 50kA AIS EQUIPMENT | 1000004480 | 85353090 |  | 18 |  | 420kV, 3150A, 50KA, Isolator (1 phase)(Double Break) without E/S | EA | 3 |  | INCLUDED | 0 | 0 | 0 | 0 | 0 | 0 | 0 | 0 | 0.18 | 0 | 0.18 | 0 | 0 | 0 | 0
225 | 7000020229 | 130 | 420kV, 50kA AIS EQUIPMENT | 1000004481 | 85353090 |  | 18 |  | 420kV, 3150A, 50KA, Isolator (1 phase)(Double Break) with one E/S | EA | 3 |  | INCLUDED | 0 | 0 | 0 | 0 | 0 | 0 | 0 | 0 | 0.18 | 0 | 0.18 | 0 | 0 | 0 | 0
226 | 7000020229 | 140 | 420kV, 50kA AIS EQUIPMENT | 1000004489 | 85352913 |  | 18 |  | 420kV, 3150A, 50kA Circuit Breaker(3-Phase) without closing resistor | EA | 1 |  | INCLUDED | 0 | 0 | 0 | 0 | 0 | 0 | 0 | 0 | 0.18 | 0 | 0.18 | 0 | 0 | 0 | 0
227 | 7000020229 | 150 | 36kV AIS EQUIPMENT | 1000001998 | 85049010 |  | 18 |  | Current transformer (33kV) for transformer Netural along with supportstructure & terminal connector | SET | 1 |  | INCLUDED | 0 | 0 | 0 | 0 | 0 | 0 | 0 | 0 | 0.18 | 0 | 0.18 | 0 | 0 | 0 | 0
228 | 7000020229 | 160 | Erection Hardware for 765 kV S/Y | 1000011350 | 72169990 |  | 18 |  | Erection Hardware for 765kV I type layout-Bus Work (For one diameters)as per technical specification | SET | 1 |  | INCLUDED | 0 | 0 | 0 | 0 | 0 | 0 | 0 | 0 | 0.18 | 0 | 0.18 | 0 | 0 | 0 | 0
229 | 7000020229 | 170 | Erection Hardware for 765 kV S/Y | 1000011363 | 72169990 |  | 18 |  | Erection Hardware for 765kV I type layout-Transformer bay as pertechnical specification | SET | 1 |  | INCLUDED | 0 | 0 | 0 | 0 | 0 | 0 | 0 | 0 | 0.18 | 0 | 0.18 | 0 | 0 | 0 | 0
230 | 7000020229 | 180 | Erection Hardware for 765 kV S/Y | 1000011349 | 72169990 |  | 18 |  | Erection Hardware for 765kV I type layout-Bus Reactor bay as pertechnical specification | SET | 1 |  | INCLUDED | 0 | 0 | 0 | 0 | 0 | 0 | 0 | 0 | 0.18 | 0 | 0.18 | 0 | 0 | 0 | 0
231 | 7000020229 | 190 | Erection Hardware for 765 kV S/Y | 1000011362 | 72169990 |  | 18 |  | Erection Hardware for 765kV I type layout-Spare bay of half dia. asper technical specification | SET | 1 |  | INCLUDED | 0 | 0 | 0 | 0 | 0 | 0 | 0 | 0 | 0.18 | 0 | 0.18 | 0 | 0 | 0 | 0
232 | 7000020229 | 200 | Erection Hardware for 765 kV S/Y | 1000015788 | 85049010 |  | 18 |  | Bus post insulators, spacers, equipmentsupport structures, conductors, Altube, clamp, connectors (including765kV, 400kV, tertiary and neuturalbushing terminal connectors etc) forarrangement of netural formation forTransformer(s), DELTA formation for onebank (each bank comprises of 3 singlephase units of Autotransformers) andmaking connection arrangement toconnect spare unit in place of any unitof the bank without physical shifting | LOT | 1 |  | INCLUDED | 0 | 0 | 0 | 0 | 0 | 0 | 0 | 0 | 0.18 | 0 | 0.18 | 0 | 0 | 0 | 0
233 | 7000020229 | 210 | 765kV Insulator and Hardware | 1000055997 | 72169990 |  | 18 |  | 765KV TENSION INSULATOR STRING AND ASSOCIATED HARDWARE FITTINGS WITHTURN BUCKLE SUITABLE FOR QUAD CONDUCTOR | EA | 12 |  | INCLUDED | 0 | 0 | 0 | 0 | 0 | 0 | 0 | 0 | 0.18 | 0 | 0.18 | 0 | 0 | 0 | 0
234 | 7000020229 | 220 | 765kV Insulator and Hardware | 1000055995 | 72169990 |  | 18 |  | 765KV TENSION INSULATOR STRING AND ASSOCIATED HARDWARE FITTINGSWITHOUT TURN BUCKLE SUITABLE FOR QUAD CONDUCTOR | EA | 12 |  | INCLUDED | 0 | 0 | 0 | 0 | 0 | 0 | 0 | 0 | 0.18 | 0 | 0.18 | 0 | 0 | 0 | 0
235 | 7000020229 | 230 | 765kV Insulator and Hardware | 1000055993 | 72169990 |  | 18 |  | 765KV SUSPENSION INSULATOR STRING AND ASSOCIATED HARDWARE FITTINGSWITH THROUGH CLAMP SUITABLE FOR QUAD CONDUCTOR | EA | 6 |  | INCLUDED | 0 | 0 | 0 | 0 | 0 | 0 | 0 | 0 | 0.18 | 0 | 0.18 | 0 | 0 | 0 | 0
236 | 7000020229 | 240 | 765kV Insulator and Hardware | 1000055992 | 72169990 |  | 18 |  | 765KV SUSPENSION INSULATOR STRING AND ASSOCIATED HARDWARE FITTINGSWITH DROP CLAMP SUITABLE FOR QUAD CONDUCTOR | EA | 6 |  | INCLUDED | 0 | 0 | 0 | 0 | 0 | 0 | 0 | 0 | 0.18 | 0 | 0.18 | 0 | 0 | 0 | 0
237 | 7000020229 | 250 | Erection Hardware for 420 kV I Type S/Y | 1000011320 | 72169990 |  | 18 |  | Erection Hardware for 400kV I type layout-Any feeder Extn. on existinghalf dia. as per technical specification | SET | 1 |  | INCLUDED | 0 | 0 | 0 | 0 | 0 | 0 | 0 | 0 | 0.18 | 0 | 0.18 | 0 | 0 | 0 | 0
238 | 7000020229 | 260 | 420kV Insulator and Hardware | 1000055984 | 72169990 |  | 18 |  | 400KV TENSION INSULATOR STRING AND ASSOCIATED HARDWARE FITTINGSWITHOUT TURN BUCKLE SUITABLE FOR QUAD CONDUCTOR | EA | 3 |  | INCLUDED | 0 | 0 | 0 | 0 | 0 | 0 | 0 | 0 | 0.18 | 0 | 0.18 | 0 | 0 | 0 | 0
239 | 7000020229 | 270 | 420kV Insulator and Hardware | 1000055991 | 72169990 |  | 18 |  | 400KV TENSION INSULATOR STRING AND ASSOCIATED HARDWARE FITTINGSWITH TURN BUCKLE SUITABLE FOR QUAD CONDUCTOR | EA | 3 |  | INCLUDED | 0 | 0 | 0 | 0 | 0 | 0 | 0 | 0 | 0.18 | 0 | 0.18 | 0 | 0 | 0 | 0
240 | 7000020229 | 280 | 420kV Insulator and Hardware | 1000055988 | 72169990 |  | 18 |  | 400KV SUSPENSION INSULATOR STRING AND ASSOCIATED HARDWARE FITTINGSWITH THROUGH CLAMP SUITABLE FOR QUAD CONDUCTOR | EA | 3 |  | INCLUDED | 0 | 0 | 0 | 0 | 0 | 0 | 0 | 0 | 0.18 | 0 | 0.18 | 0 | 0 | 0 | 0
241 | 7000020229 | 290 | Earthmat | 1000032055 | 72159090 |  | 18 |  | 40 MM MS ROD FOR MAIN EARTHMAT | KM | 4 |  | INCLUDED | 0 | 0 | 0 | 0 | 0 | 0 | 0 | 0 | 0.18 | 0 | 0.18 | 0 | 0 | 0 | 0
242 | 7000020229 | 300 | CSD | 1000009713 | 85389000 |  | 18 |  | Controlled Switching Device for 420 kV, 3-ph Circuit Breaker | EA | 2 |  | INCLUDED | 0 | 0 | 0 | 0 | 0 | 0 | 0 | 0 | 0.18 | 0 | 0.18 | 0 | 0 | 0 | 0
243 | 7000020229 | 310 | CRP for 765kV Bays | 1000005072 | 85371000 |  | 18 |  | Augmentation of existing 765kV bus bar protection scheme.(No. of baysas per specification)-(with Automation) | SET | 1 |  | INCLUDED | 0 | 0 | 0 | 0 | 0 | 0 | 0 | 0 | 0.18 | 0 | 0.18 | 0 | 0 | 0 | 0
244 | 7000020229 | 320 | CRP for 765kV Bays | 1000005789 | 85371000 |  | 18 |  | 765kV Transformer Protection Panel (For both HV & MV side)-(withAutomation) | EA | 1 |  | INCLUDED | 0 | 0 | 0 | 0 | 0 | 0 | 0 | 0 | 0.18 | 0 | 0.18 | 0 | 0 | 0 | 0
245 | 7000020229 | 330 | CRP for 765kV Bays | 1000055448 | 85371000 |  | 18 |  | 765KV CIRCUIT BREAKER RELAY PANEL (WITH AUTOMATION) | EA | 2 |  | INCLUDED | 0 | 0 | 0 | 0 | 0 | 0 | 0 | 0 | 0.18 | 0 | 0.18 | 0 | 0 | 0 | 0
246 | 7000020229 | 340 | CRP for 420kV Bays with SAS | 1000055446 | 85371000 |  | 18 |  | 400KV CIRCUIT BREAKER RELAY PANEL (WITH AUTOMATION) | EA | 1 |  | INCLUDED | 0 | 0 | 0 | 0 | 0 | 0 | 0 | 0 | 0.18 | 0 | 0.18 | 0 | 0 | 0 | 0
247 | 7000020229 | 350 | SAS-AUG | 1000005535 | 85371000 |  | 18 |  | Augmentation of Substation automation system for 765kV Main bay as perTechnical Specification | EA | 1 |  | INCLUDED | 0 | 0 | 0 | 0 | 0 | 0 | 0 | 0 | 0.18 | 0 | 0.18 | 0 | 0 | 0 | 0
248 | 7000020229 | 360 | SAS-AUG | 1000005537 | 85371000 |  | 18 |  | Augmentation of Substation automation System for 765kV Tie bay as perTechnical Specification | EA | 1 |  | INCLUDED | 0 | 0 | 0 | 0 | 0 | 0 | 0 | 0 | 0.18 | 0 | 0.18 | 0 | 0 | 0 | 0
249 | 7000020229 | 370 | SAS-AUG | 1000003409 | 85371000 |  | 18 |  | Augmentation of Substation automation System for 400kV Main bay as perTechnical Specification | EA | 1 |  | INCLUDED | 0 | 0 | 0 | 0 | 0 | 0 | 0 | 0 | 0.18 | 0 | 0.18 | 0 | 0 | 0 | 0
250 | 7000020229 | 380 | VMS | 1000030433 | 85287390 |  | 18 |  | COLOR IP CAMERA, WITH PAN, TILT AND ZOOM FACILITIES, ALONGWITH ALLREQUIRED ITEMS, ACCESSORIES, LINE INTERFACE UNITS, FIBER PATCH CORDS,POWER SUPPLY UNITS, JUNCTION BOXES, CABLES, FIBER OPTIC CABLES, ETC.,AND INCLUDING INTEGRATION IN EXISTING HARDWARE AND SOFTWARE FORAUGMENTATION OF VISUAL MONITORING SYSTEM AS PER TECHNICALSPECIFICATION. | SET | 1 |  | INCLUDED | 0 | 0 | 0 | 0 | 0 | 0 | 0 | 0 | 0.18 | 0 | 0.18 | 0 | 0 | 0 | 0
251 | 7000020229 | 390 | POWER & CONTROL CABLE | 1000032050 | 85446020 |  | 18 |  | 4PAIR, 0.5SQMM SCREENED CABLE | KM | 1.2 |  | INCLUDED | 0 | 0 | 0 | 0 | 0 | 0 | 0 | 0 | 0.18 | 0 | 0.18 | 0 | 0 | 0 | 0
252 | 7000020229 | 400 | POWER & CONTROL CABLE | 1000056265 | 85446020 |  | 18 |  | 1.1KV GRADE 27CX1.5 SQMM CONTROL CABLE | KM | 2 |  | INCLUDED | 0 | 0 | 0 | 0 | 0 | 0 | 0 | 0 | 0.18 | 0 | 0.18 | 0 | 0 | 0 | 0
253 | 7000020229 | 410 | POWER & CONTROL CABLE | 1000056264 | 85446020 |  | 18 |  | 1.1KV GRADE 19CX1.5 SQMM CONTROL CABLE | KM | 3 |  | INCLUDED | 0 | 0 | 0 | 0 | 0 | 0 | 0 | 0 | 0.18 | 0 | 0.18 | 0 | 0 | 0 | 0
254 | 7000020229 | 420 | POWER & CONTROL CABLE | 1000031904 | 85446020 |  | 18 |  | 1.1KV GRADE 14CX2.5 SQMM CONTROL CABLE | KM | 3 |  | INCLUDED | 0 | 0 | 0 | 0 | 0 | 0 | 0 | 0 | 0.18 | 0 | 0.18 | 0 | 0 | 0 | 0
255 | 7000020229 | 430 | POWER & CONTROL CABLE | 1000031887 | 85446020 |  | 18 |  | 1.1KV GRADE 10CX2.5 SQMM CONTROL CABLE | KM | 2 |  | INCLUDED | 0 | 0 | 0 | 0 | 0 | 0 | 0 | 0 | 0.18 | 0 | 0.18 | 0 | 0 | 0 | 0
256 | 7000020229 | 440 | POWER & CONTROL CABLE | 1000031993 | 85446020 |  | 18 |  | 1.1KV GRADE 7CX2.5 SQMM CONTROL CABLE | KM | 2.5 |  | INCLUDED | 0 | 0 | 0 | 0 | 0 | 0 | 0 | 0 | 0.18 | 0 | 0.18 | 0 | 0 | 0 | 0
257 | 7000020229 | 450 | POWER & CONTROL CABLE | 1000031987 | 85446020 |  | 18 |  | 1.1KV GRADE 5CX2.5 SQMM CONTROL CABLE | KM | 8 |  | INCLUDED | 0 | 0 | 0 | 0 | 0 | 0 | 0 | 0 | 0.18 | 0 | 0.18 | 0 | 0 | 0 | 0
258 | 7000020229 | 460 | POWER & CONTROL CABLE | 1000031964 | 85446020 |  | 18 |  | 1.1KV GRADE 3CX2.5 SQMM CONTROL CABLE | KM | 6.5 |  | INCLUDED | 0 | 0 | 0 | 0 | 0 | 0 | 0 | 0 | 0.18 | 0 | 0.18 | 0 | 0 | 0 | 0
259 | 7000020229 | 470 | POWER & CONTROL CABLE | 1000031943 | 85446020 |  | 18 |  | 1.1KV GRADE 2CX6 SQMM (PVC) POWER CABLE | KM | 1.5 |  | INCLUDED | 0 | 0 | 0 | 0 | 0 | 0 | 0 | 0 | 0.18 | 0 | 0.18 | 0 | 0 | 0 | 0
260 | 7000020229 | 480 | POWER & CONTROL CABLE | 1000031985 | 85446020 |  | 18 |  | 1.1KV GRADE 4CX6 SQMM (PVC) POWER CABLE | KM | 3 |  | INCLUDED | 0 | 0 | 0 | 0 | 0 | 0 | 0 | 0 | 0.18 | 0 | 0.18 | 0 | 0 | 0 | 0
261 | 7000020229 | 490 | POWER & CONTROL CABLE | 1000031953 | 85446020 |  | 18 |  | 1.1KV GRADE 3.5CX35 SQMM (PVC) POWER CABLE | KM | 1 |  | INCLUDED | 0 | 0 | 0 | 0 | 0 | 0 | 0 | 0 | 0.18 | 0 | 0.18 | 0 | 0 | 0 | 0
262 | 7000020229 | 500 | POWER & CONTROL CABLE | 1000031957 | 85446020 |  | 18 |  | 1.1KV GRADE 3.5CX70 SQMM (PVC) POWER CABLE | KM | 1 |  | INCLUDED | 0 | 0 | 0 | 0 | 0 | 0 | 0 | 0 | 0.18 | 0 | 0.18 | 0 | 0 | 0 | 0
263 | 7000020229 | 510 | AIR CONDITIONING & VENTILATION SYSTEM | 1000006285 | 84151090 |  | 28 |  | Air conditioning system for Switchyard Panel Room of 9m length | SET | 1 |  | INCLUDED | 0 | 0 | 0 | 0 | 0 | 0 | 0 | 0 | 0.28 | 0 | 0 | 0.28 | 0 | 0 | 0
264 | 7000020229 | 520 | FIRE FIGHTING SYSTEM | 1000012019 | 85311020 |  | 18 |  | Fire Detection and Alarm System for Switchyard Panel Room of 9 mlength | SET | 1 |  | INCLUDED | 0 | 0 | 0 | 0 | 0 | 0 | 0 | 0 | 0.18 | 0 | 0.18 | 0 | 0 | 0 | 0
265 | 7000020229 | 530 | FIRE FIGHTING SYSTEM | 1000049665 | 84241000 |  | 18 |  | 60 LITRE FOAM TYPE TROLLEY/WHEEL MOUNTED FIRE EXTINGUISHER | SET | 8 |  | INCLUDED | 0 | 0 | 0 | 0 | 0 | 0 | 0 | 0 | 0.18 | 0 | 0.18 | 0 | 0 | 0 | 0
266 | 7000020229 | 540 | FIRE FIGHTING SYSTEM | 1000012022 | 84241000 |  | 18 |  | 4.5 kg CO2 type Portable Fire extinguisher | EA | 2 |  | INCLUDED | 0 | 0 | 0 | 0 | 0 | 0 | 0 | 0 | 0.18 | 0 | 0.18 | 0 | 0 | 0 | 0
267 | 7000020229 | 550 | FIRE FIGHTING SYSTEM | 1000055460 | 84248990 |  | 18 |  | HVW SPRAY SYSTEM, HYDRANT SYSTEM AND COMPLETE U/G & O/G PIPING ANDACCESSORIES ETC. OUT SIDE THE PUMP HOUSE FOR 765 KV, 1-PHASEAUTOTRANSFORMER | SET | 3 |  | INCLUDED | 0 | 0 | 0 | 0 | 0 | 0 | 0 | 0 | 0.18 | 0 | 0.18 | 0 | 0 | 0 | 0
268 | 7000020229 | 560 | FIRE FIGHTING SYSTEM | 1000055459 | 84248990 |  | 18 |  | HVW SPRAY SYSTEM, HYDRANT SYSTEM AND COMPLETE U/G & O/G PIPING ANDACCESSORIES ETC. OUT SIDE THE PUMP HOUSE FOR 765/Ã‚Ë†Å 3 KV SINGLE PHASEREACTOR | SET | 4 |  | INCLUDED | 0 | 0 | 0 | 0 | 0 | 0 | 0 | 0 | 0.18 | 0 | 0.18 | 0 | 0 | 0 | 0
269 | 7000020229 | 570 | ILLUMINATION SYSTEM | 1000014547 | 85371000 |  | 18 |  | Lighting Panel type ACP-2 as per technical specification | EA | 2 |  | INCLUDED | 0 | 0 | 0 | 0 | 0 | 0 | 0 | 0 | 0.18 | 0 | 0.18 | 0 | 0 | 0 | 0
270 | 7000020229 | 580 | ILLUMINATION SYSTEM | 1000038387 | 94051090 |  | 18 |  | LED FLOOD LIGHT LUMINARIESTYPE FL-1 (150W) AS PER TECHNICALSPECIFICATION | EA | 5 |  | INCLUDED | 0 | 0 | 0 | 0 | 0 | 0 | 0 | 0 | 0.18 | 0 | 0.18 | 0 | 0 | 0 | 0
271 | 7000020229 | 590 | ILLUMINATION SYSTEM | 1000038325 | 94059900 |  | 18 |  | LIGHTING FIXTURE LED LUMINAIRES TYPE FL2 AS PER TECH. SPECIFICATIONS | EA | 5 |  | INCLUDED | 0 | 0 | 0 | 0 | 0 | 0 | 0 | 0 | 0.18 | 0 | 0.18 | 0 | 0 | 0 | 0
272 | 7000020229 | 600 | ILLUMINATION SYSTEM | 1000013796 | 94059900 |  | 18 |  | Illumination System for switchyard panel room of 9 m length | LS | 1 |  | INCLUDED | 0 | 0 | 0 | 0 | 0 | 0 | 0 | 0 | 0.18 | 0 | 0.18 | 0 | 0 | 0 | 0
273 | 7000020229 | 610 | 765 kV Towers | 1000020159 | 73082011 |  | 18 |  | Fabrication, galvanising and supply of Std 765 kV Arm GWCC includingnuts, bolts, all type of washers, packplates, step bolts and gussetplates excluding foundation bolts | EA | 4 |  | INCLUDED | 0 | 0 | 0 | 0 | 0 | 0 | 0 | 0 | 0.18 | 0 | 0.18 | 0 | 0 | 0 | 0
274 | 7000020229 | 620 | 765 kV Towers | 1000020167 | 73082011 |  | 18 |  | Fabrication, galvanising and supply of Std 765 kV Beam BF includingnuts, bolts, all type of washers, packplates, step bolts and gussetplates excluding foundation bolts | EA | 4 |  | INCLUDED | 0 | 0 | 0 | 0 | 0 | 0 | 0 | 0 | 0.18 | 0 | 0.18 | 0 | 0 | 0 | 0
275 | 7000020229 | 630 | 765 kV Towers | 1000020166 | 73082011 |  | 18 |  | Fabrication, galvanising and supply of Std 765 kV Beam BE includingnuts, bolts, all type of washers, packplates, step bolts and gussetplates excluding foundation bolts | EA | 2 |  | INCLUDED | 0 | 0 | 0 | 0 | 0 | 0 | 0 | 0 | 0.18 | 0 | 0.18 | 0 | 0 | 0 | 0
276 | 7000020229 | 640 | 765 kV Towers | 1000020182 | 73082011 |  | 18 |  | Fabrication, galvanising and supply of Std 765 kV Tower CC includingnuts, bolts, all type of washers, packplates, step bolts and gussetplates excluding foundation bolts | EA | 4 |  | INCLUDED | 0 | 0 | 0 | 0 | 0 | 0 | 0 | 0 | 0.18 | 0 | 0.18 | 0 | 0 | 0 | 0
277 | 7000020229 | 650 | 765 kV Towers | 1000020158 | 73082011 |  | 18 |  | Fabrication, galvanising and supply of Std 765 kV Arm GWCB includingnuts, bolts, all type of washers, packplates, step bolts and gussetplates excluding foundation bolts | EA | 4 |  | INCLUDED | 0 | 0 | 0 | 0 | 0 | 0 | 0 | 0 | 0.18 | 0 | 0.18 | 0 | 0 | 0 | 0
278 | 7000020229 | 660 | 765 kV Towers | 1000020165 | 73082011 |  | 18 |  | Fabrication, galvanising and supply of Std 765 kV Beam BD includingnuts, bolts, all type of washers, packplates, step bolts and gussetplates excluding foundation bolts | EA | 4 |  | INCLUDED | 0 | 0 | 0 | 0 | 0 | 0 | 0 | 0 | 0.18 | 0 | 0.18 | 0 | 0 | 0 | 0
279 | 7000020229 | 670 | 765 kV Towers | 1000032893 | 73082011 |  | 18 |  | STD 765KV TOWER 7BC | EA | 2 |  | INCLUDED | 0 | 0 | 0 | 0 | 0 | 0 | 0 | 0 | 0.18 | 0 | 0.18 | 0 | 0 | 0 | 0
280 | 7000020229 | 680 | 765 kV Towers | 1000020181 | 73082011 |  | 18 |  | Fabrication, galvanising and supply of Std 765 kV Tower CB includingnuts, bolts, all type of washers, packplates, step bolts and gussetplates excluding foundation bolts | EA | 4 |  | INCLUDED | 0 | 0 | 0 | 0 | 0 | 0 | 0 | 0 | 0.18 | 0 | 0.18 | 0 | 0 | 0 | 0
281 | 7000020229 | 690 | 765 kV Towers | 1000020163 | 73082011 |  | 18 |  | Fabrication, galvanising and supply of Std 765 kV Beam BB includingnuts, bolts, all type of washers, packplates, step bolts and gussetplates excluding foundation bolts | EA | 4 |  | INCLUDED | 0 | 0 | 0 | 0 | 0 | 0 | 0 | 0 | 0.18 | 0 | 0.18 | 0 | 0 | 0 | 0
282 | 7000020229 | 700 | 765 kV Towers | 1000020162 | 73082011 |  | 18 |  | Fabrication, galvanising and supply of Std 765 kV Beam BA includingnuts, bolts, all type of washers, packplates, step bolts and gussetplates excluding foundation bolts | EA | 2 |  | INCLUDED | 0 | 0 | 0 | 0 | 0 | 0 | 0 | 0 | 0.18 | 0 | 0.18 | 0 | 0 | 0 | 0
283 | 7000020229 | 710 | 765 kV Towers | 1000020180 | 73082011 |  | 18 |  | Fabrication, galvanising and supply of Std 765 kV Tower CA includingnuts, bolts, all type of washers, packplates, step bolts and gussetplates excluding foundation bolts | EA | 4 |  | INCLUDED | 0 | 0 | 0 | 0 | 0 | 0 | 0 | 0 | 0.18 | 0 | 0.18 | 0 | 0 | 0 | 0
284 | 7000020229 | 720 | 765 kV Towers | 1000032145 | 73082011 |  | 18 |  | FABRICATION, GALVANISING AND SUPPLY OF STD 765 KV ARM GWCG INCLUDINGNUTS, BOLTS, ALL TYPE OF WASHERS, PACKPLATES, STEP BOLTS AND GUSSETPLATES EXCLUDING FOUNDATION BOLTS | EA | 2 |  | INCLUDED | 0 | 0 | 0 | 0 | 0 | 0 | 0 | 0 | 0.18 | 0 | 0.18 | 0 | 0 | 0 | 0
285 | 7000020229 | 730 | 765 kV Towers | 1000032144 | 73082011 |  | 18 |  | FABRICATION, GALVANISING AND SUPPLY OF STD 765 KV TOWER 7CG INCLUDINGNUTS, BOLTS, ALL TYPE OF WASHERS, PACKPLATES, STEP BOLTS AND GUSSETPLATES EXCLUDING FOUNDATION BOLTS | EA | 2 |  | INCLUDED | 0 | 0 | 0 | 0 | 0 | 0 | 0 | 0 | 0.18 | 0 | 0.18 | 0 | 0 | 0 | 0
286 | 7000020229 | 740 | 765 kV Towers | 1000032143 | 73082011 |  | 18 |  | FABRICATION, GALVANISING AND SUPPLY OF STD 765 KV BEAM 7BN INCLUDINGNUTS, BOLTS, ALL TYPE OF WASHERS, PACKPLATES, STEP BOLTS AND GUSSETPLATES EXCLUDING FOUNDATION BOLTS | EA | 2 |  | INCLUDED | 0 | 0 | 0 | 0 | 0 | 0 | 0 | 0 | 0.18 | 0 | 0.18 | 0 | 0 | 0 | 0
287 | 7000020229 | 750 | 765 kV Towers | 1000032142 | 73082011 |  | 18 |  | FABRICATION, GALVANISING AND SUPPLY OF STD 765 KV BEAM 7BM INCLUDINGNUTS, BOLTS, ALL TYPE OF WASHERS, PACKPLATES, STEP BOLTS AND GUSSETPLATES EXCLUDING FOUNDATION BOLTS | EA | 1 |  | INCLUDED | 0 | 0 | 0 | 0 | 0 | 0 | 0 | 0 | 0.18 | 0 | 0.18 | 0 | 0 | 0 | 0
288 | 7000020229 | 760 | 765 kV Equipment support structures | 1000020174 | 73082011 |  | 18 |  | Fabrication, galvanising and supply ofStd 765 kV Support Structure for1-Phase BPI including nuts, bolts, alltype of washers, packplates, step boltsand gusset plates excluding foundationbolts | EA | 3 |  | INCLUDED | 0 | 0 | 0 | 0 | 0 | 0 | 0 | 0 | 0.18 | 0 | 0.18 | 0 | 0 | 0 | 0
289 | 7000020229 | 770 | 765 kV Equipment support structures | 1000020175 | 73082011 |  | 18 |  | Fabrication, galvanising and supply ofStd 765 kV Support Structure for1-Phase CT including nuts, bolts, alltype of washers, packplates, step boltsand gusset plates excluding foundationbolts | EA | 6 |  | INCLUDED | 0 | 0 | 0 | 0 | 0 | 0 | 0 | 0 | 0.18 | 0 | 0.18 | 0 | 0 | 0 | 0
290 | 7000020229 | 780 | 765 kV Equipment support structures | 1000020177 | 73082011 |  | 18 |  | Fabrication, galvanising and supply ofStd 765 kV Support Structure for3-Phase ISOLATOR including nuts, bolts,all type of washers, packplates, stepbolts and gusset plates excludingfoundation bolts | EA | 5 |  | INCLUDED | 0 | 0 | 0 | 0 | 0 | 0 | 0 | 0 | 0.18 | 0 | 0.18 | 0 | 0 | 0 | 0
291 | 7000020229 | 790 | 765 kV Equipment support structures | 1000020178 | 73082011 |  | 18 |  | Fabrication, galvanising and supply ofStd 765 kV Support Structure for1-Phase LA including nuts, bolts, alltype of washers, packplates, step boltsand gusset plates excluding foundationbolts | EA | 3 |  | INCLUDED | 0 | 0 | 0 | 0 | 0 | 0 | 0 | 0 | 0.18 | 0 | 0.18 | 0 | 0 | 0 | 0
292 | 7000020229 | 800 | 765 kV Equipment support structures | 1000030445 | 73045930 |  | 18 |  | FABRICATION, GALVANISING AND SUPPLY OFSTD 765 KV SUPPORT STRUCTURE FOR1-PHASE ISOLATOR INCLUDING NUTS,BOLTS, ALL TYPE OF WASHERS, PACKPLATES,STEP BOLTS AND GUSSET PLATES EXCLUDINGFOUNDATION BOLTS | EA | 9 |  | INCLUDED | 0 | 0 | 0 | 0 | 0 | 0 | 0 | 0 | 0.18 | 0 | 0.18 | 0 | 0 | 0 | 0
293 | 7000020229 | 810 | 400kV Equipment support structures | 1000020195 | 73045930 |  | 18 |  | Fabrication, galvanising and supply ofStandard Pipe Structure - 400 kV,1-Phase, SA including nuts, bolts,all type of washers, packplates, stepbolts and gusset plates excludingfoundation bolts | EA | 3 |  | INCLUDED | 0 | 0 | 0 | 0 | 0 | 0 | 0 | 0 | 0.18 | 0 | 0.18 | 0 | 0 | 0 | 0
294 | 7000020229 | 820 | 400kV Equipment support structures | 1000020194 | 73045930 |  | 18 |  | Fabrication, galvanising and supply ofStandard Pipe Structure - 400 kV,3-Phase, ISOLATOR including nuts,bolts, all type of washers, packplates,step bolts and gusset plates excludingfoundation bolts | EA | 1 |  | INCLUDED | 0 | 0 | 0 | 0 | 0 | 0 | 0 | 0 | 0.18 | 0 | 0.18 | 0 | 0 | 0 | 0
295 | 7000020229 | 830 | 400kV Equipment support structures | 1000020192 | 73045930 |  | 18 |  | Fabrication, galvanising and supply ofStandard Pipe Structure - 400 kV,1-Phase, CT including nuts, bolts, alltype of washers, packplates, step boltsand gusset plates excluding foundationbolts | EA | 3 |  | INCLUDED | 0 | 0 | 0 | 0 | 0 | 0 | 0 | 0 | 0.18 | 0 | 0.18 | 0 | 0 | 0 | 0
296 | 7000020229 | 840 | 400kV Equipment support structures | 1000017567 | 73045930 |  | 18 |  | Standard Pipe Structure for 400kV BPI (excluding wave trap) | EA | 5 |  | INCLUDED | 0 | 0 | 0 | 0 | 0 | 0 | 0 | 0 | 0.18 | 0 | 0.18 | 0 | 0 | 0 | 0
297 | 7000020229 | 850 | 400kV Equipment support structures | 1000030447 | 73045930 |  | 18 |  | FABRICATION, GALVANISING AND SUPPLY OFSTANDARD PIPE STRUCTURE - 400 KVISOLATOR, 1 - PHASE, INCLUDING NUTS,BOLTS, ALL TYPE OF WASHERS, PACKPLATES,STEP BOLTS AND GUSSET PLATES EXCLUDINGFOUNDATION BOLTS | EA | 6 |  | INCLUDED | 0 | 0 | 0 | 0 | 0 | 0 | 0 | 0 | 0.18 | 0 | 0.18 | 0 | 0 | 0 | 0
298 | 7000020229 | 860 | Mandatory Spare LOT | 1000027625 | 85352919 |  | 18 |  | Spare-765KV Circuit Breaker | LOT | 1 |  | INCLUDED | 0 | 0 | 0 | 0 | 0 | 0 | 0 | 0 | 0.18 | 0 | 0.18 | 0 | 0 | 0 | 0
299 | 7000020229 | 870 | Mandatory Spare LOT | 1000028091 | 85353090 |  | 18 |  | Spare-765kV VKDB Isolator | LOT | 1 |  | INCLUDED | 0 | 0 | 0 | 0 | 0 | 0 | 0 | 0 | 0.18 | 0 | 0.18 | 0 | 0 | 0 | 0
300 | 7000020229 | 880 | Mandatory Spare LOT | 1000054976 | 85352919 |  | 18 |  | SPARE-765KV CURRENT TRANSFORMER | LOT | 1 |  | INCLUDED | 0 | 0 | 0 | 0 | 0 | 0 | 0 | 0 | 0.18 | 0 | 0.18 | 0 | 0 | 0 | 0
301 | 7000020229 | 890 | Mandatory Spare LOT | 1000028372 | 85354010 |  | 18 |  | SPARES FOR 624KV SURGE ARRESTER | LS | 1 |  | INCLUDED | 0 | 0 | 0 | 0 | 0 | 0 | 0 | 0 | 0.18 | 0 | 0.18 | 0 | 0 | 0 | 0
302 | 7000020229 | 900 | Mandatory Spare LOT | 1000019918 | 85359090 |  | 18 |  | Spares for 420kV Circuit Breaker | LS | 1 |  | INCLUDED | 0 | 0 | 0 | 0 | 0 | 0 | 0 | 0 | 0.18 | 0 | 0.18 | 0 | 0 | 0 | 0
303 | 7000020229 | 910 | Mandatory Spare LOT | 1000024186 | 85354010 |  | 18 |  | SPARES FOR 336KV SURGE ARRESTER | LS | 1 |  | INCLUDED | 0 | 0 | 0 | 0 | 0 | 0 | 0 | 0 | 0.18 | 0 | 0.18 | 0 | 0 | 0 | 0
304 | 7000020229 | 920 | Mandatory Spare LOT | 1000019912 | 85371000 |  | 18 |  | Relay & protection Panels (with automation) | LS | 1 |  | INCLUDED | 0 | 0 | 0 | 0 | 0 | 0 | 0 | 0 | 0.18 | 0 | 0.18 | 0 | 0 | 0 | 0
305 | 7000020229 | 930 | Mandatory Spare LOT | 1000019927 | 85389000 |  | 18 |  | Spares-Substation Automation System | LS | 1 |  | INCLUDED | 0 | 0 | 0 | 0 | 0 | 0 | 0 | 0 | 0.18 | 0 | 0.18 | 0 | 0 | 0 | 0
306 | 7000020229 | 940 | Mandatory Spare LOT | 1000032289 | 84819090 |  | 18 |  | SPARES FOFIRE PROTECTION SYSTEM | SET | 1 |  | INCLUDED | 0 | 0 | 0 | 0 | 0 | 0 | 0 | 0 | 0.18 | 0 | 0.18 | 0 | 0 | 0 | 0
307 | 7000020229 | 1170 | Foundation Bolt | 1000012366 | 73082011 |  | 18 |  | Fabrication, galvanising and supply of 28mm dia foundation boltsincluding nuts, checknuts, washers and packplates. | EA | 68 |  | INCLUDED | 0 | 0 | 0 | 0 | 0 | 0 | 0 | 0 | 0.18 | 0 | 0.18 | 0 | 0 | 0 | 0
308 | 7000020229 | 1180 | Foundation Bolt | 1000012367 | 73082011 |  | 18 |  | Fabrication, galvanising and supply of 32mm dia foundation boltsincluding nuts, checknuts, washers and packplates | EA | 792 |  | INCLUDED | 0 | 0 | 0 | 0 | 0 | 0 | 0 | 0 | 0.18 | 0 | 0.18 | 0 | 0 | 0 | 0
309 | 7000020229 | 1190 | Foundation Bolt | 1000012369 | 73082011 |  | 18 |  | Fabrication, galvanising and supply of 56mm dia foundation boltsincluding nuts, checknuts, washers and packplates | EA | 80 |  | INCLUDED | 0 | 0 | 0 | 0 | 0 | 0 | 0 | 0 | 0.18 | 0 | 0.18 | 0 | 0 | 0 | 0
310 | 7000020229 | 1200 | Foundation Bolt | 1000012371 | 73082011 |  | 18 |  | Fabrication, galvanising and supply of 80mm dia foundation boltsincluding nuts, checknuts, washers and packplates | EA | 192 |  | INCLUDED | 0 | 0 | 0 | 0 | 0 | 0 | 0 | 0 | 0.18 | 0 | 0.18 | 0 | 0 | 0 | 0
E | NIT Kotputli SS Ext.
311 | 7000020229 | 1210 | 420kV, 50kA AIS EQUIPMENT | 1000004489 | 85352913 |  | 18 |  | 420kV, 3150A, 50kA Circuit Breaker(3-Phase) without closing resistor | EA | 2 |  | INCLUDED | 0 | 0 | 0 | 0 | 0 | 0 | 0 | 0 | 0.18 | 0 | 0.18 | 0 | 0 | 0 | 0
312 | 7000020229 | 1220 | 420kV, 50kA AIS EQUIPMENT | 1000020419 | 85354010 |  | 18 |  | 336kV Surge Arrester (1-phase) | EA | 3 |  | INCLUDED | 0 | 0 | 0 | 0 | 0 | 0 | 0 | 0 | 0.18 | 0 | 0.18 | 0 | 0 | 0 | 0
313 | 7000020229 | 1230 | 420kV, 50kA AIS EQUIPMENT | 1000004461 | 85359090 |  | 18 |  | 420 kV, 3000A, 50KA, 1-Phase CurrentTransformer with 120% extended currentrating | EA | 6 |  | INCLUDED | 0 | 0 | 0 | 0 | 0 | 0 | 0 | 0 | 0.18 | 0 | 0.18 | 0 | 0 | 0 | 0
314 | 7000020229 | 1240 | 420kV, 50kA AIS EQUIPMENT | 1000004483 | 85353090 |  | 18 |  | 420kV, 3150A, 50KA, Isolator (3-phase)(Double Break) with one E/S | EA | 6 |  | INCLUDED | 0 | 0 | 0 | 0 | 0 | 0 | 0 | 0 | 0.18 | 0 | 0.18 | 0 | 0 | 0 | 0
315 | 7000020229 | 1250 | 245kV, 50kA AIS EQUIPMENT | 1000020417 | 85354010 |  | 18 |  | 216kV Surge Arrester (1-phase) | EA | 3 |  | INCLUDED | 0 | 0 | 0 | 0 | 0 | 0 | 0 | 0 | 0.18 | 0 | 0.18 | 0 | 0 | 0 | 0
316 | 7000020229 | 1260 | Erection Hardware for 420kV I-Type S/Y | 1000011327 | 72169990 |  | 18 |  | Erection Hardware for 400kV I type layout-Transformer bay as pertechnical specification | SET | 1 |  | INCLUDED | 0 | 0 | 0 | 0 | 0 | 0 | 0 | 0 | 0.18 | 0 | 0.18 | 0 | 0 | 0 | 0
317 | 7000020229 | 1270 | Erection Hardware for 420kV I-Type S/Y | 1000011326 | 72169990 |  | 18 |  | Erection Hardware for 400kV I type layout-Spare bay of half dia as pertechnical specification | SET | 1 |  | INCLUDED | 0 | 0 | 0 | 0 | 0 | 0 | 0 | 0 | 0.18 | 0 | 0.18 | 0 | 0 | 0 | 0
318 | 7000020694 | 10 | Erection Hardware for 220kV DMT Type S/Y | 1000011264 | 72169990 |  | 18 |  | Erection Hardware for 220kV layout (Double Main and TransferScheme)-Transformer Bay as per technical specification | SET | 1 |  | INCLUDED | 0 | 0 | 0 | 0 | 0 | 0 | 0 | 0 | 0.18 | 0 | 0.18 | 0 | 0 | 0 | 0
319 | 7000020229 | 1280 | 420kV Insulator and Hardware | 1000055985 | 72169990 |  | 18 |  | 400KV TENSION INSULATOR STRING AND ASSOCIATED HARDWARE FITTINGS WITHTURN BUCKLE SUITABLE FOR TWIN CONDUCTOR | EA | 6 |  | INCLUDED | 0 | 0 | 0 | 0 | 0 | 0 | 0 | 0 | 0.18 | 0 | 0.18 | 0 | 0 | 0 | 0
320 | 7000020229 | 1290 | 420kV Insulator and Hardware | 1000055990 | 72169990 |  | 18 |  | 400KV TENSION INSULATOR STRING AND ASSOCIATED HARDWARE FITTINGSWITHOUT TURN BUCKLE SUITABLE FOR TWIN CONDUCTOR | EA | 6 |  | INCLUDED | 0 | 0 | 0 | 0 | 0 | 0 | 0 | 0 | 0.18 | 0 | 0.18 | 0 | 0 | 0 | 0
321 | 7000020229 | 1300 | 420kV Insulator and Hardware | 1000055987 | 72169990 |  | 18 |  | 400KV SUSPENSION INSULATOR STRING AND ASSOCIATED HARDWARE FITTINGSWITH DROP CLAMP SUITABLE FOR TWIN CONDUCTOR | EA | 6 |  | INCLUDED | 0 | 0 | 0 | 0 | 0 | 0 | 0 | 0 | 0.18 | 0 | 0.18 | 0 | 0 | 0 | 0
322 | 7000020229 | 1310 | 220kV Insulator and Hardware | 1000055983 | 72169990 |  | 18 |  | 220KV TENSION INSULATOR STRING AND ASSOCIATED HARDWARE FITTINGS WITHTURN BUCKLE SUITABLE FOR TWIN CONDUCTOR | EA | 6 |  | INCLUDED | 0 | 0 | 0 | 0 | 0 | 0 | 0 | 0 | 0.18 | 0 | 0.18 | 0 | 0 | 0 | 0
323 | 7000020229 | 1320 | 220kV Insulator and Hardware | 1000055980 | 72169990 |  | 18 |  | 220KV TENSION INSULATOR STRING AND ASSOCIATED HARDWARE FITTINGSWITHOUT TURN BUCKLE SUITABLE FOR TWIN CONDUCTOR | EA | 6 |  | INCLUDED | 0 | 0 | 0 | 0 | 0 | 0 | 0 | 0 | 0.18 | 0 | 0.18 | 0 | 0 | 0 | 0
324 | 7000020229 | 1330 | 220kV Insulator and Hardware | 1000055977 | 72169990 |  | 18 |  | 220KV SUSPENSION INSULATOR STRING AND ASSOCIATED HARDWARE FITTINGSWITH THROUGH CLAMP SUITABLE FOR TWIN CONDUCTOR | EA | 3 |  | INCLUDED | 0 | 0 | 0 | 0 | 0 | 0 | 0 | 0 | 0.18 | 0 | 0.18 | 0 | 0 | 0 | 0
325 | 7000020229 | 1340 | 220kV Insulator and Hardware | 1000055975 | 72169990 |  | 18 |  | 220KV SUSPENSION INSULATOR STRING AND ASSOCIATED HARDWARE FITTINGSWITH DROP CLAMP SUITABLE FOR TWIN CONDUCTOR | EA | 3 |  | INCLUDED | 0 | 0 | 0 | 0 | 0 | 0 | 0 | 0 | 0.18 | 0 | 0.18 | 0 | 0 | 0 | 0
326 | 7000020229 | 1350 | Earthmat | 1000032055 | 72159090 |  | 18 |  | 40 MM MS ROD FOR MAIN EARTHMAT | KM | 1 |  | INCLUDED | 0 | 0 | 0 | 0 | 0 | 0 | 0 | 0 | 0.18 | 0 | 0.18 | 0 | 0 | 0 | 0
327 | 7000020229 | 1380 | CRP for 420kV Bays with SAS | 1000055446 | 85371000 |  | 18 |  | 400KV CIRCUIT BREAKER RELAY PANEL (WITH AUTOMATION) | EA | 2 |  | INCLUDED | 0 | 0 | 0 | 0 | 0 | 0 | 0 | 0 | 0.18 | 0 | 0.18 | 0 | 0 | 0 | 0
328 | 7000020229 | 1360 | CRP for 420kV Bays with SAS | 1000004274 | 85371000 |  | 18 |  | 400kV Transformer Protection Panel (For both HV & MV side)-(withAutomation) | EA | 1 |  | INCLUDED | 0 | 0 | 0 | 0 | 0 | 0 | 0 | 0 | 0.18 | 0 | 0.18 | 0 | 0 | 0 | 0
329 | 7000020229 | 1370 | CRP for 420kV Bays with SAS | 1000002146 | 85371000 |  | 18 |  | Augmentation of existing 400kV bus bar protection scheme.(No. of baysas per specification)-(with Automation) | SET | 1 |  | INCLUDED | 0 | 0 | 0 | 0 | 0 | 0 | 0 | 0 | 0.18 | 0 | 0.18 | 0 | 0 | 0 | 0
330 | 7000020229 | 1400 | CRP for 220kV Bays with SAS | 1000055443 | 85371000 |  | 18 |  | 220KV CIRCUIT BREAKER RELAY PANEL (WITH AUTOMATION) | EA | 1 |  | INCLUDED | 0 | 0 | 0 | 0 | 0 | 0 | 0 | 0 | 0.18 | 0 | 0.18 | 0 | 0 | 0 | 0
331 | 7000020229 | 1390 | CRP for 220kV Bays with SAS | 1000001167 | 85371000 |  | 18 |  | Augmentation of existing 220kV bus bar protection scheme.(No. of baysas per specification)-(with Automation) | SET | 1 |  | INCLUDED | 0 | 0 | 0 | 0 | 0 | 0 | 0 | 0 | 0.18 | 0 | 0.18 | 0 | 0 | 0 | 0
332 | 7000020229 | 1410 | SAS-AUG | 1000003409 | 85371000 |  | 18 |  | Augmentation of Substation automation System for 400kV Main bay as perTechnical Specification | EA | 1 |  | INCLUDED | 0 | 0 | 0 | 0 | 0 | 0 | 0 | 0 | 0.18 | 0 | 0.18 | 0 | 0 | 0 | 0
333 | 7000020229 | 1420 | SAS-AUG | 1000001333 | 85371000 |  | 18 |  | Augmentation of Substation automation System for 220kV bay as perTechnical Specification | EA | 1 |  | INCLUDED | 0 | 0 | 0 | 0 | 0 | 0 | 0 | 0 | 0.18 | 0 | 0.18 | 0 | 0 | 0 | 0
334 | 7000020229 | 1430 | SAS-AUG | 1000003411 | 85371000 |  | 18 |  | Augmentation of Substation automation System for 400kV Tie bay as perTechnical Specification | EA | 1 |  | INCLUDED | 0 | 0 | 0 | 0 | 0 | 0 | 0 | 0 | 0.18 | 0 | 0.18 | 0 | 0 | 0 | 0
335 | 7000020229 | 1440 | VMS | 1000030433 | 85287390 |  | 18 |  | COLOR IP CAMERA, WITH PAN, TILT AND ZOOM FACILITIES, ALONGWITH ALLREQUIRED ITEMS, ACCESSORIES, LINE INTERFACE UNITS, FIBER PATCH CORDS,POWER SUPPLY UNITS, JUNCTION BOXES, CABLES, FIBER OPTIC CABLES, ETC.,AND INCLUDING INTEGRATION IN EXISTING HARDWARE AND SOFTWARE FORAUGMENTATION OF VISUAL MONITORING SYSTEM AS PER TECHNICALSPECIFICATION. | SET | 1 |  | INCLUDED | 0 | 0 | 0 | 0 | 0 | 0 | 0 | 0 | 0.18 | 0 | 0.18 | 0 | 0 | 0 | 0
336 | 7000020229 | 1450 | POWER & CONTROL CABLE | 1000032050 | 85446020 |  | 18 |  | 4PAIR, 0.5SQMM SCREENED CABLE | KM | 0.5 |  | INCLUDED | 0 | 0 | 0 | 0 | 0 | 0 | 0 | 0 | 0.18 | 0 | 0.18 | 0 | 0 | 0 | 0
337 | 7000020229 | 1460 | POWER & CONTROL CABLE | 1000056265 | 85446020 |  | 18 |  | 1.1KV GRADE 27CX1.5 SQMM CONTROL CABLE | KM | 0.5 |  | INCLUDED | 0 | 0 | 0 | 0 | 0 | 0 | 0 | 0 | 0.18 | 0 | 0.18 | 0 | 0 | 0 | 0
338 | 7000020229 | 1470 | POWER & CONTROL CABLE | 1000056264 | 85446020 |  | 18 |  | 1.1KV GRADE 19CX1.5 SQMM CONTROL CABLE | KM | 0.5 |  | INCLUDED | 0 | 0 | 0 | 0 | 0 | 0 | 0 | 0 | 0.18 | 0 | 0.18 | 0 | 0 | 0 | 0
339 | 7000020229 | 1480 | POWER & CONTROL CABLE | 1000031904 | 85446020 |  | 18 |  | 1.1KV GRADE 14CX2.5 SQMM CONTROL CABLE | KM | 1.5 |  | INCLUDED | 0 | 0 | 0 | 0 | 0 | 0 | 0 | 0 | 0.18 | 0 | 0.18 | 0 | 0 | 0 | 0
340 | 7000020229 | 1490 | POWER & CONTROL CABLE | 1000031887 | 85446020 |  | 18 |  | 1.1KV GRADE 10CX2.5 SQMM CONTROL CABLE | KM | 1.5 |  | INCLUDED | 0 | 0 | 0 | 0 | 0 | 0 | 0 | 0 | 0.18 | 0 | 0.18 | 0 | 0 | 0 | 0
341 | 7000020229 | 1500 | POWER & CONTROL CABLE | 1000031993 | 85446020 |  | 18 |  | 1.1KV GRADE 7CX2.5 SQMM CONTROL CABLE | KM | 0.7 |  | INCLUDED | 0 | 0 | 0 | 0 | 0 | 0 | 0 | 0 | 0.18 | 0 | 0.18 | 0 | 0 | 0 | 0
342 | 7000020229 | 1510 | POWER & CONTROL CABLE | 1000031987 | 85446020 |  | 18 |  | 1.1KV GRADE 5CX2.5 SQMM CONTROL CABLE | KM | 4.5 |  | INCLUDED | 0 | 0 | 0 | 0 | 0 | 0 | 0 | 0 | 0.18 | 0 | 0.18 | 0 | 0 | 0 | 0
343 | 7000020229 | 1520 | POWER & CONTROL CABLE | 1000031964 | 85446020 |  | 18 |  | 1.1KV GRADE 3CX2.5 SQMM CONTROL CABLE | KM | 4 |  | INCLUDED | 0 | 0 | 0 | 0 | 0 | 0 | 0 | 0 | 0.18 | 0 | 0.18 | 0 | 0 | 0 | 0
344 | 7000020229 | 1530 | POWER & CONTROL CABLE | 1000031943 | 85446020 |  | 18 |  | 1.1KV GRADE 2CX6 SQMM (PVC) POWER CABLE | KM | 1 |  | INCLUDED | 0 | 0 | 0 | 0 | 0 | 0 | 0 | 0 | 0.18 | 0 | 0.18 | 0 | 0 | 0 | 0
345 | 7000020229 | 1540 | POWER & CONTROL CABLE | 1000031985 | 85446020 |  | 18 |  | 1.1KV GRADE 4CX6 SQMM (PVC) POWER CABLE | KM | 1 |  | INCLUDED | 0 | 0 | 0 | 0 | 0 | 0 | 0 | 0 | 0.18 | 0 | 0.18 | 0 | 0 | 0 | 0
346 | 7000020229 | 1550 | POWER & CONTROL CABLE | 1000031953 | 85446020 |  | 18 |  | 1.1KV GRADE 3.5CX35 SQMM (PVC) POWER CABLE | KM | 0.2 |  | INCLUDED | 0 | 0 | 0 | 0 | 0 | 0 | 0 | 0 | 0.18 | 0 | 0.18 | 0 | 0 | 0 | 0
347 | 7000020229 | 1560 | POWER & CONTROL CABLE | 1000031957 | 85446020 |  | 18 |  | 1.1KV GRADE 3.5CX70 SQMM (PVC) POWER CABLE | KM | 0.3 |  | INCLUDED | 0 | 0 | 0 | 0 | 0 | 0 | 0 | 0 | 0.18 | 0 | 0.18 | 0 | 0 | 0 | 0
348 | 7000020229 | 1570 | POWER & CONTROL CABLE | 1000031951 | 85446090 |  | 18 |  | 1.1KV GRADE 3.5CX300 SQMM (XLPE) POWER CABLE | KM | 0.2 |  | INCLUDED | 0 | 0 | 0 | 0 | 0 | 0 | 0 | 0 | 0.18 | 0 | 0.18 | 0 | 0 | 0 | 0
349 | 7000020229 | 1580 | AIR CONDITIONING & VENTILATION SYSTEM | 1000006284 | 84151090 |  | 28 |  | Air conditioning system for Switchyard Panel Room of 6m length | SET | 2 |  | INCLUDED | 0 | 0 | 0 | 0 | 0 | 0 | 0 | 0 | 0.28 | 0 | 0 | 0.28 | 0 | 0 | 0
350 | 7000020229 | 1590 | FIRE FIGHTING SYSTEM | 1000055456 | 84248990 |  | 18 |  | HVW SPRAY SYSTEM, HYDRANT SYSTEM AND COMPLETE U/G & O/G PIPING ANDACCESSORIES ETC. OUT SIDE THE PUMP HOUSE FOR 400KV, 3-PHASEAUTOTRANSFORMER | SET | 1 |  | INCLUDED | 0 | 0 | 0 | 0 | 0 | 0 | 0 | 0 | 0.18 | 0 | 0.18 | 0 | 0 | 0 | 0
351 | 7000020229 | 1600 | FIRE FIGHTING SYSTEM | 1000012018 | 85311020 |  | 18 |  | Fire Detection and Alarm System for Switchyard Panel Room of 6 mlength | SET | 2 |  | INCLUDED | 0 | 0 | 0 | 0 | 0 | 0 | 0 | 0 | 0.18 | 0 | 0.18 | 0 | 0 | 0 | 0
352 | 7000020229 | 1610 | FIRE FIGHTING SYSTEM | 1000049665 | 84241000 |  | 18 |  | 60 LITRE FOAM TYPE TROLLEY/WHEEL MOUNTED FIRE EXTINGUISHER | SET | 2 |  | INCLUDED | 0 | 0 | 0 | 0 | 0 | 0 | 0 | 0 | 0.18 | 0 | 0.18 | 0 | 0 | 0 | 0
353 | 7000020229 | 1620 | FIRE FIGHTING SYSTEM | 1000012022 | 84241000 |  | 18 |  | 4.5 kg CO2 type Portable Fire extinguisher | EA | 2 |  | INCLUDED | 0 | 0 | 0 | 0 | 0 | 0 | 0 | 0 | 0.18 | 0 | 0.18 | 0 | 0 | 0 | 0
354 | 7000020229 | 1630 | ILLUMINATION SYSTEM | 1000014547 | 85371000 |  | 18 |  | Lighting Panel type ACP-2 as per technical specification | EA | 1 |  | INCLUDED | 0 | 0 | 0 | 0 | 0 | 0 | 0 | 0 | 0.18 | 0 | 0.18 | 0 | 0 | 0 | 0
355 | 7000020229 | 1640 | ILLUMINATION SYSTEM | 1000001894 | 94059900 |  | 18 |  | Outdoor Power Receptacle for oilfiltration unit (250A) | EA | 1 |  | INCLUDED | 0 | 0 | 0 | 0 | 0 | 0 | 0 | 0 | 0.18 | 0 | 0.18 | 0 | 0 | 0 | 0
356 | 7000020229 | 1650 | ILLUMINATION SYSTEM | 1000038387 | 94051090 |  | 18 |  | LED FLOOD LIGHT LUMINARIESTYPE FL-1 (150W) AS PER TECHNICALSPECIFICATION | EA | 3 |  | INCLUDED | 0 | 0 | 0 | 0 | 0 | 0 | 0 | 0 | 0.18 | 0 | 0.18 | 0 | 0 | 0 | 0
357 | 7000020229 | 1660 | ILLUMINATION SYSTEM | 1000038325 | 94059900 |  | 18 |  | LIGHTING FIXTURE LED LUMINAIRES TYPE FL2 AS PER TECH. SPECIFICATIONS | EA | 3 |  | INCLUDED | 0 | 0 | 0 | 0 | 0 | 0 | 0 | 0 | 0.18 | 0 | 0.18 | 0 | 0 | 0 | 0
358 | 7000020229 | 1670 | ILLUMINATION SYSTEM | 1000013795 | 94059900 |  | 18 |  | Illumination System for switchyard panel room of 6 m length | LS | 2 |  | INCLUDED | 0 | 0 | 0 | 0 | 0 | 0 | 0 | 0 | 0.18 | 0 | 0.18 | 0 | 0 | 0 | 0
359 | 7000020229 | 1680 | 400kV Equipment support structures | 1000020195 | 73045930 |  | 18 |  | Fabrication, galvanising and supply ofStandard Pipe Structure - 400 kV,1-Phase, SA including nuts, bolts,all type of washers, packplates, stepbolts and gusset plates excludingfoundation bolts | EA | 3 |  | INCLUDED | 0 | 0 | 0 | 0 | 0 | 0 | 0 | 0 | 0.18 | 0 | 0.18 | 0 | 0 | 0 | 0
360 | 7000020229 | 1690 | 400kV Equipment support structures | 1000020194 | 73045930 |  | 18 |  | Fabrication, galvanising and supply ofStandard Pipe Structure - 400 kV,3-Phase, ISOLATOR including nuts,bolts, all type of washers, packplates,step bolts and gusset plates excludingfoundation bolts | EA | 6 |  | INCLUDED | 0 | 0 | 0 | 0 | 0 | 0 | 0 | 0 | 0.18 | 0 | 0.18 | 0 | 0 | 0 | 0
361 | 7000020229 | 1700 | 400kV Equipment support structures | 1000020192 | 73045930 |  | 18 |  | Fabrication, galvanising and supply ofStandard Pipe Structure - 400 kV,1-Phase, CT including nuts, bolts, alltype of washers, packplates, step boltsand gusset plates excluding foundationbolts | EA | 6 |  | INCLUDED | 0 | 0 | 0 | 0 | 0 | 0 | 0 | 0 | 0.18 | 0 | 0.18 | 0 | 0 | 0 | 0
362 | 7000020229 | 1710 | 400kV Equipment support structures | 1000017567 | 73045930 |  | 18 |  | Standard Pipe Structure for 400kV BPI (excluding wave trap) | EA | 7 |  | INCLUDED | 0 | 0 | 0 | 0 | 0 | 0 | 0 | 0 | 0.18 | 0 | 0.18 | 0 | 0 | 0 | 0
363 | 7000020229 | 1720 | 220kV Equipment support structures | 1000017565 | 73045930 |  | 18 |  | Fabrication, galvanising and supply of Std Pipe Structure - 220 kV highBPI including nuts, bolts, all type of washers, packplates, step boltsand gusset plates excluding foundation bolts | EA | 3 |  | INCLUDED | 0 | 0 | 0 | 0 | 0 | 0 | 0 | 0 | 0.18 | 0 | 0.18 | 0 | 0 | 0 | 0
364 | 7000020229 | 1730 | 220kV Equipment support structures | 1000017562 | 73045930 |  | 18 |  | Standard Pipe Structure for 220kV BPI (excluding wave trap) | EA | 9 |  | INCLUDED | 0 | 0 | 0 | 0 | 0 | 0 | 0 | 0 | 0.18 | 0 | 0.18 | 0 | 0 | 0 | 0
365 | 7000020229 | 1740 | 220kV Equipment support structures | 1000020187 | 73045930 |  | 18 |  | Fabrication, galvanising and supply of Standard Pipe Structure - 220kV CT including nuts, bolts, all type of washers, packplates, stepbolts and gusset plates excluding foundation bolts | EA | 3 |  | INCLUDED | 0 | 0 | 0 | 0 | 0 | 0 | 0 | 0 | 0.18 | 0 | 0.18 | 0 | 0 | 0 | 0
366 | 7000020229 | 1750 | 220kV Equipment support structures | 1000020189 | 73045930 |  | 18 |  | Fabrication, galvanising and supply of Standard Pipe Structure - 220kV ISOLATOR including nuts, bolts, all type of washers, packplates,step bolts and gusset plates excluding foundation bolts | EA | 4 |  | INCLUDED | 0 | 0 | 0 | 0 | 0 | 0 | 0 | 0 | 0.18 | 0 | 0.18 | 0 | 0 | 0 | 0
367 | 7000020229 | 1760 | 220kV Equipment support structures | 1000020190 | 73045930 |  | 18 |  | Fabrication, galvanising and supply of Standard Pipe Structure - 220kV SA including nuts, bolts, all type of washers, packplates, stepbolts and gusset plates excluding foundation bolts | EA | 3 |  | INCLUDED | 0 | 0 | 0 | 0 | 0 | 0 | 0 | 0 | 0.18 | 0 | 0.18 | 0 | 0 | 0 | 0
368 | 7000020229 | 1770 | Mandatory Spare LOT | 1000019918 | 85359090 |  | 18 |  | Spares for 420kV Circuit Breaker | LS | 1 |  | INCLUDED | 0 | 0 | 0 | 0 | 0 | 0 | 0 | 0 | 0.18 | 0 | 0.18 | 0 | 0 | 0 | 0
369 | 7000020229 | 1780 | Mandatory Spare LOT | 1000024186 | 85354010 |  | 18 |  | SPARES FOR 336KV SURGE ARRESTER | LS | 1 |  | INCLUDED | 0 | 0 | 0 | 0 | 0 | 0 | 0 | 0 | 0.18 | 0 | 0.18 | 0 | 0 | 0 | 0
370 | 7000020229 | 1790 | Mandatory Spare LOT | 1000019912 | 85371000 |  | 18 |  | Relay & protection Panels (with automation) | LS | 1 |  | INCLUDED | 0 | 0 | 0 | 0 | 0 | 0 | 0 | 0 | 0.18 | 0 | 0.18 | 0 | 0 | 0 | 0
371 | 7000020229 | 1800 | Mandatory Spare LOT | 1000019927 | 85389000 |  | 18 |  | Spares-Substation Automation System | LS | 1 |  | INCLUDED | 0 | 0 | 0 | 0 | 0 | 0 | 0 | 0 | 0.18 | 0 | 0.18 | 0 | 0 | 0 | 0
372 | 7000020229 | 1810 | Mandatory Spare LOT | 1000032289 | 84819090 |  | 18 |  | SPARES FOFIRE PROTECTION SYSTEM | SET | 1 |  | INCLUDED | 0 | 0 | 0 | 0 | 0 | 0 | 0 | 0 | 0.18 | 0 | 0.18 | 0 | 0 | 0 | 0
373 | 7000020229 | 1820 | Mandatory Spare LOT | 1000025930 | 85354010 |  | 18 |  | Spare-216kV Surge Arrester | SET | 1 |  | INCLUDED | 0 | 0 | 0 | 0 | 0 | 0 | 0 | 0 | 0.18 | 0 | 0.18 | 0 | 0 | 0 | 0
374 | 7000020229 | 1830 | Mandatory Spare LOT | 1000019919 | 85353090 |  | 18 |  | Spares for 420kV Double break Isolator | LS | 1 |  | INCLUDED | 0 | 0 | 0 | 0 | 0 | 0 | 0 | 0 | 0.18 | 0 | 0.18 | 0 | 0 | 0 | 0
375 | 7000020229 | 1840 | Mandatory Spare LOT | 1000025941 | 85389000 |  | 18 |  | Spare-420kV CT 1 | SET | 1 |  | INCLUDED | 0 | 0 | 0 | 0 | 0 | 0 | 0 | 0 | 0.18 | 0 | 0.18 | 0 | 0 | 0 | 0
376 | 7000020229 | 2030 | Foundation Bolt | 1000012366 | 73082011 |  | 18 |  | Fabrication, galvanising and supply of 28mm dia foundation boltsincluding nuts, checknuts, washers and packplates. | EA | 364 |  | INCLUDED | 0 | 0 | 0 | 0 | 0 | 0 | 0 | 0 | 0.18 | 0 | 0.18 | 0 | 0 | 0 | 0
F | NIT Bikaner-II SS Ext.
377 | 7000020229 | 2040 | 420kV, 63kA AIS EQUIPMENT | 1000020419 | 85354010 |  | 18 |  | 336kV Surge Arrester (1-phase) | EA | 15 |  | INCLUDED | 0 | 0 | 0 | 0 | 0 | 0 | 0 | 0 | 0.18 | 0 | 0.18 | 0 | 0 | 0 | 0
378 | 7000020229 | 2050 | 420kV, 63kA AIS EQUIPMENT | 1000004401 | 85462040 |  | 18 |  | 420 kV, 1 phase Bus Post Insulator (except for Line Traps) | EA | 27 |  | INCLUDED | 0 | 0 | 0 | 0 | 0 | 0 | 0 | 0 | 0.18 | 0 | 0.18 | 0 | 0 | 0 | 0
379 | 7000020229 | 2060 | 245kV, 50kA AIS EQUIPMENT | 1000001695 | 85462040 |  | 18 |  | 245 kV, 1 phase Bus Post Insulator (except for Line Traps) | EA | 160 |  | INCLUDED | 0 | 0 | 0 | 0 | 0 | 0 | 0 | 0 | 0.18 | 0 | 0.18 | 0 | 0 | 0 | 0
380 | 7000020229 | 2070 | Erection Hardware for 420kV I-Type S/Y | 1000011319 | 72169990 |  | 18 |  | Erection Hardware for 400kV I type layout-Bus Work (For two diameters)as per technical specification | SET | 1 |  | INCLUDED | 0 | 0 | 0 | 0 | 0 | 0 | 0 | 0 | 0.18 | 0 | 0.18 | 0 | 0 | 0 | 0
381 | 7000020229 | 2080 | Erection Hardware for 420kV I-Type S/Y | 1000011318 | 72169990 |  | 18 |  | Erection Hardware for 400kV I type layout-Bus Work (For one diameter)as per technical specification | SET | 1 |  | INCLUDED | 0 | 0 | 0 | 0 | 0 | 0 | 0 | 0 | 0.18 | 0 | 0.18 | 0 | 0 | 0 | 0
382 | 7000020229 | 2090 | Erection Hardware for 420kV I-Type S/Y | 1000011327 | 72169990 |  | 18 |  | Erection Hardware for 400kV I type layout-Transformer bay as pertechnical specification | SET | 3 |  | INCLUDED | 0 | 0 | 0 | 0 | 0 | 0 | 0 | 0 | 0.18 | 0 | 0.18 | 0 | 0 | 0 | 0
383 | 7000020229 | 2100 | Erection Hardware for 420kV I-Type S/Y | 1000011320 | 72169990 |  | 18 |  | Erection Hardware for 400kV I type layout-Any feeder Extn. on existinghalf dia. as per technical specification | SET | 2 |  | INCLUDED | 0 | 0 | 0 | 0 | 0 | 0 | 0 | 0 | 0.18 | 0 | 0.18 | 0 | 0 | 0 | 0
384 | 7000020695 | 20 | Erection Hardware for 220kV DMT Type S/Y | 1000011264 | 72169990 |  | 18 |  | Erection Hardware for 220kV layout (Double Main and TransferScheme)-Transformer Bay as per technical specification | SET | 5 |  | INCLUDED | 0 | 0 | 0 | 0 | 0 | 0 | 0 | 0 | 0.18 | 0 | 0.18 | 0 | 0 | 0 | 0
385 | 7000020229 | 2110 | 420kV Insulator and Hardware | 1000055984 | 72169990 |  | 18 |  | 400KV TENSION INSULATOR STRING AND ASSOCIATED HARDWARE FITTINGSWITHOUT TURN BUCKLE SUITABLE FOR QUAD CONDUCTOR | EA | 24 |  | INCLUDED | 0 | 0 | 0 | 0 | 0 | 0 | 0 | 0 | 0.18 | 0 | 0.18 | 0 | 0 | 0 | 0
386 | 7000020229 | 2120 | 420kV Insulator and Hardware | 1000055991 | 72169990 |  | 18 |  | 400KV TENSION INSULATOR STRING AND ASSOCIATED HARDWARE FITTINGSWITH TURN BUCKLE SUITABLE FOR QUAD CONDUCTOR | EA | 24 |  | INCLUDED | 0 | 0 | 0 | 0 | 0 | 0 | 0 | 0 | 0.18 | 0 | 0.18 | 0 | 0 | 0 | 0
387 | 7000020229 | 2130 | 220kV Insulator and Hardware | 1000055983 | 72169990 |  | 18 |  | 220KV TENSION INSULATOR STRING AND ASSOCIATED HARDWARE FITTINGS WITHTURN BUCKLE SUITABLE FOR TWIN CONDUCTOR | EA | 90 |  | INCLUDED | 0 | 0 | 0 | 0 | 0 | 0 | 0 | 0 | 0.18 | 0 | 0.18 | 0 | 0 | 0 | 0
388 | 7000020229 | 2140 | 220kV Insulator and Hardware | 1000055981 | 72169990 |  | 18 |  | 220KV TENSION INSULATOR STRING AND ASSOCIATED HARDWARE FITTINGS WITHTURN BUCKLE SUITABLE FOR QUAD CONDUCTOR | EA | 9 |  | INCLUDED | 0 | 0 | 0 | 0 | 0 | 0 | 0 | 0 | 0.18 | 0 | 0.18 | 0 | 0 | 0 | 0
389 | 7000020229 | 2150 | 220kV Insulator and Hardware | 1000055980 | 72169990 |  | 18 |  | 220KV TENSION INSULATOR STRING AND ASSOCIATED HARDWARE FITTINGSWITHOUT TURN BUCKLE SUITABLE FOR TWIN CONDUCTOR | EA | 90 |  | INCLUDED | 0 | 0 | 0 | 0 | 0 | 0 | 0 | 0 | 0.18 | 0 | 0.18 | 0 | 0 | 0 | 0
390 | 7000020229 | 2160 | 220kV Insulator and Hardware | 1000055978 | 72169990 |  | 18 |  | 220KV TENSION INSULATOR STRING AND ASSOCIATED HARDWARE FITTINGSWITHOUT TURN BUCKLE SUITABLE FOR QUAD CONDUCTOR | EA | 9 |  | INCLUDED | 0 | 0 | 0 | 0 | 0 | 0 | 0 | 0 | 0.18 | 0 | 0.18 | 0 | 0 | 0 | 0
391 | 7000020229 | 2170 | 220kV Insulator and Hardware | 1000055977 | 72169990 |  | 18 |  | 220KV SUSPENSION INSULATOR STRING AND ASSOCIATED HARDWARE FITTINGSWITH THROUGH CLAMP SUITABLE FOR TWIN CONDUCTOR | EA | 45 |  | INCLUDED | 0 | 0 | 0 | 0 | 0 | 0 | 0 | 0 | 0.18 | 0 | 0.18 | 0 | 0 | 0 | 0
392 | 7000020229 | 2180 | 220kV Insulator and Hardware | 1000055975 | 72169990 |  | 18 |  | 220KV SUSPENSION INSULATOR STRING AND ASSOCIATED HARDWARE FITTINGSWITH DROP CLAMP SUITABLE FOR TWIN CONDUCTOR | EA | 30 |  | INCLUDED | 0 | 0 | 0 | 0 | 0 | 0 | 0 | 0 | 0.18 | 0 | 0.18 | 0 | 0 | 0 | 0
393 | 7000020229 | 2190 | Earthmat | 1000032055 | 72159090 |  | 18 |  | 40 MM MS ROD FOR MAIN EARTHMAT | KM | 10 |  | INCLUDED | 0 | 0 | 0 | 0 | 0 | 0 | 0 | 0 | 0.18 | 0 | 0.18 | 0 | 0 | 0 | 0
394 | 7000020229 | 2200 | CRP for 420kV Bays with SAS | 1000002163 | 85371000 |  | 18 |  | 400kV Circuit Breaker Relay Panel without Auto Reclose (withAutomation) | EA | 8 |  | INCLUDED | 0 | 0 | 0 | 0 | 0 | 0 | 0 | 0 | 0.18 | 0 | 0.18 | 0 | 0 | 0 | 0
395 | 7000020229 | 2210 | CRP for 420kV Bays with SAS | 1000004274 | 85371000 |  | 18 |  | 400kV Transformer Protection Panel (For both HV & MV side)-(withAutomation) | EA | 5 |  | INCLUDED | 0 | 0 | 0 | 0 | 0 | 0 | 0 | 0 | 0.18 | 0 | 0.18 | 0 | 0 | 0 | 0
396 | 7000020229 | 2220 | CRP for 420kV Bays with SAS | 1000002145 | 85371000 |  | 18 |  | 400kV Bus Bar Protection Panel (Duplicate)-(with Automation) | SET | 1 |  | INCLUDED | 0 | 0 | 0 | 0 | 0 | 0 | 0 | 0 | 0.18 | 0 | 0.18 | 0 | 0 | 0 | 0
397 | 7000020229 | 2230 | CRP for 220kV Bays with SAS | 1000001168 | 85371000 |  | 18 |  | 220kV Circuit Breaker Relay Panel without Auto Reclose (withAutomation) | EA | 5 |  | INCLUDED | 0 | 0 | 0 | 0 | 0 | 0 | 0 | 0 | 0.18 | 0 | 0.18 | 0 | 0 | 0 | 0
398 | 7000020229 | 2240 | SAS-AUG | 1000003409 | 85371000 |  | 18 |  | Augmentation of Substation automation System for 400kV Main bay as perTechnical Specification | EA | 5 |  | INCLUDED | 0 | 0 | 0 | 0 | 0 | 0 | 0 | 0 | 0.18 | 0 | 0.18 | 0 | 0 | 0 | 0
399 | 7000020229 | 2250 | SAS-AUG | 1000003411 | 85371000 |  | 18 |  | Augmentation of Substation automation System for 400kV Tie bay as perTechnical Specification | EA | 3 |  | INCLUDED | 0 | 0 | 0 | 0 | 0 | 0 | 0 | 0 | 0.18 | 0 | 0.18 | 0 | 0 | 0 | 0
400 | 7000020229 | 2260 | SAS-AUG | 1000001333 | 85371000 |  | 18 |  | Augmentation of Substation automation System for 220kV bay as perTechnical Specification | EA | 5 |  | INCLUDED | 0 | 0 | 0 | 0 | 0 | 0 | 0 | 0 | 0.18 | 0 | 0.18 | 0 | 0 | 0 | 0
401 | 7000020229 | 2270 | VMS | 1000030433 | 85287390 |  | 18 |  | COLOR IP CAMERA, WITH PAN, TILT AND ZOOM FACILITIES, ALONGWITH ALLREQUIRED ITEMS, ACCESSORIES, LINE INTERFACE UNITS, FIBER PATCH CORDS,POWER SUPPLY UNITS, JUNCTION BOXES, CABLES, FIBER OPTIC CABLES, ETC.,AND INCLUDING INTEGRATION IN EXISTING HARDWARE AND SOFTWARE FORAUGMENTATION OF VISUAL MONITORING SYSTEM AS PER TECHNICALSPECIFICATION. | SET | 8 |  | INCLUDED | 0 | 0 | 0 | 0 | 0 | 0 | 0 | 0 | 0.18 | 0 | 0.18 | 0 | 0 | 0 | 0
402 | 7000020229 | 2280 | POWER & CONTROL CABLE | 1000032050 | 85446020 |  | 18 |  | 4PAIR, 0.5SQMM SCREENED CABLE | KM | 5 |  | INCLUDED | 0 | 0 | 0 | 0 | 0 | 0 | 0 | 0 | 0.18 | 0 | 0.18 | 0 | 0 | 0 | 0
403 | 7000020229 | 2290 | POWER & CONTROL CABLE | 1000056265 | 85446020 |  | 18 |  | 1.1KV GRADE 27CX1.5 SQMM CONTROL CABLE | KM | 4 |  | INCLUDED | 0 | 0 | 0 | 0 | 0 | 0 | 0 | 0 | 0.18 | 0 | 0.18 | 0 | 0 | 0 | 0
404 | 7000020229 | 2300 | POWER & CONTROL CABLE | 1000056264 | 85446020 |  | 18 |  | 1.1KV GRADE 19CX1.5 SQMM CONTROL CABLE | KM | 4 |  | INCLUDED | 0 | 0 | 0 | 0 | 0 | 0 | 0 | 0 | 0.18 | 0 | 0.18 | 0 | 0 | 0 | 0
405 | 7000020229 | 2310 | POWER & CONTROL CABLE | 1000031904 | 85446020 |  | 18 |  | 1.1KV GRADE 14CX2.5 SQMM CONTROL CABLE | KM | 7 |  | INCLUDED | 0 | 0 | 0 | 0 | 0 | 0 | 0 | 0 | 0.18 | 0 | 0.18 | 0 | 0 | 0 | 0
406 | 7000020229 | 2320 | POWER & CONTROL CABLE | 1000031887 | 85446020 |  | 18 |  | 1.1KV GRADE 10CX2.5 SQMM CONTROL CABLE | KM | 8 |  | INCLUDED | 0 | 0 | 0 | 0 | 0 | 0 | 0 | 0 | 0.18 | 0 | 0.18 | 0 | 0 | 0 | 0
407 | 7000020229 | 2330 | POWER & CONTROL CABLE | 1000031993 | 85446020 |  | 18 |  | 1.1KV GRADE 7CX2.5 SQMM CONTROL CABLE | KM | 3.5 |  | INCLUDED | 0 | 0 | 0 | 0 | 0 | 0 | 0 | 0 | 0.18 | 0 | 0.18 | 0 | 0 | 0 | 0
408 | 7000020229 | 2340 | POWER & CONTROL CABLE | 1000031987 | 85446020 |  | 18 |  | 1.1KV GRADE 5CX2.5 SQMM CONTROL CABLE | KM | 25 |  | INCLUDED | 0 | 0 | 0 | 0 | 0 | 0 | 0 | 0 | 0.18 | 0 | 0.18 | 0 | 0 | 0 | 0
409 | 7000020229 | 2350 | POWER & CONTROL CABLE | 1000031964 | 85446020 |  | 18 |  | 1.1KV GRADE 3CX2.5 SQMM CONTROL CABLE | KM | 16 |  | INCLUDED | 0 | 0 | 0 | 0 | 0 | 0 | 0 | 0 | 0.18 | 0 | 0.18 | 0 | 0 | 0 | 0
410 | 7000020229 | 2360 | POWER & CONTROL CABLE | 1000031943 | 85446020 |  | 18 |  | 1.1KV GRADE 2CX6 SQMM (PVC) POWER CABLE | KM | 4.5 |  | INCLUDED | 0 | 0 | 0 | 0 | 0 | 0 | 0 | 0 | 0.18 | 0 | 0.18 | 0 | 0 | 0 | 0
411 | 7000020229 | 2370 | POWER & CONTROL CABLE | 1000031985 | 85446020 |  | 18 |  | 1.1KV GRADE 4CX6 SQMM (PVC) POWER CABLE | KM | 6.5 |  | INCLUDED | 0 | 0 | 0 | 0 | 0 | 0 | 0 | 0 | 0.18 | 0 | 0.18 | 0 | 0 | 0 | 0
412 | 7000020229 | 2380 | POWER & CONTROL CABLE | 1000031953 | 85446020 |  | 18 |  | 1.1KV GRADE 3.5CX35 SQMM (PVC) POWER CABLE | KM | 3 |  | INCLUDED | 0 | 0 | 0 | 0 | 0 | 0 | 0 | 0 | 0.18 | 0 | 0.18 | 0 | 0 | 0 | 0
413 | 7000020229 | 2390 | POWER & CONTROL CABLE | 1000031957 | 85446020 |  | 18 |  | 1.1KV GRADE 3.5CX70 SQMM (PVC) POWER CABLE | KM | 3 |  | INCLUDED | 0 | 0 | 0 | 0 | 0 | 0 | 0 | 0 | 0.18 | 0 | 0.18 | 0 | 0 | 0 | 0
414 | 7000020229 | 2400 | POWER & CONTROL CABLE | 1000031951 | 85446090 |  | 18 |  | 1.1KV GRADE 3.5CX300 SQMM (XLPE) POWER CABLE | KM | 2 |  | INCLUDED | 0 | 0 | 0 | 0 | 0 | 0 | 0 | 0 | 0.18 | 0 | 0.18 | 0 | 0 | 0 | 0
415 | 7000020229 | 2410 | AIR CONDITIONING & VENTILATION SYSTEM | 1000006285 | 84151090 |  | 28 |  | Air conditioning system for Switchyard Panel Room of 9m length | SET | 4 |  | INCLUDED | 0 | 0 | 0 | 0 | 0 | 0 | 0 | 0 | 0.28 | 0 | 0 | 0.28 | 0 | 0 | 0
416 | 7000020229 | 2420 | AIR CONDITIONING & VENTILATION SYSTEM | 1000006284 | 84151090 |  | 28 |  | Air conditioning system for Switchyard Panel Room of 6m length | SET | 2 |  | INCLUDED | 0 | 0 | 0 | 0 | 0 | 0 | 0 | 0 | 0.28 | 0 | 0 | 0.28 | 0 | 0 | 0
417 | 7000020229 | 2430 | FIRE FIGHTING SYSTEM | 1000055456 | 84248990 |  | 18 |  | HVW SPRAY SYSTEM, HYDRANT SYSTEM AND COMPLETE U/G & O/G PIPING ANDACCESSORIES ETC. OUT SIDE THE PUMP HOUSE FOR 400KV, 3-PHASEAUTOTRANSFORMER | SET | 5 |  | INCLUDED | 0 | 0 | 0 | 0 | 0 | 0 | 0 | 0 | 0.18 | 0 | 0.18 | 0 | 0 | 0 | 0
418 | 7000020229 | 2440 | FIRE FIGHTING SYSTEM | 1000012019 | 85311020 |  | 18 |  | Fire Detection and Alarm System for Switchyard Panel Room of 9 mlength | SET | 4 |  | INCLUDED | 0 | 0 | 0 | 0 | 0 | 0 | 0 | 0 | 0.18 | 0 | 0.18 | 0 | 0 | 0 | 0
419 | 7000020229 | 2450 | FIRE FIGHTING SYSTEM | 1000012018 | 85311020 |  | 18 |  | Fire Detection and Alarm System for Switchyard Panel Room of 6 mlength | SET | 2 |  | INCLUDED | 0 | 0 | 0 | 0 | 0 | 0 | 0 | 0 | 0.18 | 0 | 0.18 | 0 | 0 | 0 | 0
420 | 7000020229 | 2460 | FIRE FIGHTING SYSTEM | 1000049665 | 84241000 |  | 18 |  | 60 LITRE FOAM TYPE TROLLEY/WHEEL MOUNTED FIRE EXTINGUISHER | SET | 10 |  | INCLUDED | 0 | 0 | 0 | 0 | 0 | 0 | 0 | 0 | 0.18 | 0 | 0.18 | 0 | 0 | 0 | 0
421 | 7000020229 | 2470 | FIRE FIGHTING SYSTEM | 1000012022 | 84241000 |  | 18 |  | 4.5 kg CO2 type Portable Fire extinguisher | EA | 10 |  | INCLUDED | 0 | 0 | 0 | 0 | 0 | 0 | 0 | 0 | 0.18 | 0 | 0.18 | 0 | 0 | 0 | 0
422 | 7000020229 | 2480 | ILLUMINATION SYSTEM | 1000013796 | 94059900 |  | 18 |  | Illumination System for switchyard panel room of 9 m length | LS | 2 |  | INCLUDED | 0 | 0 | 0 | 0 | 0 | 0 | 0 | 0 | 0.18 | 0 | 0.18 | 0 | 0 | 0 | 0
423 | 7000020229 | 2490 | ILLUMINATION SYSTEM | 1000013795 | 94059900 |  | 18 |  | Illumination System for switchyard panel room of 6 m length | LS | 4 |  | INCLUDED | 0 | 0 | 0 | 0 | 0 | 0 | 0 | 0 | 0.18 | 0 | 0.18 | 0 | 0 | 0 | 0
424 | 7000020229 | 2500 | ILLUMINATION SYSTEM | 1000038325 | 94059900 |  | 18 |  | LIGHTING FIXTURE LED LUMINAIRES TYPE FL2 AS PER TECH. SPECIFICATIONS | EA | 20 |  | INCLUDED | 0 | 0 | 0 | 0 | 0 | 0 | 0 | 0 | 0.18 | 0 | 0.18 | 0 | 0 | 0 | 0
425 | 7000020229 | 2510 | ILLUMINATION SYSTEM | 1000038387 | 94051090 |  | 18 |  | LED FLOOD LIGHT LUMINARIESTYPE FL-1 (150W) AS PER TECHNICALSPECIFICATION | EA | 20 |  | INCLUDED | 0 | 0 | 0 | 0 | 0 | 0 | 0 | 0 | 0.18 | 0 | 0.18 | 0 | 0 | 0 | 0
426 | 7000020229 | 2520 | ILLUMINATION SYSTEM | 1000014547 | 85371000 |  | 18 |  | Lighting Panel type ACP-2 as per technical specification | EA | 5 |  | INCLUDED | 0 | 0 | 0 | 0 | 0 | 0 | 0 | 0 | 0.18 | 0 | 0.18 | 0 | 0 | 0 | 0
427 | 7000020229 | 2530 | ILLUMINATION SYSTEM | 1000001894 | 94059900 |  | 18 |  | Outdoor Power Receptacle for oilfiltration unit (250A) | EA | 2 |  | INCLUDED | 0 | 0 | 0 | 0 | 0 | 0 | 0 | 0 | 0.18 | 0 | 0.18 | 0 | 0 | 0 | 0
428 | 7000020229 | 2540 | 400kV Equipment support structures | 1000017567 | 73045930 |  | 18 |  | Standard Pipe Structure for 400kV BPI (excluding wave trap) | EA | 27 |  | INCLUDED | 0 | 0 | 0 | 0 | 0 | 0 | 0 | 0 | 0.18 | 0 | 0.18 | 0 | 0 | 0 | 0
429 | 7000020229 | 2550 | 400kV Equipment support structures | 1000020192 | 73045930 |  | 18 |  | Fabrication, galvanising and supply ofStandard Pipe Structure - 400 kV,1-Phase, CT including nuts, bolts, alltype of washers, packplates, step boltsand gusset plates excluding foundationbolts | EA | 24 |  | INCLUDED | 0 | 0 | 0 | 0 | 0 | 0 | 0 | 0 | 0.18 | 0 | 0.18 | 0 | 0 | 0 | 0
430 | 7000020229 | 2560 | 400kV Equipment support structures | 1000020194 | 73045930 |  | 18 |  | Fabrication, galvanising and supply ofStandard Pipe Structure - 400 kV,3-Phase, ISOLATOR including nuts,bolts, all type of washers, packplates,step bolts and gusset plates excludingfoundation bolts | EA | 21 |  | INCLUDED | 0 | 0 | 0 | 0 | 0 | 0 | 0 | 0 | 0.18 | 0 | 0.18 | 0 | 0 | 0 | 0
431 | 7000020229 | 2570 | 400kV Equipment support structures | 1000020195 | 73045930 |  | 18 |  | Fabrication, galvanising and supply ofStandard Pipe Structure - 400 kV,1-Phase, SA including nuts, bolts,all type of washers, packplates, stepbolts and gusset plates excludingfoundation bolts | EA | 15 |  | INCLUDED | 0 | 0 | 0 | 0 | 0 | 0 | 0 | 0 | 0.18 | 0 | 0.18 | 0 | 0 | 0 | 0
432 | 7000020229 | 2580 | 220kV Equipment support structures | 1000017565 | 73045930 |  | 18 |  | Fabrication, galvanising and supply of Std Pipe Structure - 220 kV highBPI including nuts, bolts, all type of washers, packplates, step boltsand gusset plates excluding foundation bolts | EA | 15 |  | INCLUDED | 0 | 0 | 0 | 0 | 0 | 0 | 0 | 0 | 0.18 | 0 | 0.18 | 0 | 0 | 0 | 0
433 | 7000020229 | 2590 | 220kV Equipment support structures | 1000017562 | 73045930 |  | 18 |  | Standard Pipe Structure for 220kV BPI (excluding wave trap) | EA | 145 |  | INCLUDED | 0 | 0 | 0 | 0 | 0 | 0 | 0 | 0 | 0.18 | 0 | 0.18 | 0 | 0 | 0 | 0
434 | 7000020229 | 2600 | 220kV Equipment support structures | 1000020187 | 73045930 |  | 18 |  | Fabrication, galvanising and supply of Standard Pipe Structure - 220kV CT including nuts, bolts, all type of washers, packplates, stepbolts and gusset plates excluding foundation bolts | EA | 15 |  | INCLUDED | 0 | 0 | 0 | 0 | 0 | 0 | 0 | 0 | 0.18 | 0 | 0.18 | 0 | 0 | 0 | 0
435 | 7000020229 | 2610 | 220kV Equipment support structures | 1000020189 | 73045930 |  | 18 |  | Fabrication, galvanising and supply of Standard Pipe Structure - 220kV ISOLATOR including nuts, bolts, all type of washers, packplates,step bolts and gusset plates excluding foundation bolts | EA | 20 |  | INCLUDED | 0 | 0 | 0 | 0 | 0 | 0 | 0 | 0 | 0.18 | 0 | 0.18 | 0 | 0 | 0 | 0
436 | 7000020229 | 2620 | 220kV Equipment support structures | 1000020190 | 73045930 |  | 18 |  | Fabrication, galvanising and supply of Standard Pipe Structure - 220kV SA including nuts, bolts, all type of washers, packplates, stepbolts and gusset plates excluding foundation bolts | EA | 15 |  | INCLUDED | 0 | 0 | 0 | 0 | 0 | 0 | 0 | 0 | 0.18 | 0 | 0.18 | 0 | 0 | 0 | 0
437 | 7000020229 | 2630 | Mandatory Spare LOT | 1000024186 | 85354010 |  | 18 |  | SPARES FOR 336KV SURGE ARRESTER | LS | 1 |  | INCLUDED | 0 | 0 | 0 | 0 | 0 | 0 | 0 | 0 | 0.18 | 0 | 0.18 | 0 | 0 | 0 | 0
438 | 7000020229 | 2640 | Mandatory Spare LOT | 1000019912 | 85371000 |  | 18 |  | Relay & protection Panels (with automation) | LS | 1 |  | INCLUDED | 0 | 0 | 0 | 0 | 0 | 0 | 0 | 0 | 0.18 | 0 | 0.18 | 0 | 0 | 0 | 0
439 | 7000020229 | 2650 | Mandatory Spare LOT | 1000032289 | 84819090 |  | 18 |  | SPARES FOFIRE PROTECTION SYSTEM | SET | 1 |  | INCLUDED | 0 | 0 | 0 | 0 | 0 | 0 | 0 | 0 | 0.18 | 0 | 0.18 | 0 | 0 | 0 | 0
440 | 7000020229 | 2660 | Mandatory Spare LOT | 1000019927 | 85389000 |  | 18 |  | Spares-Substation Automation System | LS | 1 |  | INCLUDED | 0 | 0 | 0 | 0 | 0 | 0 | 0 | 0 | 0.18 | 0 | 0.18 | 0 | 0 | 0 | 0
441 | 7000020229 | 2830 | 220KV TOWERS | 1000020091 | 73082011 |  | 18 |  | Fabrication, galvanising and supply of Std LM (50m) includingnuts, bolts, all type of washers, packplates, step bolts and gussetplates excluding foundation bolts | EA | 2 |  | INCLUDED | 0 | 0 | 0 | 0 | 0 | 0 | 0 | 0 | 0.18 | 0 | 0.18 | 0 | 0 | 0 | 0
442 | 7000020229 | 2870 | Foundation Bolt | 1000029078 | 73181500 |  | 18 |  | 20 mm FOUNDATION BOLTS (Including nuts,checknut & washers for latticeand pipe structures) | EA | 64 |  | INCLUDED | 0 | 0 | 0 | 0 | 0 | 0 | 0 | 0 | 0.18 | 0 | 0.18 | 0 | 0 | 0 | 0
443 | 7000020229 | 2880 | Foundation Bolt | 1000012366 | 73082011 |  | 18 |  | Fabrication, galvanising and supply of 28mm dia foundation boltsincluding nuts, checknuts, washers and packplates. | EA | 2032 |  | INCLUDED | 0 | 0 | 0 | 0 | 0 | 0 | 0 | 0 | 0.18 | 0 | 0.18 | 0 | 0 | 0 | 0
444 | 7000020229 | 2890 | Foundation Bolt | 1000012367 | 73082011 |  | 18 |  | Fabrication, galvanising and supply of 32mm dia foundation boltsincluding nuts, checknuts, washers and packplates | EA | 64 |  | INCLUDED | 0 | 0 | 0 | 0 | 0 | 0 | 0 | 0 | 0.18 | 0 | 0.18 | 0 | 0 | 0 | 0
445 | 7000020229 | 2900 | Foundation Bolt | 1000012369 | 73082011 |  | 18 |  | Fabrication, galvanising and supply of 56mm dia foundation boltsincluding nuts, checknuts, washers and packplates | EA | 128 |  | INCLUDED | 0 | 0 | 0 | 0 | 0 | 0 | 0 | 0 | 0.18 | 0 | 0.18 | 0 | 0 | 0 | 0
446 | 7000020229 | 2920 | Non Standard Structure | 1000015954 | 73082011 |  | 18 |  | Fabrication, galvanising and supply of Lattice Structures (MS Steel),to be designed during detailed engineering, for towers, beams andequipment support structure including pack plates / packwashers andgusset plates excluding fasteners and foundation bolts | MT | 102 |  | INCLUDED | 0 | 0 | 0 | 0 | 0 | 0 | 0 | 0 | 0.18 | 0 | 0.18 | 0 | 0 | 0 | 0
447 | 7000020229 | 2930 | Non Standard Structure | 1000011713 | 73082011 |  | 18 |  | Fabrication, galvanising and supply of fasteners ( nuts, bolts andwashers ) including step bolts for lattice and pipe structures to bedesigned during detailed engineering | MT | 5 |  | INCLUDED | 0 | 0 | 0 | 0 | 0 | 0 | 0 | 0 | 0.18 | 0 | 0.18 | 0 | 0 | 0 | 0
448 | 7000020229 | 2940 | Non Standard Structure | 1000012373 | 73082011 |  | 18 |  | Fabrication, galvanising and supply of foundation bolts including nuts,checknut and washers for lattice and pipe structures to be designedduring detailed engineering | MT | 11 |  | INCLUDED | 0 | 0 | 0 | 0 | 0 | 0 | 0 | 0 | 0.18 | 0 | 0.18 | 0 | 0 | 0 | 0
449 | 7000020229 | 2950 | 400KVTOWERS | 1000057260 | 73082011 |  | 18 |  | FABRICATION, GALVANISING AND SUPPLY OF STD 400 KV GANTRY4G1(BIKANER-II) INCLUDING NUTS, BOLTS, ALL TYPE OF WASHERS,PACKPLATES, STEP BOLTS AND GUSSET PLATES EXCLUDING FOUNDATION BOLTS | EA | 3 |  | INCLUDED | 0 | 0 | 0 | 0 | 0 | 0 | 0 | 0 | 0.18 | 0 | 0.18 | 0 | 0 | 0 | 0
450 | 7000020229 | 2960 | 400KVTOWERS | 1000057261 | 73082011 |  | 18 |  | FABRICATION, GALVANISING AND SUPPLY OF STD 400 KV GANTRY4G2-3D(BIKANER-II) INCLUDING NUTS, BOLTS, ALL TYPE OF WASHERS,PACKPLATES, STEP BOLTS AND GUSSET PLATES EXCLUDING FOUNDATION BOLTS | EA | 4 |  | INCLUDED | 0 | 0 | 0 | 0 | 0 | 0 | 0 | 0 | 0.18 | 0 | 0.18 | 0 | 0 | 0 | 0
451 | 7000020229 | 2970 | 400KVTOWERS | 1000057262 | 73082011 |  | 18 |  | FABRICATION, GALVANISING AND SUPPLY OF STD 400 KV GANTRY4G3(BIKANER-II) INCLUDING NUTS, BOLTS, ALL TYPE OF WASHERS,PACKPLATES, STEP BOLTS AND GUSSET PLATES EXCLUDING FOUNDATION BOLTS | EA | 6 |  | INCLUDED | 0 | 0 | 0 | 0 | 0 | 0 | 0 | 0 | 0.18 | 0 | 0.18 | 0 | 0 | 0 | 0
452 | 7000020229 | 2980 | 400KVTOWERS | 1000057263 | 73082011 |  | 18 |  | FABRICATION, GALVANISING AND SUPPLY OF STD 400 KV TOWER4TC(BIKANER-II) INCLUDING NUTS, BOLTS, ALL TYPE OF WASHERS,PACKPLATES, STEP BOLTS AND GUSSET PLATES EXCLUDING FOUNDATION BOLTS | EA | 4 |  | INCLUDED | 0 | 0 | 0 | 0 | 0 | 0 | 0 | 0 | 0.18 | 0 | 0.18 | 0 | 0 | 0 | 0
453 | 7000020229 | 2990 | 400KVTOWERS | 1000057264 | 73082011 |  | 18 |  | FABRICATION, GALVANISING AND SUPPLY OF 400 KV TOWER 4TH(BIKANER-II)INCLUDING NUTS, BOLTS, ALL TYPE OF WASHERS, PACKPLATES, STEP BOLTS ANDGUSSET PLATES EXCLUDING FOUNDATION BOLTS | EA | 4 |  | INCLUDED | 0 | 0 | 0 | 0 | 0 | 0 | 0 | 0 | 0.18 | 0 | 0.18 | 0 | 0 | 0 | 0
454 | 7000020229 | 3000 | 400KVTOWERS | 1000057265 | 73082011 |  | 18 |  | FABRICATION, GALVANISING AND SUPPLY OF STD 400 KV TOWER4TJ(BIKANER-II) INCLUDING NUTS, BOLTS, ALL TYPE OF WASHERS,PACKPLATES, STEP BOLTS AND GUSSET PLATES EXCLUDING FOUNDATION BOLTS | EA | 3 |  | INCLUDED | 0 | 0 | 0 | 0 | 0 | 0 | 0 | 0 | 0.18 | 0 | 0.18 | 0 | 0 | 0 | 0
455 | 7000020229 | 3010 | 400KVTOWERS | 1000064508 | 73082011 |  | 18 |  | FABRICATION, GALVANISING AND SUPPLY OF 400 KV TOWER 4TM(BIKANER-II)INCLUDING NUTS, BOLTS, ALL TYPE OF WASHERS, PACKPLATES,STEP BOLTS AND GUSSET PLATES EXCLUDING FOUNDATION BOLTS | EA | 2 |  | INCLUDED | 0 | 0 | 0 | 0 | 0 | 0 | 0 | 0 | 0.18 | 0 | 0.18 | 0 | 0 | 0 | 0
456 | 7000020229 | 3020 | 400KVTOWERS | 1000064509 | 73082011 |  | 18 |  | FABRICATION, GALVANISING AND SUPPLY OF 400 KV TOWER 4TN (BIKANER-II)INCLUDING NUTS, BOLTS, ALL TYPE OF WASHERS, PACKPLATES, STEP BOLTSANDGUSSET PLATES EXCLUDING FOUNDATION BOLTS | EA | 2 |  | INCLUDED | 0 | 0 | 0 | 0 | 0 | 0 | 0 | 0 | 0.18 | 0 | 0.18 | 0 | 0 | 0 | 0
Total Ex-Works Price | [12 empty] | 0 |  | 0 |  | 0 | 0 | 0 |  | 0 |  |  |  |  | 0 | 0 | 0
Total Type Test charges as per Schedule-7 | [12 empty] | Not Applicable | [7 empty] | Total Corrected Price (excl. GST) |  |  |  |  | GST amount @12% | GST amount @18% | GST amount @28%
Total Ex-Works Price including Type Test charges | [12 empty] | 0
# In case the bidder leaves the cell for confirmation of the HSN code and/or GST rate “blank”, the HSN code and corresponding GST rate indicated by the Employer shall be deemed to be the one confirmed by the Bidder.
| Date | [7 empty] | Printed Name
| Place | [7 empty] | Designation
Click for Sch-2

## Sch-2
SPEC. NO.: CC/NT/AIS/DOM/A04/22/00610 | [8 empty] | Schedule - 2
Substation Package SS-104 for (I) (a) Extension of 765/400kV Bikaner (PG) S/s (b) Extension of 400/220kV Kotputli S/s (c) Extension of 400/220kV Bikaner -II S/s associated with ‘Transmission System for Evacuation of Power from Rajasthan REZ PH-IV (Part-I) (Bikaner Complex) Part-E’ and (II) (a) Extn. Of 400/220kV Bahadurgarh S/s (b) Extn of 400/220kV Jind S/s (c) Extension of 220kV Sonipat S/s associated with ‘Augmentation of ISTS for Interconnection of HVPNL Transmission Schemes’
(SCHEDULE OF RATES AND PRICES)
BIDDER:
0 | [6 empty] | To:
Bidder’s Name and Address (Sole Bidder) : | [6 empty] | Contract Services
Name : | [6 empty] | Power Grid Corporation of India Ltd.,
Address : | [6 empty] | "Saudamini", Plot No.-2
Sector-29,
Gurgaon (Haryana) - 122001
Local Transportation, In-transit Insurance, Loading and Unloading
(All Prices are in Indian Rupees)
SI. No. | PR No | PR Line Item No | Activity Description | Material Code | Description | Unit | Quantity | Unit Freight, In-transit Insurance, loading & Unloading Charges | Total Freight, In-transit Insurance, loading & Unloading Charges
1 | 2 | 3 | 4 | 5 | 6 | 7 | 8 | 9 | 10 = 8 X 9
A | NIT Bahadurgarh SS Extension
1 | 7000020228 | 10 | 420kV, 50kA AIS EQUIPMENT | 1000004489 | 420kV, 3150A, 50kA Circuit Breaker(3-Phase) without closing resistor | EA | 1 |  | INCLUDED
2 | 7000020228 | 20 | 420kV, 50kA AIS EQUIPMENT | 1000020419 | 336kV Surge Arrester (1-phase) | EA | 3 |  | INCLUDED
3 | 7000020228 | 30 | 245kV, 50kA AIS EQUIPMENT | 1000001694 | 245 kV ,1 phase Bus Post Insulators for Line Traps | EA | 24 |  | INCLUDED
4 | 7000020228 | 40 | 245kV, 50kA AIS EQUIPMENT | 1000001695 | 245 kV, 1 phase Bus Post Insulator (except for Line Traps) | EA | 65 |  | INCLUDED
5 | 7000020228 | 50 | 245kV, 50kA AIS EQUIPMENT | 1000020417 | 216kV Surge Arrester (1-phase) | EA | 15 |  | INCLUDED
6 | 7000020228 | 60 | 245kV, 50kA AIS EQUIPMENT | 1000032777 | 245KV, 1600 A, 50KA, 3-PHASE, DOUBLE BREAK TANDEM ISOLATOR WITHOUT E/S | EA | 10 |  | INCLUDED
7 | 7000020228 | 70 | 245kV, 50kA AIS EQUIPMENT | 1000001689 | 245kV, 1600A, 50 KA, 3-phase DoubleBreak Isolator with two E/S | EA | 5 |  | INCLUDED
8 | 7000020228 | 80 | 245kV, 50kA AIS EQUIPMENT | 1000001688 | 245kV, 1600A, 50 KA, 3-phase DoubleBreak Isolator with one E/S | EA | 5 |  | INCLUDED
9 | 7000020228 | 90 | 245kV, 50kA AIS EQUIPMENT | 1000001684 | 245 kV, 1600A, 50KA, 1-Phase CurrentTransformer with 120% extended currentrating | EA | 15 |  | INCLUDED
10 | 7000020228 | 100 | 245kV, 50kA AIS EQUIPMENT | 1000001683 | 245kV, 1600A, 50KA Circuit Breaker(3-Phase) with support structure | EA | 5 |  | INCLUDED
11 | 7000020228 | 110 | Erection Hardware for 420kV I-Type S/Y | 1000011326 | Erection Hardware for 400kV I type layout-Spare bay of half dia as pertechnical specification | SET | 1 |  | INCLUDED
12 | 7000020228 | 120 | Erection Hardware for 220kV DMT Type S/Y | 1000011255 | Erection Hardware for 220kV layout (Double Main and TransferScheme)-Bus work (one Bay) as per technical specification | SET | 1 |  | INCLUDED
13 | 7000020228 | 130 | Erection Hardware for 220kV DMT Type S/Y | 1000011257 | Erection Hardware for 220kV layout (Double Main and TransferScheme)-Bus work (three Bay) as per technical specification | SET | 1 |  | INCLUDED
14 | 7000020228 | 140 | Erection Hardware for 220kV DMT Type S/Y | 1000011261 | Erection Hardware for 220kV layout (Double Main and TransferScheme)-Line Bay as per technical specification | SET | 4 |  | INCLUDED
15 | 7000020228 | 150 | Erection Hardware for 220kV DMT Type S/Y | 1000011264 | Erection Hardware for 220kV layout (Double Main and TransferScheme)-Transformer Bay as per technical specification | SET | 1 |  | INCLUDED
16 | 7000020557 | 10 | 420kV Insulator and Hardware | 1000055987 | 400KV SUSPENSION INSULATOR STRING AND ASSOCIATED HARDWARE FITTINGSWITH DROP CLAMP SUITABLE FOR TWIN CONDUCTOR | EA | 3 |  | INCLUDED
17 | 7000020228 | 160 | 220kV Insulator and Hardware | 1000055983 | 220KV TENSION INSULATOR STRING AND ASSOCIATED HARDWARE FITTINGS WITHTURN BUCKLE SUITABLE FOR TWIN CONDUCTOR | EA | 24 |  | INCLUDED
18 | 7000020228 | 170 | 220kV Insulator and Hardware | 1000055981 | 220KV TENSION INSULATOR STRING AND ASSOCIATED HARDWARE FITTINGS WITHTURN BUCKLE SUITABLE FOR QUAD CONDUCTOR | EA | 12 |  | INCLUDED
19 | 7000020228 | 180 | 220kV Insulator and Hardware | 1000055980 | 220KV TENSION INSULATOR STRING AND ASSOCIATED HARDWARE FITTINGSWITHOUT TURN BUCKLE SUITABLE FOR TWIN CONDUCTOR | EA | 24 |  | INCLUDED
20 | 7000020228 | 190 | 220kV Insulator and Hardware | 1000055978 | 220KV TENSION INSULATOR STRING AND ASSOCIATED HARDWARE FITTINGSWITHOUT TURN BUCKLE SUITABLE FOR QUAD CONDUCTOR | EA | 12 |  | INCLUDED
21 | 7000020228 | 200 | 220kV Insulator and Hardware | 1000055977 | 220KV SUSPENSION INSULATOR STRING AND ASSOCIATED HARDWARE FITTINGSWITH THROUGH CLAMP SUITABLE FOR TWIN CONDUCTOR | EA | 12 |  | INCLUDED
22 | 7000020228 | 210 | 220kV Insulator and Hardware | 1000055975 | 220KV SUSPENSION INSULATOR STRING AND ASSOCIATED HARDWARE FITTINGSWITH DROP CLAMP SUITABLE FOR TWIN CONDUCTOR | EA | 15 |  | INCLUDED
23 | 7000020228 | 220 | Earthmat | 1000032055 | 40 MM MS ROD FOR MAIN EARTHMAT | KM | 4 |  | INCLUDED
24 | 7000020228 | 230 | CRP for 420kV Bays with SAS | 1000004274 | 400kV Transformer Protection Panel (For both HV & MV side)-(withAutomation) | EA | 1 |  | INCLUDED
25 | 7000020228 | 250 | CRP for 420kV Bays with SAS | 1000006843 | Augmentation of existing 400kV bus bar protection scheme | SET | 1 |  | INCLUDED
26 | 7000020228 | 290 | CRP for 220kV Bays with SAS | 1000055443 | 220KV CIRCUIT BREAKER RELAY PANEL (WITH AUTOMATION) | EA | 5 |  | INCLUDED
27 | 7000020228 | 260 | CRP for 220kV Bays with SAS | 1000001330 | 220kV Line Protection Panel (with Automation) | EA | 4 |  | INCLUDED
28 | 7000020228 | 270 | CRP for 220kV Bays with SAS | 1000028290 | AUGMENTATION OF EXISTING BUS BAR PROTECTION SYSTEM AS PER SECTIONPROJECT,TECHNICAL SPECIFICATION | LS | 1 |  | INCLUDED
29 | 7000020228 | 280 | CRP for 220kV Bays with SAS | 1000028083 | Control Panel for 220kV (DMS) (Bus Scheme as per SLD) with BCU | EA | 5 |  | INCLUDED
30 | 7000020228 | 300 | VMS | 1000030433 | COLOR IP CAMERA, WITH PAN, TILT AND ZOOM FACILITIES, ALONGWITH ALLREQUIRED ITEMS, ACCESSORIES, LINE INTERFACE UNITS, FIBER PATCH CORDS,POWER SUPPLY UNITS, JUNCTION BOXES, CABLES, FIBER OPTIC CABLES, ETC.,AND INCLUDING INTEGRATION IN EXISTING HARDWARE AND SOFTWARE FORAUGMENTATION OF VISUAL MONITORING SYSTEM AS PER TECHNICALSPECIFICATION. | SET | 3 |  | INCLUDED
31 | 7000020228 | 310 | PLCC Equipment | 1000001568 | 220kV,1600A,0.5mH ,50kA Line Trap | EA | 8 |  | INCLUDED
32 | 7000020228 | 320 | PLCC Equipment | 1000036908 | HF CABLE 75 OHMS FOR PLCC | KM | 2 |  | INCLUDED
33 | 7000020228 | 330 | PLCC Equipment | 1000010014 | Coupling device for PLCC | SET | 4 |  | INCLUDED
34 | 7000020228 | 340 | LT SWITCHGEAR | 1000055451 | EXTENSION OF LT SWITCHGEAR AS PER TECHNICAL SPECIFICATION | SET | 1 |  | INCLUDED
35 | 7000020228 | 350 | POWER & CONTROL CABLE | 1000032050 | 4PAIR, 0.5SQMM SCREENED CABLE | KM | 1 |  | INCLUDED
36 | 7000020228 | 360 | POWER & CONTROL CABLE | 1000056265 | 1.1KV GRADE 27CX1.5 SQMM CONTROL CABLE | KM | 1 |  | INCLUDED
37 | 7000020228 | 370 | POWER & CONTROL CABLE | 1000056264 | 1.1KV GRADE 19CX1.5 SQMM CONTROL CABLE | KM | 1 |  | INCLUDED
38 | 7000020228 | 380 | POWER & CONTROL CABLE | 1000031904 | 1.1KV GRADE 14CX2.5 SQMM CONTROL CABLE | KM | 2.5 |  | INCLUDED
39 | 7000020228 | 390 | POWER & CONTROL CABLE | 1000031887 | 1.1KV GRADE 10CX2.5 SQMM CONTROL CABLE | KM | 2.5 |  | INCLUDED
40 | 7000020228 | 400 | POWER & CONTROL CABLE | 1000031993 | 1.1KV GRADE 7CX2.5 SQMM CONTROL CABLE | KM | 1.5 |  | INCLUDED
41 | 7000020228 | 410 | POWER & CONTROL CABLE | 1000031987 | 1.1KV GRADE 5CX2.5 SQMM CONTROL CABLE | KM | 10 |  | INCLUDED
42 | 7000020228 | 420 | POWER & CONTROL CABLE | 1000031964 | 1.1KV GRADE 3CX2.5 SQMM CONTROL CABLE | KM | 7 |  | INCLUDED
43 | 7000020228 | 430 | POWER & CONTROL CABLE | 1000031943 | 1.1KV GRADE 2CX6 SQMM (PVC) POWER CABLE | KM | 3 |  | INCLUDED
44 | 7000020228 | 440 | POWER & CONTROL CABLE | 1000031985 | 1.1KV GRADE 4CX6 SQMM (PVC) POWER CABLE | KM | 4 |  | INCLUDED
45 | 7000020228 | 450 | POWER & CONTROL CABLE | 1000031953 | 1.1KV GRADE 3.5CX35 SQMM (PVC) POWER CABLE | KM | 1 |  | INCLUDED
46 | 7000020228 | 460 | POWER & CONTROL CABLE | 1000031957 | 1.1KV GRADE 3.5CX70 SQMM (PVC) POWER CABLE | KM | 0.3 |  | INCLUDED
47 | 7000020228 | 470 | POWER & CONTROL CABLE | 1000031951 | 1.1KV GRADE 3.5CX300 SQMM (XLPE) POWER CABLE | KM | 0.2 |  | INCLUDED
48 | 7000020228 | 480 | FIRE FIGHTING SYSTEM | 1000055456 | HVW SPRAY SYSTEM, HYDRANT SYSTEM AND COMPLETE U/G & O/G PIPING ANDACCESSORIES ETC. OUT SIDE THE PUMP HOUSE FOR 400KV, 3-PHASEAUTOTRANSFORMER | SET | 1 |  | INCLUDED
49 | 7000020228 | 490 | FIRE FIGHTING SYSTEM | 1000049665 | 60 LITRE FOAM TYPE TROLLEY/WHEEL MOUNTED FIRE EXTINGUISHER | SET | 2 |  | INCLUDED
50 | 7000020228 | 500 | FIRE FIGHTING SYSTEM | 1000012022 | 4.5 kg CO2 type Portable Fire extinguisher | EA | 2 |  | INCLUDED
51 | 7000020228 | 510 | ILLUMINATION SYSTEM | 1000014547 | Lighting Panel type ACP-2 as per technical specification | EA | 1 |  | INCLUDED
52 | 7000020228 | 520 | ILLUMINATION SYSTEM | 1000001894 | Outdoor Power Receptacle for oilfiltration unit (250A) | EA | 1 |  | INCLUDED
53 | 7000020228 | 530 | ILLUMINATION SYSTEM | 1000038387 | LED FLOOD LIGHT LUMINARIESTYPE FL-1 (150W) AS PER TECHNICALSPECIFICATION | EA | 4 |  | INCLUDED
54 | 7000020228 | 540 | ILLUMINATION SYSTEM | 1000038325 | LIGHTING FIXTURE LED LUMINAIRES TYPE FL2 AS PER TECH. SPECIFICATIONS | EA | 4 |  | INCLUDED
55 | 7000020228 | 550 | 400kV Equipment support structures | 1000017567 | Standard Pipe Structure for 400kV BPI (excluding wave trap) | EA | 3 |  | INCLUDED
56 | 7000020228 | 560 | 400kV Equipment support structures | 1000020192 | Fabrication, galvanising and supply ofStandard Pipe Structure - 400 kV,1-Phase, CT including nuts, bolts, alltype of washers, packplates, step boltsand gusset plates excluding foundationbolts | EA | 3 |  | INCLUDED
57 | 7000020228 | 570 | 400kV Equipment support structures | 1000020194 | Fabrication, galvanising and supply ofStandard Pipe Structure - 400 kV,3-Phase, ISOLATOR including nuts,bolts, all type of washers, packplates,step bolts and gusset plates excludingfoundation bolts | EA | 2 |  | INCLUDED
58 | 7000020228 | 580 | 400kV Equipment support structures | 1000020195 | Fabrication, galvanising and supply ofStandard Pipe Structure - 400 kV,1-Phase, SA including nuts, bolts,all type of washers, packplates, stepbolts and gusset plates excludingfoundation bolts | EA | 3 |  | INCLUDED
59 | 7000020228 | 590 | 220 kV Towers | 1000020105 | Fabrication, galvanising and supply of Standard 220 kV Tower CTCincluding nuts, bolts, all type of washers, packplates, step bolts andgusset plates excluding foundation bolts | EA | 1 |  | INCLUDED
60 | 7000020228 | 600 | 220kV Equipment support structures | 1000020190 | Fabrication, galvanising and supply of Standard Pipe Structure - 220kV SA including nuts, bolts, all type of washers, packplates, stepbolts and gusset plates excluding foundation bolts | EA | 15 |  | INCLUDED
61 | 7000020228 | 610 | 220kV Equipment support structures | 1000020189 | Fabrication, galvanising and supply of Standard Pipe Structure - 220kV ISOLATOR including nuts, bolts, all type of washers, packplates,step bolts and gusset plates excluding foundation bolts | EA | 20 |  | INCLUDED
62 | 7000020228 | 620 | 220kV Equipment support structures | 1000020188 | Fabrication, galvanising and supply of Standard Pipe Structure - 220kV CVT including nuts, bolts, all type of washers, packplates, stepbolts and gusset plates excluding foundation bolts | EA | 12 |  | INCLUDED
63 | 7000020228 | 630 | 220kV Equipment support structures | 1000020187 | Fabrication, galvanising and supply of Standard Pipe Structure - 220kV CT including nuts, bolts, all type of washers, packplates, stepbolts and gusset plates excluding foundation bolts | EA | 15 |  | INCLUDED
64 | 7000020228 | 640 | 220kV Equipment support structures | 1000017562 | Standard Pipe Structure for 220kV BPI (excluding wave trap) | EA | 50 |  | INCLUDED
65 | 7000020228 | 650 | 220kV Equipment support structures | 1000017565 | Fabrication, galvanising and supply of Std Pipe Structure - 220 kV highBPI including nuts, bolts, all type of washers, packplates, step boltsand gusset plates excluding foundation bolts | EA | 15 |  | INCLUDED
66 | 7000020228 | 660 | Mandatory Spare LOT | 1000019918 | Spares for 420kV Circuit Breaker | LS | 1 |  | INCLUDED
67 | 7000020228 | 670 | Mandatory Spare LOT | 1000024186 | SPARES FOR 336KV SURGE ARRESTER | LS | 1 |  | INCLUDED
68 | 7000020228 | 680 | Mandatory Spare LOT | 1000025935 | Spare-245kV Circuit Breaker | SET | 1 |  | INCLUDED
69 | 7000020228 | 690 | Mandatory Spare LOT | 1000025936 | Spare-245kV Isolator | SET | 1 |  | INCLUDED
70 | 7000020228 | 700 | Mandatory Spare LOT | 1000025933 | Spare-245kV CT | SET | 1 |  | INCLUDED
71 | 7000020228 | 710 | Mandatory Spare LOT | 1000019912 | Relay & protection Panels (with automation) | LS | 1 |  | INCLUDED
72 | 7000020228 | 720 | Mandatory Spare LOT | 1000019927 | Spares-Substation Automation System | LS | 1 |  | INCLUDED
73 | 7000020228 | 730 | Mandatory Spare LOT | 1000032289 | SPARES FOFIRE PROTECTION SYSTEM | SET | 1 |  | INCLUDED
74 | 7000020228 | 910 | 400kV POWER TRANSFORMER | 1000028349 | DIGITAL RTCC PANEL | SET | 1 |  | INCLUDED
75 | 7000020228 | 950 | Foundation Bolt | 1000012366 | Fabrication, galvanising and supply of 28mm dia foundation boltsincluding nuts, checknuts, washers and packplates. | EA | 1088 |  | INCLUDED
76 | 7000020228 | 970 | Non Standard Structure | 1000015954 | Fabrication, galvanising and supply of Lattice Structures (MS Steel),to be designed during detailed engineering, for towers, beams andequipment support structure including pack plates / packwashers andgusset plates excluding fasteners and foundation bolts | MT | 78 |  | INCLUDED
77 | 7000020228 | 980 | Non Standard Structure | 1000011713 | Fabrication, galvanising and supply of fasteners ( nuts, bolts andwashers ) including step bolts for lattice and pipe structures to bedesigned during detailed engineering | MT | 4 |  | INCLUDED
78 | 7000020228 | 990 | Non Standard Structure | 1000012373 | Fabrication, galvanising and supply of foundation bolts including nuts,checknut and washers for lattice and pipe structures to be designedduring detailed engineering | MT | 6 |  | INCLUDED
B | NIT Jind SS Extension
79 | 7000020228 | 1000 | 420kV, 50kA AIS EQUIPMENT | 1000020419 | 336kV Surge Arrester (1-phase) | EA | 3 |  | INCLUDED
80 | 7000020228 | 1010 | Erection Hardware for 420kV I-Type S/Y | 1000011326 | Erection Hardware for 400kV I type layout-Spare bay of half dia as pertechnical specification | SET | 1 |  | INCLUDED
81 | 7000020228 | 1020 | 420kV Insulator and Hardware | 1000055987 | 400KV SUSPENSION INSULATOR STRING AND ASSOCIATED HARDWARE FITTINGSWITH DROP CLAMP SUITABLE FOR TWIN CONDUCTOR | EA | 3 |  | INCLUDED
82 | 7000020228 | 1030 | Erection Hardware for 220kV DMT Type S/Y | 1000011256 | Erection Hardware for 220kV layout (Double Main and TransferScheme)-Bus work (two Bay) as per technical specification | SET | 1 |  | INCLUDED
83 | 7000020228 | 1040 | Erection Hardware for 220kV DMT Type S/Y | 1000011264 | Erection Hardware for 220kV layout (Double Main and TransferScheme)-Transformer Bay as per technical specification | SET | 1 |  | INCLUDED
84 | 7000020228 | 1050 | 220kV Insulator and Hardware | 1000055983 | 220KV TENSION INSULATOR STRING AND ASSOCIATED HARDWARE FITTINGS WITHTURN BUCKLE SUITABLE FOR TWIN CONDUCTOR | EA | 15 |  | INCLUDED
85 | 7000020228 | 1060 | 220kV Insulator and Hardware | 1000055980 | 220KV TENSION INSULATOR STRING AND ASSOCIATED HARDWARE FITTINGSWITHOUT TURN BUCKLE SUITABLE FOR TWIN CONDUCTOR | EA | 15 |  | INCLUDED
86 | 7000020228 | 1070 | 220kV Insulator and Hardware | 1000055977 | 220KV SUSPENSION INSULATOR STRING AND ASSOCIATED HARDWARE FITTINGSWITH THROUGH CLAMP SUITABLE FOR TWIN CONDUCTOR | EA | 9 |  | INCLUDED
87 | 7000020228 | 1080 | 220kV Insulator and Hardware | 1000055975 | 220KV SUSPENSION INSULATOR STRING AND ASSOCIATED HARDWARE FITTINGSWITH DROP CLAMP SUITABLE FOR TWIN CONDUCTOR | EA | 3 |  | INCLUDED
88 | 7000020228 | 1090 | Earthmat | 1000032055 | 40 MM MS ROD FOR MAIN EARTHMAT | KM | 3 |  | INCLUDED
89 | 7000020228 | 1110 | CRP for 420kV Bays with SAS | 1000055446 | 400KV CIRCUIT BREAKER RELAY PANEL (WITH AUTOMATION) | EA | 1 |  | INCLUDED
90 | 7000020228 | 1100 | CRP for 420kV Bays with SAS | 1000004274 | 400kV Transformer Protection Panel (For both HV & MV side)-(withAutomation) | EA | 1 |  | INCLUDED
91 | 7000020228 | 1120 | CRP for 220kV Bays with SAS | 1000055443 | 220KV CIRCUIT BREAKER RELAY PANEL (WITH AUTOMATION) | EA | 1 |  | INCLUDED
92 | 7000020228 | 1130 | SAS-AUG | 1000001333 | Augmentation of Substation automation System for 220kV bay as perTechnical Specification | EA | 1 |  | INCLUDED
93 | 7000020228 | 1140 | VMS | 1000030433 | COLOR IP CAMERA, WITH PAN, TILT AND ZOOM FACILITIES, ALONGWITH ALLREQUIRED ITEMS, ACCESSORIES, LINE INTERFACE UNITS, FIBER PATCH CORDS,POWER SUPPLY UNITS, JUNCTION BOXES, CABLES, FIBER OPTIC CABLES, ETC.,AND INCLUDING INTEGRATION IN EXISTING HARDWARE AND SOFTWARE FORAUGMENTATION OF VISUAL MONITORING SYSTEM AS PER TECHNICALSPECIFICATION. | SET | 1 |  | INCLUDED
94 | 7000020228 | 1150 | LT SWITCHGEAR | 1000055451 | EXTENSION OF LT SWITCHGEAR AS PER TECHNICAL SPECIFICATION | SET | 1 |  | INCLUDED
95 | 7000020228 | 1160 | POWER & CONTROL CABLE | 1000032050 | 4PAIR, 0.5SQMM SCREENED CABLE | KM | 0.5 |  | INCLUDED
96 | 7000020228 | 1170 | POWER & CONTROL CABLE | 1000056265 | 1.1KV GRADE 27CX1.5 SQMM CONTROL CABLE | KM | 0.5 |  | INCLUDED
97 | 7000020228 | 1180 | POWER & CONTROL CABLE | 1000056264 | 1.1KV GRADE 19CX1.5 SQMM CONTROL CABLE | KM | 0.5 |  | INCLUDED
98 | 7000020228 | 1190 | POWER & CONTROL CABLE | 1000031904 | 1.1KV GRADE 14CX2.5 SQMM CONTROL CABLE | KM | 1.4 |  | INCLUDED
99 | 7000020228 | 1200 | POWER & CONTROL CABLE | 1000031887 | 1.1KV GRADE 10CX2.5 SQMM CONTROL CABLE | KM | 1.5 |  | INCLUDED
100 | 7000020228 | 1210 | POWER & CONTROL CABLE | 1000031993 | 1.1KV GRADE 7CX2.5 SQMM CONTROL CABLE | KM | 0.6 |  | INCLUDED
101 | 7000020228 | 1220 | POWER & CONTROL CABLE | 1000031987 | 1.1KV GRADE 5CX2.5 SQMM CONTROL CABLE | KM | 5 |  | INCLUDED
102 | 7000020228 | 1230 | POWER & CONTROL CABLE | 1000031964 | 1.1KV GRADE 3CX2.5 SQMM CONTROL CABLE | KM | 3.5 |  | INCLUDED
103 | 7000020228 | 1240 | POWER & CONTROL CABLE | 1000031943 | 1.1KV GRADE 2CX6 SQMM (PVC) POWER CABLE | KM | 1 |  | INCLUDED
104 | 7000020228 | 1250 | POWER & CONTROL CABLE | 1000031985 | 1.1KV GRADE 4CX6 SQMM (PVC) POWER CABLE | KM | 1 |  | INCLUDED
105 | 7000020228 | 1260 | POWER & CONTROL CABLE | 1000031953 | 1.1KV GRADE 3.5CX35 SQMM (PVC) POWER CABLE | KM | 0.15 |  | INCLUDED
106 | 7000020228 | 1270 | POWER & CONTROL CABLE | 1000031957 | 1.1KV GRADE 3.5CX70 SQMM (PVC) POWER CABLE | KM | 0.2 |  | INCLUDED
107 | 7000020228 | 1280 | POWER & CONTROL CABLE | 1000031911 | 1.1KV GRADE 1CX150 SQMM (PVC) POWER CABLE | KM | 0.2 |  | INCLUDED
108 | 7000020228 | 1290 | POWER & CONTROL CABLE | 1000031951 | 1.1KV GRADE 3.5CX300 SQMM (XLPE) POWER CABLE | KM | 0.2 |  | INCLUDED
109 | 7000020228 | 1300 | AIR CONDITIONING & VENTILATION SYSTEM | 1000006284 | Air conditioning system for Switchyard Panel Room of 6m length | SET | 1 |  | INCLUDED
110 | 7000020228 | 1310 | FIRE FIGHTING SYSTEM | 1000055456 | HVW SPRAY SYSTEM, HYDRANT SYSTEM AND COMPLETE U/G & O/G PIPING ANDACCESSORIES ETC. OUT SIDE THE PUMP HOUSE FOR 400KV, 3-PHASEAUTOTRANSFORMER | SET | 1 |  | INCLUDED
111 | 7000020228 | 1320 | FIRE FIGHTING SYSTEM | 1000012018 | Fire Detection and Alarm System for Switchyard Panel Room of 6 mlength | SET | 1 |  | INCLUDED
112 | 7000020228 | 1330 | FIRE FIGHTING SYSTEM | 1000049665 | 60 LITRE FOAM TYPE TROLLEY/WHEEL MOUNTED FIRE EXTINGUISHER | SET | 2 |  | INCLUDED
113 | 7000020228 | 1340 | FIRE FIGHTING SYSTEM | 1000012022 | 4.5 kg CO2 type Portable Fire extinguisher | EA | 2 |  | INCLUDED
114 | 7000020228 | 1350 | ILLUMINATION SYSTEM | 1000013795 | Illumination System for switchyard panel room of 6 m length | LS | 1 |  | INCLUDED
115 | 7000020228 | 1360 | ILLUMINATION SYSTEM | 1000038325 | LIGHTING FIXTURE LED LUMINAIRES TYPE FL2 AS PER TECH. SPECIFICATIONS | EA | 3 |  | INCLUDED
116 | 7000020228 | 1370 | ILLUMINATION SYSTEM | 1000038387 | LED FLOOD LIGHT LUMINARIESTYPE FL-1 (150W) AS PER TECHNICALSPECIFICATION | EA | 3 |  | INCLUDED
117 | 7000020228 | 1380 | ILLUMINATION SYSTEM | 1000001894 | Outdoor Power Receptacle for oilfiltration unit (250A) | EA | 1 |  | INCLUDED
118 | 7000020228 | 1390 | ILLUMINATION SYSTEM | 1000014547 | Lighting Panel type ACP-2 as per technical specification | EA | 1 |  | INCLUDED
119 | 7000020228 | 1400 | 400kV Equipment support structures | 1000017567 | Standard Pipe Structure for 400kV BPI (excluding wave trap) | EA | 3 |  | INCLUDED
120 | 7000020228 | 1410 | 400kV Equipment support structures | 1000020192 | Fabrication, galvanising and supply ofStandard Pipe Structure - 400 kV,1-Phase, CT including nuts, bolts, alltype of washers, packplates, step boltsand gusset plates excluding foundationbolts | EA | 3 |  | INCLUDED
121 | 7000020228 | 1420 | 400kV Equipment support structures | 1000020194 | Fabrication, galvanising and supply ofStandard Pipe Structure - 400 kV,3-Phase, ISOLATOR including nuts,bolts, all type of washers, packplates,step bolts and gusset plates excludingfoundation bolts | EA | 2 |  | INCLUDED
122 | 7000020228 | 1430 | 400kV Equipment support structures | 1000020195 | Fabrication, galvanising and supply ofStandard Pipe Structure - 400 kV,1-Phase, SA including nuts, bolts,all type of washers, packplates, stepbolts and gusset plates excludingfoundation bolts | EA | 3 |  | INCLUDED
123 | 7000020228 | 1440 | 220 kV Towers | 1000020088 | Fabrication, galvanising and supply of Standard 220 kV Gantry BG1including nuts, bolts, all type of washers, packplates, step bolts andgusset plates excluding foundation bolts | EA | 3 |  | INCLUDED
124 | 7000020228 | 1450 | 220 kV Towers | 1000020086 | Fabrication, galvanising and supply of Standard 220 kV Gantry B1including nuts, bolts, all type of washers, packplates, step bolts andgusset plates excluding foundation bolts | EA | 8 |  | INCLUDED
125 | 7000020228 | 1460 | 220 kV Towers | 1000020113 | Fabrication, galvanising and supply of Standard 220 kV Tower CTKincluding nuts, bolts, all type of washers, packplates, step bolts andgusset plates excluding foundation bolts | EA | 2 |  | INCLUDED
126 | 7000020228 | 1470 | 220 kV Towers | 1000020095 | Fabrication, galvanising and supply of Standard 220 kV Tower (w/opeak) CTJ including nuts, bolts, all type of washers, packplates, stepbolts and gusset plates excluding foundation bolts | EA | 2 |  | INCLUDED
127 | 7000020228 | 1480 | 220 kV Towers | 1000020110 | Fabrication, galvanising and supply of Standard 220 kV Tower CTHincluding nuts, bolts, all type of washers, packplates, step bolts andgusset plates excluding foundation bolts | EA | 1 |  | INCLUDED
128 | 7000020228 | 1490 | 220 kV Towers | 1000020109 | Fabrication, galvanising and supply of Standard 220 kV Tower CTGincluding nuts, bolts, all type of washers, packplates, step bolts andgusset plates excluding foundation bolts | EA | 1 |  | INCLUDED
129 | 7000020228 | 1500 | 220 kV Towers | 1000020105 | Fabrication, galvanising and supply of Standard 220 kV Tower CTCincluding nuts, bolts, all type of washers, packplates, step bolts andgusset plates excluding foundation bolts | EA | 1 |  | INCLUDED
130 | 7000020228 | 1510 | 220 kV Towers | 1000020099 | Fabrication, galvanising and supply of Standard 220 kV Tower CCincluding nuts, bolts, all type of washers, packplates, step bolts andgusset plates excluding foundation bolts | EA | 1 |  | INCLUDED
131 | 7000020228 | 1520 | 220 kV Towers | 1000020098 | Fabrication, galvanising and supply of Standard 220 kV Tower CBincluding nuts, bolts, all type of washers, packplates, step bolts andgusset plates excluding foundation bolts | EA | 3 |  | INCLUDED
132 | 7000020228 | 1530 | 220 kV Towers | 1000020097 | Fabrication, galvanising and supply of Standard 220 kV Tower CAincluding nuts, bolts, all type of washers, packplates, step bolts andgusset plates excluding foundation bolts | EA | 2 |  | INCLUDED
133 | 7000020228 | 1540 | 220kV Equipment support structures | 1000017565 | Fabrication, galvanising and supply of Std Pipe Structure - 220 kV highBPI including nuts, bolts, all type of washers, packplates, step boltsand gusset plates excluding foundation bolts | EA | 6 |  | INCLUDED
134 | 7000020228 | 1550 | 220kV Equipment support structures | 1000017562 | Standard Pipe Structure for 220kV BPI (excluding wave trap) | EA | 7 |  | INCLUDED
135 | 7000020228 | 1560 | 220kV Equipment support structures | 1000020187 | Fabrication, galvanising and supply of Standard Pipe Structure - 220kV CT including nuts, bolts, all type of washers, packplates, stepbolts and gusset plates excluding foundation bolts | EA | 3 |  | INCLUDED
136 | 7000020228 | 1570 | 220kV Equipment support structures | 1000020189 | Fabrication, galvanising and supply of Standard Pipe Structure - 220kV ISOLATOR including nuts, bolts, all type of washers, packplates,step bolts and gusset plates excluding foundation bolts | EA | 4 |  | INCLUDED
137 | 7000020228 | 1580 | 220kV Equipment support structures | 1000020190 | Fabrication, galvanising and supply of Standard Pipe Structure - 220kV SA including nuts, bolts, all type of washers, packplates, stepbolts and gusset plates excluding foundation bolts | EA | 3 |  | INCLUDED
138 | 7000020228 | 1590 | Mandatory Spare LOT | 1000024186 | SPARES FOR 336KV SURGE ARRESTER | LS | 1 |  | INCLUDED
139 | 7000020228 | 1600 | Mandatory Spare LOT | 1000019912 | Relay & protection Panels (with automation) | LS | 1 |  | INCLUDED
140 | 7000020228 | 1610 | Mandatory Spare LOT | 1000019927 | Spares-Substation Automation System | LS | 1 |  | INCLUDED
141 | 7000020228 | 1620 | Mandatory Spare LOT | 1000032289 | SPARES FOFIRE PROTECTION SYSTEM | SET | 1 |  | INCLUDED
142 | 7000020228 | 1820 | 400kV POWER TRANSFORMER | 1000028349 | DIGITAL RTCC PANEL | SET | 1 |  | INCLUDED
143 | 7000020228 | 1860 | Foundation Bolt | 1000012366 | Fabrication, galvanising and supply of 28mm dia foundation boltsincluding nuts, checknuts, washers and packplates. | EA | 284 |  | INCLUDED
144 | 7000020228 | 1870 | Foundation Bolt | 1000012368 | Fabrication, galvanising and supply of 40mm dia foundation boltsincluding nuts, checknuts, washers and packplates. | EA | 72 |  | INCLUDED
145 | 7000020228 | 1880 | Foundation Bolt | 1000012369 | Fabrication, galvanising and supply of 56mm dia foundation boltsincluding nuts, checknuts, washers and packplates | EA | 76 |  | INCLUDED
C | NIT Sonepat SS Extension
146 | 7000020228 | 1890 | 245kV, 50kA AIS EQUIPMENT | 1000001683 | 245kV, 1600A, 50KA Circuit Breaker(3-Phase) with support structure | EA | 2 |  | INCLUDED
147 | 7000020228 | 1900 | 245kV, 50kA AIS EQUIPMENT | 1000001684 | 245 kV, 1600A, 50KA, 1-Phase CurrentTransformer with 120% extended currentrating | EA | 6 |  | INCLUDED
148 | 7000020228 | 1910 | 245kV, 50kA AIS EQUIPMENT | 1000001688 | 245kV, 1600A, 50 KA, 3-phase DoubleBreak Isolator with one E/S | EA | 2 |  | INCLUDED
149 | 7000020228 | 1920 | 245kV, 50kA AIS EQUIPMENT | 1000001689 | 245kV, 1600A, 50 KA, 3-phase DoubleBreak Isolator with two E/S | EA | 2 |  | INCLUDED
150 | 7000020228 | 1930 | 245kV, 50kA AIS EQUIPMENT | 1000032777 | 245KV, 1600 A, 50KA, 3-PHASE, DOUBLE BREAK TANDEM ISOLATOR WITHOUT E/S | EA | 4 |  | INCLUDED
151 | 7000020228 | 1940 | 245kV, 50kA AIS EQUIPMENT | 1000020417 | 216kV Surge Arrester (1-phase) | EA | 6 |  | INCLUDED
152 | 7000020228 | 1950 | 245kV, 50kA AIS EQUIPMENT | 1000001695 | 245 kV, 1 phase Bus Post Insulator (except for Line Traps) | EA | 26 |  | INCLUDED
153 | 7000020228 | 1960 | 245kV, 50kA AIS EQUIPMENT | 1000001694 | 245 kV ,1 phase Bus Post Insulators for Line Traps | EA | 12 |  | INCLUDED
154 | 7000020228 | 1970 | Erection Hardware for 220kV DMT Type S/Y | 1000011257 | Erection Hardware for 220kV layout (Double Main and TransferScheme)-Bus work (three Bay) as per technical specification | SET | 1 |  | INCLUDED
155 | 7000020228 | 1980 | Erection Hardware for 220kV DMT Type S/Y | 1000011261 | Erection Hardware for 220kV layout (Double Main and TransferScheme)-Line Bay as per technical specification | SET | 2 |  | INCLUDED
156 | 7000020228 | 1990 | 220kV Insulator and Hardware | 1000055983 | 220KV TENSION INSULATOR STRING AND ASSOCIATED HARDWARE FITTINGS WITHTURN BUCKLE SUITABLE FOR TWIN CONDUCTOR | EA | 3 |  | INCLUDED
157 | 7000020228 | 2000 | 220kV Insulator and Hardware | 1000055981 | 220KV TENSION INSULATOR STRING AND ASSOCIATED HARDWARE FITTINGS WITHTURN BUCKLE SUITABLE FOR QUAD CONDUCTOR | EA | 6 |  | INCLUDED
158 | 7000020228 | 2010 | 220kV Insulator and Hardware | 1000055980 | 220KV TENSION INSULATOR STRING AND ASSOCIATED HARDWARE FITTINGSWITHOUT TURN BUCKLE SUITABLE FOR TWIN CONDUCTOR | EA | 3 |  | INCLUDED
159 | 7000020228 | 2020 | 220kV Insulator and Hardware | 1000055978 | 220KV TENSION INSULATOR STRING AND ASSOCIATED HARDWARE FITTINGSWITHOUT TURN BUCKLE SUITABLE FOR QUAD CONDUCTOR | EA | 6 |  | INCLUDED
160 | 7000020228 | 2030 | 220kV Insulator and Hardware | 1000055975 | 220KV SUSPENSION INSULATOR STRING AND ASSOCIATED HARDWARE FITTINGSWITH DROP CLAMP SUITABLE FOR TWIN CONDUCTOR | EA | 6 |  | INCLUDED
161 | 7000020228 | 2040 | Earthmat | 1000032055 | 40 MM MS ROD FOR MAIN EARTHMAT | KM | 3 |  | INCLUDED
162 | 7000020228 | 2070 | CRP for 220kV Bays with SAS | 1000055443 | 220KV CIRCUIT BREAKER RELAY PANEL (WITH AUTOMATION) | EA | 2 |  | INCLUDED
163 | 7000020228 | 2050 | CRP for 220kV Bays with SAS | 1000001330 | 220kV Line Protection Panel (with Automation) | EA | 2 |  | INCLUDED
164 | 7000020228 | 2060 | CRP for 220kV Bays with SAS | 1000001167 | Augmentation of existing 220kV bus bar protection scheme.(No. of baysas per specification)-(with Automation) | SET | 1 |  | INCLUDED
165 | 7000020228 | 2080 | SAS-AUG | 1000001333 | Augmentation of Substation automation System for 220kV bay as perTechnical Specification | EA | 2 |  | INCLUDED
166 | 7000020228 | 2090 | VMS | 1000030433 | COLOR IP CAMERA, WITH PAN, TILT AND ZOOM FACILITIES, ALONGWITH ALLREQUIRED ITEMS, ACCESSORIES, LINE INTERFACE UNITS, FIBER PATCH CORDS,POWER SUPPLY UNITS, JUNCTION BOXES, CABLES, FIBER OPTIC CABLES, ETC.,AND INCLUDING INTEGRATION IN EXISTING HARDWARE AND SOFTWARE FORAUGMENTATION OF VISUAL MONITORING SYSTEM AS PER TECHNICALSPECIFICATION. | SET | 1 |  | INCLUDED
167 | 7000020228 | 2100 | PLCC Equipment | 1000001568 | 220kV,1600A,0.5mH ,50kA Line Trap | EA | 4 |  | INCLUDED
168 | 7000020228 | 2110 | PLCC Equipment | 1000010014 | Coupling device for PLCC | SET | 2 |  | INCLUDED
169 | 7000020228 | 2120 | PLCC Equipment | 1000036908 | HF CABLE 75 OHMS FOR PLCC | KM | 0.8 |  | INCLUDED
170 | 7000020228 | 2130 | POWER & CONTROL CABLE | 1000056265 | 1.1KV GRADE 27CX1.5 SQMM CONTROL CABLE | KM | 0.5 |  | INCLUDED
171 | 7000020228 | 2140 | POWER & CONTROL CABLE | 1000056264 | 1.1KV GRADE 19CX1.5 SQMM CONTROL CABLE | KM | 0.5 |  | INCLUDED
172 | 7000020228 | 2150 | POWER & CONTROL CABLE | 1000031904 | 1.1KV GRADE 14CX2.5 SQMM CONTROL CABLE | KM | 0.6 |  | INCLUDED
173 | 7000020228 | 2160 | POWER & CONTROL CABLE | 1000031887 | 1.1KV GRADE 10CX2.5 SQMM CONTROL CABLE | KM | 1 |  | INCLUDED
174 | 7000020228 | 2170 | POWER & CONTROL CABLE | 1000031993 | 1.1KV GRADE 7CX2.5 SQMM CONTROL CABLE | KM | 1 |  | INCLUDED
175 | 7000020228 | 2180 | POWER & CONTROL CABLE | 1000031987 | 1.1KV GRADE 5CX2.5 SQMM CONTROL CABLE | KM | 2.5 |  | INCLUDED
176 | 7000020228 | 2190 | POWER & CONTROL CABLE | 1000031964 | 1.1KV GRADE 3CX2.5 SQMM CONTROL CABLE | KM | 2 |  | INCLUDED
177 | 7000020228 | 2200 | POWER & CONTROL CABLE | 1000031943 | 1.1KV GRADE 2CX6 SQMM (PVC) POWER CABLE | KM | 0.6 |  | INCLUDED
178 | 7000020228 | 2210 | POWER & CONTROL CABLE | 1000031985 | 1.1KV GRADE 4CX6 SQMM (PVC) POWER CABLE | KM | 1 |  | INCLUDED
179 | 7000020228 | 2220 | POWER & CONTROL CABLE | 1000031953 | 1.1KV GRADE 3.5CX35 SQMM (PVC) POWER CABLE | KM | 1 |  | INCLUDED
180 | 7000020228 | 2230 | AIR CONDITIONING & VENTILATION SYSTEM | 1000006284 | Air conditioning system for Switchyard Panel Room of 6m length | SET | 1 |  | INCLUDED
181 | 7000020228 | 2240 | FIRE FIGHTING SYSTEM | 1000012018 | Fire Detection and Alarm System for Switchyard Panel Room of 6 mlength | SET | 1 |  | INCLUDED
182 | 7000020228 | 2250 | FIRE FIGHTING SYSTEM | 1000012022 | 4.5 kg CO2 type Portable Fire extinguisher | EA | 2 |  | INCLUDED
183 | 7000020228 | 2260 | ILLUMINATION SYSTEM | 1000017482 | Lighting panel ACP-2 for Street Lighting | EA | 1 |  | INCLUDED
184 | 7000020228 | 2270 | ILLUMINATION SYSTEM | 1000038387 | LED FLOOD LIGHT LUMINARIESTYPE FL-1 (150W) AS PER TECHNICALSPECIFICATION | EA | 3 |  | INCLUDED
185 | 7000020228 | 2280 | ILLUMINATION SYSTEM | 1000038325 | LIGHTING FIXTURE LED LUMINAIRES TYPE FL2 AS PER TECH. SPECIFICATIONS | EA | 3 |  | INCLUDED
186 | 7000020228 | 2290 | ILLUMINATION SYSTEM | 1000013795 | Illumination System for switchyard panel room of 6 m length | LS | 1 |  | INCLUDED
187 | 7000020228 | 2300 | 220 kV Towers | 1000020088 | Fabrication, galvanising and supply of Standard 220 kV Gantry BG1including nuts, bolts, all type of washers, packplates, step bolts andgusset plates excluding foundation bolts | EA | 3 |  | INCLUDED
188 | 7000020228 | 2310 | 220 kV Towers | 1000020086 | Fabrication, galvanising and supply of Standard 220 kV Gantry B1including nuts, bolts, all type of washers, packplates, step bolts andgusset plates excluding foundation bolts | EA | 4 |  | INCLUDED
189 | 7000020228 | 2320 | 220 kV Towers | 1000020113 | Fabrication, galvanising and supply of Standard 220 kV Tower CTKincluding nuts, bolts, all type of washers, packplates, step bolts andgusset plates excluding foundation bolts | EA | 1 |  | INCLUDED
190 | 7000020228 | 2330 | 220 kV Towers | 1000020110 | Fabrication, galvanising and supply of Standard 220 kV Tower CTHincluding nuts, bolts, all type of washers, packplates, step bolts andgusset plates excluding foundation bolts | EA | 1 |  | INCLUDED
191 | 7000020228 | 2340 | 220 kV Towers | 1000020109 | Fabrication, galvanising and supply of Standard 220 kV Tower CTGincluding nuts, bolts, all type of washers, packplates, step bolts andgusset plates excluding foundation bolts | EA | 1 |  | INCLUDED
192 | 7000020228 | 2350 | 220 kV Towers | 1000020105 | Fabrication, galvanising and supply of Standard 220 kV Tower CTCincluding nuts, bolts, all type of washers, packplates, step bolts andgusset plates excluding foundation bolts | EA | 1 |  | INCLUDED
193 | 7000020228 | 2360 | 220 kV Towers | 1000020104 | Fabrication, galvanising and supply of Standard 220 kV Tower CTBincluding nuts, bolts, all type of washers, packplates, step bolts andgusset plates excluding foundation bolts | EA | 1 |  | INCLUDED
194 | 7000020228 | 2370 | 220 kV Towers | 1000020100 | Fabrication, galvanising and supply of Standard 220 kV Tower CDincluding nuts, bolts, all type of washers, packplates, step bolts andgusset plates excluding foundation bolts | EA | 1 |  | INCLUDED
195 | 7000020228 | 2380 | 220 kV Towers | 1000020099 | Fabrication, galvanising and supply of Standard 220 kV Tower CCincluding nuts, bolts, all type of washers, packplates, step bolts andgusset plates excluding foundation bolts | EA | 2 |  | INCLUDED
196 | 7000020228 | 2390 | 220 kV Towers | 1000020098 | Fabrication, galvanising and supply of Standard 220 kV Tower CBincluding nuts, bolts, all type of washers, packplates, step bolts andgusset plates excluding foundation bolts | EA | 1 |  | INCLUDED
197 | 7000020228 | 2400 | 220 kV Towers | 1000020091 | Fabrication, galvanising and supply of Std LM (50m) includingnuts, bolts, all type of washers, packplates, step bolts and gussetplates excluding foundation bolts | EA | 2 |  | INCLUDED
198 | 7000020228 | 2410 | 220kV Equipment support structures | 1000017565 | Fabrication, galvanising and supply of Std Pipe Structure - 220 kV highBPI including nuts, bolts, all type of washers, packplates, step boltsand gusset plates excluding foundation bolts | EA | 6 |  | INCLUDED
199 | 7000020228 | 2420 | 220kV Equipment support structures | 1000017562 | Standard Pipe Structure for 220kV BPI (excluding wave trap) | EA | 20 |  | INCLUDED
200 | 7000020228 | 2430 | 220kV Equipment support structures | 1000020187 | Fabrication, galvanising and supply of Standard Pipe Structure - 220kV CT including nuts, bolts, all type of washers, packplates, stepbolts and gusset plates excluding foundation bolts | EA | 6 |  | INCLUDED
201 | 7000020228 | 2440 | 220kV Equipment support structures | 1000020188 | Fabrication, galvanising and supply of Standard Pipe Structure - 220kV CVT including nuts, bolts, all type of washers, packplates, stepbolts and gusset plates excluding foundation bolts | EA | 6 |  | INCLUDED
202 | 7000020228 | 2450 | 220kV Equipment support structures | 1000020189 | Fabrication, galvanising and supply of Standard Pipe Structure - 220kV ISOLATOR including nuts, bolts, all type of washers, packplates,step bolts and gusset plates excluding foundation bolts | EA | 8 |  | INCLUDED
203 | 7000020228 | 2460 | 220kV Equipment support structures | 1000020190 | Fabrication, galvanising and supply of Standard Pipe Structure - 220kV SA including nuts, bolts, all type of washers, packplates, stepbolts and gusset plates excluding foundation bolts | EA | 6 |  | INCLUDED
204 | 7000020228 | 2470 | 220kV Equipment support structures | 1000017563 | Standard Pipe Structure for 220kV BPI for WT (1- phase) | EA | 12 |  | INCLUDED
205 | 7000020228 | 2480 | Mandatory Spare LOT | 1000025935 | Spare-245kV Circuit Breaker | SET | 1 |  | INCLUDED
206 | 7000020228 | 2490 | Mandatory Spare LOT | 1000025936 | Spare-245kV Isolator | SET | 1 |  | INCLUDED
207 | 7000020228 | 2500 | Mandatory Spare LOT | 1000025933 | Spare-245kV CT | SET | 1 |  | INCLUDED
208 | 7000020228 | 2510 | Mandatory Spare LOT | 1000019912 | Relay & protection Panels (with automation) | LS | 1 |  | INCLUDED
209 | 7000020228 | 2520 | Mandatory Spare LOT | 1000019927 | Spares-Substation Automation System | LS | 1 |  | INCLUDED
210 | 7000020228 | 2690 | Foundation Bolt | 1000012366 | Fabrication, galvanising and supply of 28mm dia foundation boltsincluding nuts, checknuts, washers and packplates. | EA | 480 |  | INCLUDED
211 | 7000020228 | 2700 | Foundation Bolt | 1000012368 | Fabrication, galvanising and supply of 40mm dia foundation boltsincluding nuts, checknuts, washers and packplates. | EA | 16 |  | INCLUDED
212 | 7000020228 | 2710 | Foundation Bolt | 1000012369 | Fabrication, galvanising and supply of 56mm dia foundation boltsincluding nuts, checknuts, washers and packplates | EA | 72 |  | INCLUDED
D | NIT Bikaner SS Ext.
213 | 7000020229 | 10 | 800kV 50kA AIS EQUIPMENT | 1000005827 | 765kV, 3150A, 50kA Circuit Breaker(3-Phase) with closing resistor (withsupport structure) | EA | 1 |  | INCLUDED
214 | 7000020229 | 20 | 800kV 50kA AIS EQUIPMENT | 1000005826 | 765kV, 3150A, 50kA Circuit Breaker(3-Phase) without closing resistor(with support structure) | EA | 1 |  | INCLUDED
215 | 7000020229 | 30 | 800kV 50kA AIS EQUIPMENT | 1000009714 | Controlled Switching Device for 765 kV, 3-ph Circuit Breaker | EA | 2 |  | INCLUDED
216 | 7000020229 | 40 | 800kV 50kA AIS EQUIPMENT | 1000005848 | 765 kV, 3000A, 50KA, 1-Phase CurrentTransformer with 120% extended currentrating | EA | 6 |  | INCLUDED
217 | 7000020229 | 50 | 800kV 50kA AIS EQUIPMENT | 1000005853 | 765kV, 3150A, 50Ka, Vertical Knee/DoubleBreak Isolator (3-Phase) with one E/S | EA | 3 |  | INCLUDED
218 | 7000020229 | 60 | 800kV 50kA AIS EQUIPMENT | 1000005854 | 765kV, 3150A, 50Ka, Vertical Knee/DoubleBreak Isolator (3-Phase) with two E/S | EA | 2 |  | INCLUDED
219 | 7000020229 | 70 | 800kV 50kA AIS EQUIPMENT | 1000005820 | 765kV, 3150A, 50kA, Vertical Knee/DoubleBreak Isolator (1-Phase) with one E/S | EA | 4 |  | INCLUDED
220 | 7000020229 | 80 | 800kV 50kA AIS EQUIPMENT | 1000005819 | 765kV, 3150A, 50kA, Vertical Knee/DoubleBreak Isolator (1-Phase) without E/S | EA | 5 |  | INCLUDED
221 | 7000020229 | 90 | 800kV 50kA AIS EQUIPMENT | 1000020421 | 624kV Surge Arrester (1-Phase) | EA | 3 |  | INCLUDED
222 | 7000020229 | 100 | 800kV 50kA AIS EQUIPMENT | 1000005791 | 765 kV, 1 phase Bus Post Insulator (except for Line Traps) | EA | 3 |  | INCLUDED
223 | 7000020229 | 110 | 420kV, 50kA AIS EQUIPMENT | 1000020419 | 336kV Surge Arrester (1-phase) | EA | 3 |  | INCLUDED
224 | 7000020229 | 120 | 420kV, 50kA AIS EQUIPMENT | 1000004480 | 420kV, 3150A, 50KA, Isolator (1 phase)(Double Break) without E/S | EA | 3 |  | INCLUDED
225 | 7000020229 | 130 | 420kV, 50kA AIS EQUIPMENT | 1000004481 | 420kV, 3150A, 50KA, Isolator (1 phase)(Double Break) with one E/S | EA | 3 |  | INCLUDED
226 | 7000020229 | 140 | 420kV, 50kA AIS EQUIPMENT | 1000004489 | 420kV, 3150A, 50kA Circuit Breaker(3-Phase) without closing resistor | EA | 1 |  | INCLUDED
227 | 7000020229 | 150 | 36kV AIS EQUIPMENT | 1000001998 | Current transformer (33kV) for transformer Netural along with supportstructure & terminal connector | SET | 1 |  | INCLUDED
228 | 7000020229 | 160 | Erection Hardware for 765 kV S/Y | 1000011350 | Erection Hardware for 765kV I type layout-Bus Work (For one diameters)as per technical specification | SET | 1 |  | INCLUDED
229 | 7000020229 | 170 | Erection Hardware for 765 kV S/Y | 1000011363 | Erection Hardware for 765kV I type layout-Transformer bay as pertechnical specification | SET | 1 |  | INCLUDED
230 | 7000020229 | 180 | Erection Hardware for 765 kV S/Y | 1000011349 | Erection Hardware for 765kV I type layout-Bus Reactor bay as pertechnical specification | SET | 1 |  | INCLUDED
231 | 7000020229 | 190 | Erection Hardware for 765 kV S/Y | 1000011362 | Erection Hardware for 765kV I type layout-Spare bay of half dia. asper technical specification | SET | 1 |  | INCLUDED
232 | 7000020229 | 200 | Erection Hardware for 765 kV S/Y | 1000015788 | Bus post insulators, spacers, equipmentsupport structures, conductors, Altube, clamp, connectors (including765kV, 400kV, tertiary and neuturalbushing terminal connectors etc) forarrangement of netural formation forTransformer(s), DELTA formation for onebank (each bank comprises of 3 singlephase units of Autotransformers) andmaking connection arrangement toconnect spare unit in place of any unitof the bank without physical shifting | LOT | 1 |  | INCLUDED
233 | 7000020229 | 210 | 765kV Insulator and Hardware | 1000055997 | 765KV TENSION INSULATOR STRING AND ASSOCIATED HARDWARE FITTINGS WITHTURN BUCKLE SUITABLE FOR QUAD CONDUCTOR | EA | 12 |  | INCLUDED
234 | 7000020229 | 220 | 765kV Insulator and Hardware | 1000055995 | 765KV TENSION INSULATOR STRING AND ASSOCIATED HARDWARE FITTINGSWITHOUT TURN BUCKLE SUITABLE FOR QUAD CONDUCTOR | EA | 12 |  | INCLUDED
235 | 7000020229 | 230 | 765kV Insulator and Hardware | 1000055993 | 765KV SUSPENSION INSULATOR STRING AND ASSOCIATED HARDWARE FITTINGSWITH THROUGH CLAMP SUITABLE FOR QUAD CONDUCTOR | EA | 6 |  | INCLUDED
236 | 7000020229 | 240 | 765kV Insulator and Hardware | 1000055992 | 765KV SUSPENSION INSULATOR STRING AND ASSOCIATED HARDWARE FITTINGSWITH DROP CLAMP SUITABLE FOR QUAD CONDUCTOR | EA | 6 |  | INCLUDED
237 | 7000020229 | 250 | Erection Hardware for 420 kV I Type S/Y | 1000011320 | Erection Hardware for 400kV I type layout-Any feeder Extn. on existinghalf dia. as per technical specification | SET | 1 |  | INCLUDED
238 | 7000020229 | 260 | 420kV Insulator and Hardware | 1000055984 | 400KV TENSION INSULATOR STRING AND ASSOCIATED HARDWARE FITTINGSWITHOUT TURN BUCKLE SUITABLE FOR QUAD CONDUCTOR | EA | 3 |  | INCLUDED
239 | 7000020229 | 270 | 420kV Insulator and Hardware | 1000055991 | 400KV TENSION INSULATOR STRING AND ASSOCIATED HARDWARE FITTINGSWITH TURN BUCKLE SUITABLE FOR QUAD CONDUCTOR | EA | 3 |  | INCLUDED
240 | 7000020229 | 280 | 420kV Insulator and Hardware | 1000055988 | 400KV SUSPENSION INSULATOR STRING AND ASSOCIATED HARDWARE FITTINGSWITH THROUGH CLAMP SUITABLE FOR QUAD CONDUCTOR | EA | 3 |  | INCLUDED
241 | 7000020229 | 290 | Earthmat | 1000032055 | 40 MM MS ROD FOR MAIN EARTHMAT | KM | 4 |  | INCLUDED
242 | 7000020229 | 300 | CSD | 1000009713 | Controlled Switching Device for 420 kV, 3-ph Circuit Breaker | EA | 2 |  | INCLUDED
243 | 7000020229 | 310 | CRP for 765kV Bays | 1000005072 | Augmentation of existing 765kV bus bar protection scheme.(No. of baysas per specification)-(with Automation) | SET | 1 |  | INCLUDED
244 | 7000020229 | 320 | CRP for 765kV Bays | 1000005789 | 765kV Transformer Protection Panel (For both HV & MV side)-(withAutomation) | EA | 1 |  | INCLUDED
245 | 7000020229 | 330 | CRP for 765kV Bays | 1000055448 | 765KV CIRCUIT BREAKER RELAY PANEL (WITH AUTOMATION) | EA | 2 |  | INCLUDED
246 | 7000020229 | 340 | CRP for 420kV Bays with SAS | 1000055446 | 400KV CIRCUIT BREAKER RELAY PANEL (WITH AUTOMATION) | EA | 1 |  | INCLUDED
247 | 7000020229 | 350 | SAS-AUG | 1000005535 | Augmentation of Substation automation system for 765kV Main bay as perTechnical Specification | EA | 1 |  | INCLUDED
248 | 7000020229 | 360 | SAS-AUG | 1000005537 | Augmentation of Substation automation System for 765kV Tie bay as perTechnical Specification | EA | 1 |  | INCLUDED
249 | 7000020229 | 370 | SAS-AUG | 1000003409 | Augmentation of Substation automation System for 400kV Main bay as perTechnical Specification | EA | 1 |  | INCLUDED
250 | 7000020229 | 380 | VMS | 1000030433 | COLOR IP CAMERA, WITH PAN, TILT AND ZOOM FACILITIES, ALONGWITH ALLREQUIRED ITEMS, ACCESSORIES, LINE INTERFACE UNITS, FIBER PATCH CORDS,POWER SUPPLY UNITS, JUNCTION BOXES, CABLES, FIBER OPTIC CABLES, ETC.,AND INCLUDING INTEGRATION IN EXISTING HARDWARE AND SOFTWARE FORAUGMENTATION OF VISUAL MONITORING SYSTEM AS PER TECHNICALSPECIFICATION. | SET | 1 |  | INCLUDED
251 | 7000020229 | 390 | POWER & CONTROL CABLE | 1000032050 | 4PAIR, 0.5SQMM SCREENED CABLE | KM | 1.2 |  | INCLUDED
252 | 7000020229 | 400 | POWER & CONTROL CABLE | 1000056265 | 1.1KV GRADE 27CX1.5 SQMM CONTROL CABLE | KM | 2 |  | INCLUDED
253 | 7000020229 | 410 | POWER & CONTROL CABLE | 1000056264 | 1.1KV GRADE 19CX1.5 SQMM CONTROL CABLE | KM | 3 |  | INCLUDED
254 | 7000020229 | 420 | POWER & CONTROL CABLE | 1000031904 | 1.1KV GRADE 14CX2.5 SQMM CONTROL CABLE | KM | 3 |  | INCLUDED
255 | 7000020229 | 430 | POWER & CONTROL CABLE | 1000031887 | 1.1KV GRADE 10CX2.5 SQMM CONTROL CABLE | KM | 2 |  | INCLUDED
256 | 7000020229 | 440 | POWER & CONTROL CABLE | 1000031993 | 1.1KV GRADE 7CX2.5 SQMM CONTROL CABLE | KM | 2.5 |  | INCLUDED
257 | 7000020229 | 450 | POWER & CONTROL CABLE | 1000031987 | 1.1KV GRADE 5CX2.5 SQMM CONTROL CABLE | KM | 8 |  | INCLUDED
258 | 7000020229 | 460 | POWER & CONTROL CABLE | 1000031964 | 1.1KV GRADE 3CX2.5 SQMM CONTROL CABLE | KM | 6.5 |  | INCLUDED
259 | 7000020229 | 470 | POWER & CONTROL CABLE | 1000031943 | 1.1KV GRADE 2CX6 SQMM (PVC) POWER CABLE | KM | 1.5 |  | INCLUDED
260 | 7000020229 | 480 | POWER & CONTROL CABLE | 1000031985 | 1.1KV GRADE 4CX6 SQMM (PVC) POWER CABLE | KM | 3 |  | INCLUDED
261 | 7000020229 | 490 | POWER & CONTROL CABLE | 1000031953 | 1.1KV GRADE 3.5CX35 SQMM (PVC) POWER CABLE | KM | 1 |  | INCLUDED
262 | 7000020229 | 500 | POWER & CONTROL CABLE | 1000031957 | 1.1KV GRADE 3.5CX70 SQMM (PVC) POWER CABLE | KM | 1 |  | INCLUDED
263 | 7000020229 | 510 | AIR CONDITIONING & VENTILATION SYSTEM | 1000006285 | Air conditioning system for Switchyard Panel Room of 9m length | SET | 1 |  | INCLUDED
264 | 7000020229 | 520 | FIRE FIGHTING SYSTEM | 1000012019 | Fire Detection and Alarm System for Switchyard Panel Room of 9 mlength | SET | 1 |  | INCLUDED
265 | 7000020229 | 530 | FIRE FIGHTING SYSTEM | 1000049665 | 60 LITRE FOAM TYPE TROLLEY/WHEEL MOUNTED FIRE EXTINGUISHER | SET | 8 |  | INCLUDED
266 | 7000020229 | 540 | FIRE FIGHTING SYSTEM | 1000012022 | 4.5 kg CO2 type Portable Fire extinguisher | EA | 2 |  | INCLUDED
267 | 7000020229 | 550 | FIRE FIGHTING SYSTEM | 1000055460 | HVW SPRAY SYSTEM, HYDRANT SYSTEM AND COMPLETE U/G & O/G PIPING ANDACCESSORIES ETC. OUT SIDE THE PUMP HOUSE FOR 765 KV, 1-PHASEAUTOTRANSFORMER | SET | 3 |  | INCLUDED
268 | 7000020229 | 560 | FIRE FIGHTING SYSTEM | 1000055459 | HVW SPRAY SYSTEM, HYDRANT SYSTEM AND COMPLETE U/G & O/G PIPING ANDACCESSORIES ETC. OUT SIDE THE PUMP HOUSE FOR 765/Ã‚Ë†Å 3 KV SINGLE PHASEREACTOR | SET | 4 |  | INCLUDED
269 | 7000020229 | 570 | ILLUMINATION SYSTEM | 1000014547 | Lighting Panel type ACP-2 as per technical specification | EA | 2 |  | INCLUDED
270 | 7000020229 | 580 | ILLUMINATION SYSTEM | 1000038387 | LED FLOOD LIGHT LUMINARIESTYPE FL-1 (150W) AS PER TECHNICALSPECIFICATION | EA | 5 |  | INCLUDED
271 | 7000020229 | 590 | ILLUMINATION SYSTEM | 1000038325 | LIGHTING FIXTURE LED LUMINAIRES TYPE FL2 AS PER TECH. SPECIFICATIONS | EA | 5 |  | INCLUDED
272 | 7000020229 | 600 | ILLUMINATION SYSTEM | 1000013796 | Illumination System for switchyard panel room of 9 m length | LS | 1 |  | INCLUDED
273 | 7000020229 | 610 | 765 kV Towers | 1000020159 | Fabrication, galvanising and supply of Std 765 kV Arm GWCC includingnuts, bolts, all type of washers, packplates, step bolts and gussetplates excluding foundation bolts | EA | 4 |  | INCLUDED
274 | 7000020229 | 620 | 765 kV Towers | 1000020167 | Fabrication, galvanising and supply of Std 765 kV Beam BF includingnuts, bolts, all type of washers, packplates, step bolts and gussetplates excluding foundation bolts | EA | 4 |  | INCLUDED
275 | 7000020229 | 630 | 765 kV Towers | 1000020166 | Fabrication, galvanising and supply of Std 765 kV Beam BE includingnuts, bolts, all type of washers, packplates, step bolts and gussetplates excluding foundation bolts | EA | 2 |  | INCLUDED
276 | 7000020229 | 640 | 765 kV Towers | 1000020182 | Fabrication, galvanising and supply of Std 765 kV Tower CC includingnuts, bolts, all type of washers, packplates, step bolts and gussetplates excluding foundation bolts | EA | 4 |  | INCLUDED
277 | 7000020229 | 650 | 765 kV Towers | 1000020158 | Fabrication, galvanising and supply of Std 765 kV Arm GWCB includingnuts, bolts, all type of washers, packplates, step bolts and gussetplates excluding foundation bolts | EA | 4 |  | INCLUDED
278 | 7000020229 | 660 | 765 kV Towers | 1000020165 | Fabrication, galvanising and supply of Std 765 kV Beam BD includingnuts, bolts, all type of washers, packplates, step bolts and gussetplates excluding foundation bolts | EA | 4 |  | INCLUDED
279 | 7000020229 | 670 | 765 kV Towers | 1000032893 | STD 765KV TOWER 7BC | EA | 2 |  | INCLUDED
280 | 7000020229 | 680 | 765 kV Towers | 1000020181 | Fabrication, galvanising and supply of Std 765 kV Tower CB includingnuts, bolts, all type of washers, packplates, step bolts and gussetplates excluding foundation bolts | EA | 4 |  | INCLUDED
281 | 7000020229 | 690 | 765 kV Towers | 1000020163 | Fabrication, galvanising and supply of Std 765 kV Beam BB includingnuts, bolts, all type of washers, packplates, step bolts and gussetplates excluding foundation bolts | EA | 4 |  | INCLUDED
282 | 7000020229 | 700 | 765 kV Towers | 1000020162 | Fabrication, galvanising and supply of Std 765 kV Beam BA includingnuts, bolts, all type of washers, packplates, step bolts and gussetplates excluding foundation bolts | EA | 2 |  | INCLUDED
283 | 7000020229 | 710 | 765 kV Towers | 1000020180 | Fabrication, galvanising and supply of Std 765 kV Tower CA includingnuts, bolts, all type of washers, packplates, step bolts and gussetplates excluding foundation bolts | EA | 4 |  | INCLUDED
284 | 7000020229 | 720 | 765 kV Towers | 1000032145 | FABRICATION, GALVANISING AND SUPPLY OF STD 765 KV ARM GWCG INCLUDINGNUTS, BOLTS, ALL TYPE OF WASHERS, PACKPLATES, STEP BOLTS AND GUSSETPLATES EXCLUDING FOUNDATION BOLTS | EA | 2 |  | INCLUDED
285 | 7000020229 | 730 | 765 kV Towers | 1000032144 | FABRICATION, GALVANISING AND SUPPLY OF STD 765 KV TOWER 7CG INCLUDINGNUTS, BOLTS, ALL TYPE OF WASHERS, PACKPLATES, STEP BOLTS AND GUSSETPLATES EXCLUDING FOUNDATION BOLTS | EA | 2 |  | INCLUDED
286 | 7000020229 | 740 | 765 kV Towers | 1000032143 | FABRICATION, GALVANISING AND SUPPLY OF STD 765 KV BEAM 7BN INCLUDINGNUTS, BOLTS, ALL TYPE OF WASHERS, PACKPLATES, STEP BOLTS AND GUSSETPLATES EXCLUDING FOUNDATION BOLTS | EA | 2 |  | INCLUDED
287 | 7000020229 | 750 | 765 kV Towers | 1000032142 | FABRICATION, GALVANISING AND SUPPLY OF STD 765 KV BEAM 7BM INCLUDINGNUTS, BOLTS, ALL TYPE OF WASHERS, PACKPLATES, STEP BOLTS AND GUSSETPLATES EXCLUDING FOUNDATION BOLTS | EA | 1 |  | INCLUDED
288 | 7000020229 | 760 | 765 kV Equipment support structures | 1000020174 | Fabrication, galvanising and supply ofStd 765 kV Support Structure for1-Phase BPI including nuts, bolts, alltype of washers, packplates, step boltsand gusset plates excluding foundationbolts | EA | 3 |  | INCLUDED
289 | 7000020229 | 770 | 765 kV Equipment support structures | 1000020175 | Fabrication, galvanising and supply ofStd 765 kV Support Structure for1-Phase CT including nuts, bolts, alltype of washers, packplates, step boltsand gusset plates excluding foundationbolts | EA | 6 |  | INCLUDED
290 | 7000020229 | 780 | 765 kV Equipment support structures | 1000020177 | Fabrication, galvanising and supply ofStd 765 kV Support Structure for3-Phase ISOLATOR including nuts, bolts,all type of washers, packplates, stepbolts and gusset plates excludingfoundation bolts | EA | 5 |  | INCLUDED
291 | 7000020229 | 790 | 765 kV Equipment support structures | 1000020178 | Fabrication, galvanising and supply ofStd 765 kV Support Structure for1-Phase LA including nuts, bolts, alltype of washers, packplates, step boltsand gusset plates excluding foundationbolts | EA | 3 |  | INCLUDED
292 | 7000020229 | 800 | 765 kV Equipment support structures | 1000030445 | FABRICATION, GALVANISING AND SUPPLY OFSTD 765 KV SUPPORT STRUCTURE FOR1-PHASE ISOLATOR INCLUDING NUTS,BOLTS, ALL TYPE OF WASHERS, PACKPLATES,STEP BOLTS AND GUSSET PLATES EXCLUDINGFOUNDATION BOLTS | EA | 9 |  | INCLUDED
293 | 7000020229 | 810 | 400kV Equipment support structures | 1000020195 | Fabrication, galvanising and supply ofStandard Pipe Structure - 400 kV,1-Phase, SA including nuts, bolts,all type of washers, packplates, stepbolts and gusset plates excludingfoundation bolts | EA | 3 |  | INCLUDED
294 | 7000020229 | 820 | 400kV Equipment support structures | 1000020194 | Fabrication, galvanising and supply ofStandard Pipe Structure - 400 kV,3-Phase, ISOLATOR including nuts,bolts, all type of washers, packplates,step bolts and gusset plates excludingfoundation bolts | EA | 1 |  | INCLUDED
295 | 7000020229 | 830 | 400kV Equipment support structures | 1000020192 | Fabrication, galvanising and supply ofStandard Pipe Structure - 400 kV,1-Phase, CT including nuts, bolts, alltype of washers, packplates, step boltsand gusset plates excluding foundationbolts | EA | 3 |  | INCLUDED
296 | 7000020229 | 840 | 400kV Equipment support structures | 1000017567 | Standard Pipe Structure for 400kV BPI (excluding wave trap) | EA | 5 |  | INCLUDED
297 | 7000020229 | 850 | 400kV Equipment support structures | 1000030447 | FABRICATION, GALVANISING AND SUPPLY OFSTANDARD PIPE STRUCTURE - 400 KVISOLATOR, 1 - PHASE, INCLUDING NUTS,BOLTS, ALL TYPE OF WASHERS, PACKPLATES,STEP BOLTS AND GUSSET PLATES EXCLUDINGFOUNDATION BOLTS | EA | 6 |  | INCLUDED
298 | 7000020229 | 860 | Mandatory Spare LOT | 1000027625 | Spare-765KV Circuit Breaker | LOT | 1 |  | INCLUDED
299 | 7000020229 | 870 | Mandatory Spare LOT | 1000028091 | Spare-765kV VKDB Isolator | LOT | 1 |  | INCLUDED
300 | 7000020229 | 880 | Mandatory Spare LOT | 1000054976 | SPARE-765KV CURRENT TRANSFORMER | LOT | 1 |  | INCLUDED
301 | 7000020229 | 890 | Mandatory Spare LOT | 1000028372 | SPARES FOR 624KV SURGE ARRESTER | LS | 1 |  | INCLUDED
302 | 7000020229 | 900 | Mandatory Spare LOT | 1000019918 | Spares for 420kV Circuit Breaker | LS | 1 |  | INCLUDED
303 | 7000020229 | 910 | Mandatory Spare LOT | 1000024186 | SPARES FOR 336KV SURGE ARRESTER | LS | 1 |  | INCLUDED
304 | 7000020229 | 920 | Mandatory Spare LOT | 1000019912 | Relay & protection Panels (with automation) | LS | 1 |  | INCLUDED
305 | 7000020229 | 930 | Mandatory Spare LOT | 1000019927 | Spares-Substation Automation System | LS | 1 |  | INCLUDED
306 | 7000020229 | 940 | Mandatory Spare LOT | 1000032289 | SPARES FOFIRE PROTECTION SYSTEM | SET | 1 |  | INCLUDED
307 | 7000020229 | 1170 | Foundation Bolt | 1000012366 | Fabrication, galvanising and supply of 28mm dia foundation boltsincluding nuts, checknuts, washers and packplates. | EA | 68 |  | INCLUDED
308 | 7000020229 | 1180 | Foundation Bolt | 1000012367 | Fabrication, galvanising and supply of 32mm dia foundation boltsincluding nuts, checknuts, washers and packplates | EA | 792 |  | INCLUDED
309 | 7000020229 | 1190 | Foundation Bolt | 1000012369 | Fabrication, galvanising and supply of 56mm dia foundation boltsincluding nuts, checknuts, washers and packplates | EA | 80 |  | INCLUDED
310 | 7000020229 | 1200 | Foundation Bolt | 1000012371 | Fabrication, galvanising and supply of 80mm dia foundation boltsincluding nuts, checknuts, washers and packplates | EA | 192 |  | INCLUDED
E | NIT Kotputli SS Ext.
311 | 7000020229 | 1210 | 420kV, 50kA AIS EQUIPMENT | 1000004489 | 420kV, 3150A, 50kA Circuit Breaker(3-Phase) without closing resistor | EA | 2 |  | INCLUDED
312 | 7000020229 | 1220 | 420kV, 50kA AIS EQUIPMENT | 1000020419 | 336kV Surge Arrester (1-phase) | EA | 3 |  | INCLUDED
313 | 7000020229 | 1230 | 420kV, 50kA AIS EQUIPMENT | 1000004461 | 420 kV, 3000A, 50KA, 1-Phase CurrentTransformer with 120% extended currentrating | EA | 6 |  | INCLUDED
314 | 7000020229 | 1240 | 420kV, 50kA AIS EQUIPMENT | 1000004483 | 420kV, 3150A, 50KA, Isolator (3-phase)(Double Break) with one E/S | EA | 6 |  | INCLUDED
315 | 7000020229 | 1250 | 245kV, 50kA AIS EQUIPMENT | 1000020417 | 216kV Surge Arrester (1-phase) | EA | 3 |  | INCLUDED
316 | 7000020229 | 1260 | Erection Hardware for 420kV I-Type S/Y | 1000011327 | Erection Hardware for 400kV I type layout-Transformer bay as pertechnical specification | SET | 1 |  | INCLUDED
317 | 7000020229 | 1270 | Erection Hardware for 420kV I-Type S/Y | 1000011326 | Erection Hardware for 400kV I type layout-Spare bay of half dia as pertechnical specification | SET | 1 |  | INCLUDED
318 | 7000020694 | 10 | Erection Hardware for 220kV DMT Type S/Y | 1000011264 | Erection Hardware for 220kV layout (Double Main and TransferScheme)-Transformer Bay as per technical specification | SET | 1 |  | INCLUDED
319 | 7000020229 | 1280 | 420kV Insulator and Hardware | 1000055985 | 400KV TENSION INSULATOR STRING AND ASSOCIATED HARDWARE FITTINGS WITHTURN BUCKLE SUITABLE FOR TWIN CONDUCTOR | EA | 6 |  | INCLUDED
320 | 7000020229 | 1290 | 420kV Insulator and Hardware | 1000055990 | 400KV TENSION INSULATOR STRING AND ASSOCIATED HARDWARE FITTINGSWITHOUT TURN BUCKLE SUITABLE FOR TWIN CONDUCTOR | EA | 6 |  | INCLUDED
321 | 7000020229 | 1300 | 420kV Insulator and Hardware | 1000055987 | 400KV SUSPENSION INSULATOR STRING AND ASSOCIATED HARDWARE FITTINGSWITH DROP CLAMP SUITABLE FOR TWIN CONDUCTOR | EA | 6 |  | INCLUDED
322 | 7000020229 | 1310 | 220kV Insulator and Hardware | 1000055983 | 220KV TENSION INSULATOR STRING AND ASSOCIATED HARDWARE FITTINGS WITHTURN BUCKLE SUITABLE FOR TWIN CONDUCTOR | EA | 6 |  | INCLUDED
323 | 7000020229 | 1320 | 220kV Insulator and Hardware | 1000055980 | 220KV TENSION INSULATOR STRING AND ASSOCIATED HARDWARE FITTINGSWITHOUT TURN BUCKLE SUITABLE FOR TWIN CONDUCTOR | EA | 6 |  | INCLUDED
324 | 7000020229 | 1330 | 220kV Insulator and Hardware | 1000055977 | 220KV SUSPENSION INSULATOR STRING AND ASSOCIATED HARDWARE FITTINGSWITH THROUGH CLAMP SUITABLE FOR TWIN CONDUCTOR | EA | 3 |  | INCLUDED
325 | 7000020229 | 1340 | 220kV Insulator and Hardware | 1000055975 | 220KV SUSPENSION INSULATOR STRING AND ASSOCIATED HARDWARE FITTINGSWITH DROP CLAMP SUITABLE FOR TWIN CONDUCTOR | EA | 3 |  | INCLUDED
326 | 7000020229 | 1350 | Earthmat | 1000032055 | 40 MM MS ROD FOR MAIN EARTHMAT | KM | 1 |  | INCLUDED
327 | 7000020229 | 1380 | CRP for 420kV Bays with SAS | 1000055446 | 400KV CIRCUIT BREAKER RELAY PANEL (WITH AUTOMATION) | EA | 2 |  | INCLUDED
328 | 7000020229 | 1360 | CRP for 420kV Bays with SAS | 1000004274 | 400kV Transformer Protection Panel (For both HV & MV side)-(withAutomation) | EA | 1 |  | INCLUDED
329 | 7000020229 | 1370 | CRP for 420kV Bays with SAS | 1000002146 | Augmentation of existing 400kV bus bar protection scheme.(No. of baysas per specification)-(with Automation) | SET | 1 |  | INCLUDED
330 | 7000020229 | 1400 | CRP for 220kV Bays with SAS | 1000055443 | 220KV CIRCUIT BREAKER RELAY PANEL (WITH AUTOMATION) | EA | 1 |  | INCLUDED
331 | 7000020229 | 1390 | CRP for 220kV Bays with SAS | 1000001167 | Augmentation of existing 220kV bus bar protection scheme.(No. of baysas per specification)-(with Automation) | SET | 1 |  | INCLUDED
332 | 7000020229 | 1410 | SAS-AUG | 1000003409 | Augmentation of Substation automation System for 400kV Main bay as perTechnical Specification | EA | 1 |  | INCLUDED
333 | 7000020229 | 1420 | SAS-AUG | 1000001333 | Augmentation of Substation automation System for 220kV bay as perTechnical Specification | EA | 1 |  | INCLUDED
334 | 7000020229 | 1430 | SAS-AUG | 1000003411 | Augmentation of Substation automation System for 400kV Tie bay as perTechnical Specification | EA | 1 |  | INCLUDED
335 | 7000020229 | 1440 | VMS | 1000030433 | COLOR IP CAMERA, WITH PAN, TILT AND ZOOM FACILITIES, ALONGWITH ALLREQUIRED ITEMS, ACCESSORIES, LINE INTERFACE UNITS, FIBER PATCH CORDS,POWER SUPPLY UNITS, JUNCTION BOXES, CABLES, FIBER OPTIC CABLES, ETC.,AND INCLUDING INTEGRATION IN EXISTING HARDWARE AND SOFTWARE FORAUGMENTATION OF VISUAL MONITORING SYSTEM AS PER TECHNICALSPECIFICATION. | SET | 1 |  | INCLUDED
336 | 7000020229 | 1450 | POWER & CONTROL CABLE | 1000032050 | 4PAIR, 0.5SQMM SCREENED CABLE | KM | 0.5 |  | INCLUDED
337 | 7000020229 | 1460 | POWER & CONTROL CABLE | 1000056265 | 1.1KV GRADE 27CX1.5 SQMM CONTROL CABLE | KM | 0.5 |  | INCLUDED
338 | 7000020229 | 1470 | POWER & CONTROL CABLE | 1000056264 | 1.1KV GRADE 19CX1.5 SQMM CONTROL CABLE | KM | 0.5 |  | INCLUDED
339 | 7000020229 | 1480 | POWER & CONTROL CABLE | 1000031904 | 1.1KV GRADE 14CX2.5 SQMM CONTROL CABLE | KM | 1.5 |  | INCLUDED
340 | 7000020229 | 1490 | POWER & CONTROL CABLE | 1000031887 | 1.1KV GRADE 10CX2.5 SQMM CONTROL CABLE | KM | 1.5 |  | INCLUDED
341 | 7000020229 | 1500 | POWER & CONTROL CABLE | 1000031993 | 1.1KV GRADE 7CX2.5 SQMM CONTROL CABLE | KM | 0.7 |  | INCLUDED
342 | 7000020229 | 1510 | POWER & CONTROL CABLE | 1000031987 | 1.1KV GRADE 5CX2.5 SQMM CONTROL CABLE | KM | 4.5 |  | INCLUDED
343 | 7000020229 | 1520 | POWER & CONTROL CABLE | 1000031964 | 1.1KV GRADE 3CX2.5 SQMM CONTROL CABLE | KM | 4 |  | INCLUDED
344 | 7000020229 | 1530 | POWER & CONTROL CABLE | 1000031943 | 1.1KV GRADE 2CX6 SQMM (PVC) POWER CABLE | KM | 1 |  | INCLUDED
345 | 7000020229 | 1540 | POWER & CONTROL CABLE | 1000031985 | 1.1KV GRADE 4CX6 SQMM (PVC) POWER CABLE | KM | 1 |  | INCLUDED
346 | 7000020229 | 1550 | POWER & CONTROL CABLE | 1000031953 | 1.1KV GRADE 3.5CX35 SQMM (PVC) POWER CABLE | KM | 0.2 |  | INCLUDED
347 | 7000020229 | 1560 | POWER & CONTROL CABLE | 1000031957 | 1.1KV GRADE 3.5CX70 SQMM (PVC) POWER CABLE | KM | 0.3 |  | INCLUDED
348 | 7000020229 | 1570 | POWER & CONTROL CABLE | 1000031951 | 1.1KV GRADE 3.5CX300 SQMM (XLPE) POWER CABLE | KM | 0.2 |  | INCLUDED
349 | 7000020229 | 1580 | AIR CONDITIONING & VENTILATION SYSTEM | 1000006284 | Air conditioning system for Switchyard Panel Room of 6m length | SET | 2 |  | INCLUDED
350 | 7000020229 | 1590 | FIRE FIGHTING SYSTEM | 1000055456 | HVW SPRAY SYSTEM, HYDRANT SYSTEM AND COMPLETE U/G & O/G PIPING ANDACCESSORIES ETC. OUT SIDE THE PUMP HOUSE FOR 400KV, 3-PHASEAUTOTRANSFORMER | SET | 1 |  | INCLUDED
351 | 7000020229 | 1600 | FIRE FIGHTING SYSTEM | 1000012018 | Fire Detection and Alarm System for Switchyard Panel Room of 6 mlength | SET | 2 |  | INCLUDED
352 | 7000020229 | 1610 | FIRE FIGHTING SYSTEM | 1000049665 | 60 LITRE FOAM TYPE TROLLEY/WHEEL MOUNTED FIRE EXTINGUISHER | SET | 2 |  | INCLUDED
353 | 7000020229 | 1620 | FIRE FIGHTING SYSTEM | 1000012022 | 4.5 kg CO2 type Portable Fire extinguisher | EA | 2 |  | INCLUDED
354 | 7000020229 | 1630 | ILLUMINATION SYSTEM | 1000014547 | Lighting Panel type ACP-2 as per technical specification | EA | 1 |  | INCLUDED
355 | 7000020229 | 1640 | ILLUMINATION SYSTEM | 1000001894 | Outdoor Power Receptacle for oilfiltration unit (250A) | EA | 1 |  | INCLUDED
356 | 7000020229 | 1650 | ILLUMINATION SYSTEM | 1000038387 | LED FLOOD LIGHT LUMINARIESTYPE FL-1 (150W) AS PER TECHNICALSPECIFICATION | EA | 3 |  | INCLUDED
357 | 7000020229 | 1660 | ILLUMINATION SYSTEM | 1000038325 | LIGHTING FIXTURE LED LUMINAIRES TYPE FL2 AS PER TECH. SPECIFICATIONS | EA | 3 |  | INCLUDED
358 | 7000020229 | 1670 | ILLUMINATION SYSTEM | 1000013795 | Illumination System for switchyard panel room of 6 m length | LS | 2 |  | INCLUDED
359 | 7000020229 | 1680 | 400kV Equipment support structures | 1000020195 | Fabrication, galvanising and supply ofStandard Pipe Structure - 400 kV,1-Phase, SA including nuts, bolts,all type of washers, packplates, stepbolts and gusset plates excludingfoundation bolts | EA | 3 |  | INCLUDED
360 | 7000020229 | 1690 | 400kV Equipment support structures | 1000020194 | Fabrication, galvanising and supply ofStandard Pipe Structure - 400 kV,3-Phase, ISOLATOR including nuts,bolts, all type of washers, packplates,step bolts and gusset plates excludingfoundation bolts | EA | 6 |  | INCLUDED
361 | 7000020229 | 1700 | 400kV Equipment support structures | 1000020192 | Fabrication, galvanising and supply ofStandard Pipe Structure - 400 kV,1-Phase, CT including nuts, bolts, alltype of washers, packplates, step boltsand gusset plates excluding foundationbolts | EA | 6 |  | INCLUDED
362 | 7000020229 | 1710 | 400kV Equipment support structures | 1000017567 | Standard Pipe Structure for 400kV BPI (excluding wave trap) | EA | 7 |  | INCLUDED
363 | 7000020229 | 1720 | 220kV Equipment support structures | 1000017565 | Fabrication, galvanising and supply of Std Pipe Structure - 220 kV highBPI including nuts, bolts, all type of washers, packplates, step boltsand gusset plates excluding foundation bolts | EA | 3 |  | INCLUDED
364 | 7000020229 | 1730 | 220kV Equipment support structures | 1000017562 | Standard Pipe Structure for 220kV BPI (excluding wave trap) | EA | 9 |  | INCLUDED
365 | 7000020229 | 1740 | 220kV Equipment support structures | 1000020187 | Fabrication, galvanising and supply of Standard Pipe Structure - 220kV CT including nuts, bolts, all type of washers, packplates, stepbolts and gusset plates excluding foundation bolts | EA | 3 |  | INCLUDED
366 | 7000020229 | 1750 | 220kV Equipment support structures | 1000020189 | Fabrication, galvanising and supply of Standard Pipe Structure - 220kV ISOLATOR including nuts, bolts, all type of washers, packplates,step bolts and gusset plates excluding foundation bolts | EA | 4 |  | INCLUDED
367 | 7000020229 | 1760 | 220kV Equipment support structures | 1000020190 | Fabrication, galvanising and supply of Standard Pipe Structure - 220kV SA including nuts, bolts, all type of washers, packplates, stepbolts and gusset plates excluding foundation bolts | EA | 3 |  | INCLUDED
368 | 7000020229 | 1770 | Mandatory Spare LOT | 1000019918 | Spares for 420kV Circuit Breaker | LS | 1 |  | INCLUDED
369 | 7000020229 | 1780 | Mandatory Spare LOT | 1000024186 | SPARES FOR 336KV SURGE ARRESTER | LS | 1 |  | INCLUDED
370 | 7000020229 | 1790 | Mandatory Spare LOT | 1000019912 | Relay & protection Panels (with automation) | LS | 1 |  | INCLUDED
371 | 7000020229 | 1800 | Mandatory Spare LOT | 1000019927 | Spares-Substation Automation System | LS | 1 |  | INCLUDED
372 | 7000020229 | 1810 | Mandatory Spare LOT | 1000032289 | SPARES FOFIRE PROTECTION SYSTEM | SET | 1 |  | INCLUDED
373 | 7000020229 | 1820 | Mandatory Spare LOT | 1000025930 | Spare-216kV Surge Arrester | SET | 1 |  | INCLUDED
374 | 7000020229 | 1830 | Mandatory Spare LOT | 1000019919 | Spares for 420kV Double break Isolator | LS | 1 |  | INCLUDED
375 | 7000020229 | 1840 | Mandatory Spare LOT | 1000025941 | Spare-420kV CT 1 | SET | 1 |  | INCLUDED
376 | 7000020229 | 2030 | Foundation Bolt | 1000012366 | Fabrication, galvanising and supply of 28mm dia foundation boltsincluding nuts, checknuts, washers and packplates. | EA | 364 |  | INCLUDED
F | NIT Bikaner-II SS Ext.
377 | 7000020229 | 2040 | 420kV, 63kA AIS EQUIPMENT | 1000020419 | 336kV Surge Arrester (1-phase) | EA | 15 |  | INCLUDED
378 | 7000020229 | 2050 | 420kV, 63kA AIS EQUIPMENT | 1000004401 | 420 kV, 1 phase Bus Post Insulator (except for Line Traps) | EA | 27 |  | INCLUDED
379 | 7000020229 | 2060 | 245kV, 50kA AIS EQUIPMENT | 1000001695 | 245 kV, 1 phase Bus Post Insulator (except for Line Traps) | EA | 160 |  | INCLUDED
380 | 7000020229 | 2070 | Erection Hardware for 420kV I-Type S/Y | 1000011319 | Erection Hardware for 400kV I type layout-Bus Work (For two diameters)as per technical specification | SET | 1 |  | INCLUDED
381 | 7000020229 | 2080 | Erection Hardware for 420kV I-Type S/Y | 1000011318 | Erection Hardware for 400kV I type layout-Bus Work (For one diameter)as per technical specification | SET | 1 |  | INCLUDED
382 | 7000020229 | 2090 | Erection Hardware for 420kV I-Type S/Y | 1000011327 | Erection Hardware for 400kV I type layout-Transformer bay as pertechnical specification | SET | 3 |  | INCLUDED
383 | 7000020229 | 2100 | Erection Hardware for 420kV I-Type S/Y | 1000011320 | Erection Hardware for 400kV I type layout-Any feeder Extn. on existinghalf dia. as per technical specification | SET | 2 |  | INCLUDED
384 | 7000020695 | 20 | Erection Hardware for 220kV DMT Type S/Y | 1000011264 | Erection Hardware for 220kV layout (Double Main and TransferScheme)-Transformer Bay as per technical specification | SET | 5 |  | INCLUDED
385 | 7000020229 | 2110 | 420kV Insulator and Hardware | 1000055984 | 400KV TENSION INSULATOR STRING AND ASSOCIATED HARDWARE FITTINGSWITHOUT TURN BUCKLE SUITABLE FOR QUAD CONDUCTOR | EA | 24 |  | INCLUDED
386 | 7000020229 | 2120 | 420kV Insulator and Hardware | 1000055991 | 400KV TENSION INSULATOR STRING AND ASSOCIATED HARDWARE FITTINGSWITH TURN BUCKLE SUITABLE FOR QUAD CONDUCTOR | EA | 24 |  | INCLUDED
387 | 7000020229 | 2130 | 220kV Insulator and Hardware | 1000055983 | 220KV TENSION INSULATOR STRING AND ASSOCIATED HARDWARE FITTINGS WITHTURN BUCKLE SUITABLE FOR TWIN CONDUCTOR | EA | 90 |  | INCLUDED
388 | 7000020229 | 2140 | 220kV Insulator and Hardware | 1000055981 | 220KV TENSION INSULATOR STRING AND ASSOCIATED HARDWARE FITTINGS WITHTURN BUCKLE SUITABLE FOR QUAD CONDUCTOR | EA | 9 |  | INCLUDED
389 | 7000020229 | 2150 | 220kV Insulator and Hardware | 1000055980 | 220KV TENSION INSULATOR STRING AND ASSOCIATED HARDWARE FITTINGSWITHOUT TURN BUCKLE SUITABLE FOR TWIN CONDUCTOR | EA | 90 |  | INCLUDED
390 | 7000020229 | 2160 | 220kV Insulator and Hardware | 1000055978 | 220KV TENSION INSULATOR STRING AND ASSOCIATED HARDWARE FITTINGSWITHOUT TURN BUCKLE SUITABLE FOR QUAD CONDUCTOR | EA | 9 |  | INCLUDED
391 | 7000020229 | 2170 | 220kV Insulator and Hardware | 1000055977 | 220KV SUSPENSION INSULATOR STRING AND ASSOCIATED HARDWARE FITTINGSWITH THROUGH CLAMP SUITABLE FOR TWIN CONDUCTOR | EA | 45 |  | INCLUDED
392 | 7000020229 | 2180 | 220kV Insulator and Hardware | 1000055975 | 220KV SUSPENSION INSULATOR STRING AND ASSOCIATED HARDWARE FITTINGSWITH DROP CLAMP SUITABLE FOR TWIN CONDUCTOR | EA | 30 |  | INCLUDED
393 | 7000020229 | 2190 | Earthmat | 1000032055 | 40 MM MS ROD FOR MAIN EARTHMAT | KM | 10 |  | INCLUDED
394 | 7000020229 | 2200 | CRP for 420kV Bays with SAS | 1000002163 | 400kV Circuit Breaker Relay Panel without Auto Reclose (withAutomation) | EA | 8 |  | INCLUDED
395 | 7000020229 | 2210 | CRP for 420kV Bays with SAS | 1000004274 | 400kV Transformer Protection Panel (For both HV & MV side)-(withAutomation) | EA | 5 |  | INCLUDED
396 | 7000020229 | 2220 | CRP for 420kV Bays with SAS | 1000002145 | 400kV Bus Bar Protection Panel (Duplicate)-(with Automation) | SET | 1 |  | INCLUDED
397 | 7000020229 | 2230 | CRP for 220kV Bays with SAS | 1000001168 | 220kV Circuit Breaker Relay Panel without Auto Reclose (withAutomation) | EA | 5 |  | INCLUDED
398 | 7000020229 | 2240 | SAS-AUG | 1000003409 | Augmentation of Substation automation System for 400kV Main bay as perTechnical Specification | EA | 5 |  | INCLUDED
399 | 7000020229 | 2250 | SAS-AUG | 1000003411 | Augmentation of Substation automation System for 400kV Tie bay as perTechnical Specification | EA | 3 |  | INCLUDED
400 | 7000020229 | 2260 | SAS-AUG | 1000001333 | Augmentation of Substation automation System for 220kV bay as perTechnical Specification | EA | 5 |  | INCLUDED
401 | 7000020229 | 2270 | VMS | 1000030433 | COLOR IP CAMERA, WITH PAN, TILT AND ZOOM FACILITIES, ALONGWITH ALLREQUIRED ITEMS, ACCESSORIES, LINE INTERFACE UNITS, FIBER PATCH CORDS,POWER SUPPLY UNITS, JUNCTION BOXES, CABLES, FIBER OPTIC CABLES, ETC.,AND INCLUDING INTEGRATION IN EXISTING HARDWARE AND SOFTWARE FORAUGMENTATION OF VISUAL MONITORING SYSTEM AS PER TECHNICALSPECIFICATION. | SET | 8 |  | INCLUDED
402 | 7000020229 | 2280 | POWER & CONTROL CABLE | 1000032050 | 4PAIR, 0.5SQMM SCREENED CABLE | KM | 5 |  | INCLUDED
403 | 7000020229 | 2290 | POWER & CONTROL CABLE | 1000056265 | 1.1KV GRADE 27CX1.5 SQMM CONTROL CABLE | KM | 4 |  | INCLUDED
404 | 7000020229 | 2300 | POWER & CONTROL CABLE | 1000056264 | 1.1KV GRADE 19CX1.5 SQMM CONTROL CABLE | KM | 4 |  | INCLUDED
405 | 7000020229 | 2310 | POWER & CONTROL CABLE | 1000031904 | 1.1KV GRADE 14CX2.5 SQMM CONTROL CABLE | KM | 7 |  | INCLUDED
406 | 7000020229 | 2320 | POWER & CONTROL CABLE | 1000031887 | 1.1KV GRADE 10CX2.5 SQMM CONTROL CABLE | KM | 8 |  | INCLUDED
407 | 7000020229 | 2330 | POWER & CONTROL CABLE | 1000031993 | 1.1KV GRADE 7CX2.5 SQMM CONTROL CABLE | KM | 3.5 |  | INCLUDED
408 | 7000020229 | 2340 | POWER & CONTROL CABLE | 1000031987 | 1.1KV GRADE 5CX2.5 SQMM CONTROL CABLE | KM | 25 |  | INCLUDED
409 | 7000020229 | 2350 | POWER & CONTROL CABLE | 1000031964 | 1.1KV GRADE 3CX2.5 SQMM CONTROL CABLE | KM | 16 |  | INCLUDED
410 | 7000020229 | 2360 | POWER & CONTROL CABLE | 1000031943 | 1.1KV GRADE 2CX6 SQMM (PVC) POWER CABLE | KM | 4.5 |  | INCLUDED
411 | 7000020229 | 2370 | POWER & CONTROL CABLE | 1000031985 | 1.1KV GRADE 4CX6 SQMM (PVC) POWER CABLE | KM | 6.5 |  | INCLUDED
412 | 7000020229 | 2380 | POWER & CONTROL CABLE | 1000031953 | 1.1KV GRADE 3.5CX35 SQMM (PVC) POWER CABLE | KM | 3 |  | INCLUDED
413 | 7000020229 | 2390 | POWER & CONTROL CABLE | 1000031957 | 1.1KV GRADE 3.5CX70 SQMM (PVC) POWER CABLE | KM | 3 |  | INCLUDED
414 | 7000020229 | 2400 | POWER & CONTROL CABLE | 1000031951 | 1.1KV GRADE 3.5CX300 SQMM (XLPE) POWER CABLE | KM | 2 |  | INCLUDED
415 | 7000020229 | 2410 | AIR CONDITIONING & VENTILATION SYSTEM | 1000006285 | Air conditioning system for Switchyard Panel Room of 9m length | SET | 4 |  | INCLUDED
416 | 7000020229 | 2420 | AIR CONDITIONING & VENTILATION SYSTEM | 1000006284 | Air conditioning system for Switchyard Panel Room of 6m length | SET | 2 |  | INCLUDED
417 | 7000020229 | 2430 | FIRE FIGHTING SYSTEM | 1000055456 | HVW SPRAY SYSTEM, HYDRANT SYSTEM AND COMPLETE U/G & O/G PIPING ANDACCESSORIES ETC. OUT SIDE THE PUMP HOUSE FOR 400KV, 3-PHASEAUTOTRANSFORMER | SET | 5 |  | INCLUDED
418 | 7000020229 | 2440 | FIRE FIGHTING SYSTEM | 1000012019 | Fire Detection and Alarm System for Switchyard Panel Room of 9 mlength | SET | 4 |  | INCLUDED
419 | 7000020229 | 2450 | FIRE FIGHTING SYSTEM | 1000012018 | Fire Detection and Alarm System for Switchyard Panel Room of 6 mlength | SET | 2 |  | INCLUDED
420 | 7000020229 | 2460 | FIRE FIGHTING SYSTEM | 1000049665 | 60 LITRE FOAM TYPE TROLLEY/WHEEL MOUNTED FIRE EXTINGUISHER | SET | 10 |  | INCLUDED
421 | 7000020229 | 2470 | FIRE FIGHTING SYSTEM | 1000012022 | 4.5 kg CO2 type Portable Fire extinguisher | EA | 10 |  | INCLUDED
422 | 7000020229 | 2480 | ILLUMINATION SYSTEM | 1000013796 | Illumination System for switchyard panel room of 9 m length | LS | 2 |  | INCLUDED
423 | 7000020229 | 2490 | ILLUMINATION SYSTEM | 1000013795 | Illumination System for switchyard panel room of 6 m length | LS | 4 |  | INCLUDED
424 | 7000020229 | 2500 | ILLUMINATION SYSTEM | 1000038325 | LIGHTING FIXTURE LED LUMINAIRES TYPE FL2 AS PER TECH. SPECIFICATIONS | EA | 20 |  | INCLUDED
425 | 7000020229 | 2510 | ILLUMINATION SYSTEM | 1000038387 | LED FLOOD LIGHT LUMINARIESTYPE FL-1 (150W) AS PER TECHNICALSPECIFICATION | EA | 20 |  | INCLUDED
426 | 7000020229 | 2520 | ILLUMINATION SYSTEM | 1000014547 | Lighting Panel type ACP-2 as per technical specification | EA | 5 |  | INCLUDED
427 | 7000020229 | 2530 | ILLUMINATION SYSTEM | 1000001894 | Outdoor Power Receptacle for oilfiltration unit (250A) | EA | 2 |  | INCLUDED
428 | 7000020229 | 2540 | 400kV Equipment support structures | 1000017567 | Standard Pipe Structure for 400kV BPI (excluding wave trap) | EA | 27 |  | INCLUDED
429 | 7000020229 | 2550 | 400kV Equipment support structures | 1000020192 | Fabrication, galvanising and supply ofStandard Pipe Structure - 400 kV,1-Phase, CT including nuts, bolts, alltype of washers, packplates, step boltsand gusset plates excluding foundationbolts | EA | 24 |  | INCLUDED
430 | 7000020229 | 2560 | 400kV Equipment support structures | 1000020194 | Fabrication, galvanising and supply ofStandard Pipe Structure - 400 kV,3-Phase, ISOLATOR including nuts,bolts, all type of washers, packplates,step bolts and gusset plates excludingfoundation bolts | EA | 21 |  | INCLUDED
431 | 7000020229 | 2570 | 400kV Equipment support structures | 1000020195 | Fabrication, galvanising and supply ofStandard Pipe Structure - 400 kV,1-Phase, SA including nuts, bolts,all type of washers, packplates, stepbolts and gusset plates excludingfoundation bolts | EA | 15 |  | INCLUDED
432 | 7000020229 | 2580 | 220kV Equipment support structures | 1000017565 | Fabrication, galvanising and supply of Std Pipe Structure - 220 kV highBPI including nuts, bolts, all type of washers, packplates, step boltsand gusset plates excluding foundation bolts | EA | 15 |  | INCLUDED
433 | 7000020229 | 2590 | 220kV Equipment support structures | 1000017562 | Standard Pipe Structure for 220kV BPI (excluding wave trap) | EA | 145 |  | INCLUDED
434 | 7000020229 | 2600 | 220kV Equipment support structures | 1000020187 | Fabrication, galvanising and supply of Standard Pipe Structure - 220kV CT including nuts, bolts, all type of washers, packplates, stepbolts and gusset plates excluding foundation bolts | EA | 15 |  | INCLUDED
435 | 7000020229 | 2610 | 220kV Equipment support structures | 1000020189 | Fabrication, galvanising and supply of Standard Pipe Structure - 220kV ISOLATOR including nuts, bolts, all type of washers, packplates,step bolts and gusset plates excluding foundation bolts | EA | 20 |  | INCLUDED
436 | 7000020229 | 2620 | 220kV Equipment support structures | 1000020190 | Fabrication, galvanising and supply of Standard Pipe Structure - 220kV SA including nuts, bolts, all type of washers, packplates, stepbolts and gusset plates excluding foundation bolts | EA | 15 |  | INCLUDED
437 | 7000020229 | 2630 | Mandatory Spare LOT | 1000024186 | SPARES FOR 336KV SURGE ARRESTER | LS | 1 |  | INCLUDED
438 | 7000020229 | 2640 | Mandatory Spare LOT | 1000019912 | Relay & protection Panels (with automation) | LS | 1 |  | INCLUDED
439 | 7000020229 | 2650 | Mandatory Spare LOT | 1000032289 | SPARES FOFIRE PROTECTION SYSTEM | SET | 1 |  | INCLUDED
440 | 7000020229 | 2660 | Mandatory Spare LOT | 1000019927 | Spares-Substation Automation System | LS | 1 |  | INCLUDED
441 | 7000020229 | 2830 | 220KV TOWERS | 1000020091 | Fabrication, galvanising and supply of Std LM (50m) includingnuts, bolts, all type of washers, packplates, step bolts and gussetplates excluding foundation bolts | EA | 2 |  | INCLUDED
442 | 7000020229 | 2870 | Foundation Bolt | 1000029078 | 20 mm FOUNDATION BOLTS (Including nuts,checknut & washers for latticeand pipe structures) | EA | 64 |  | INCLUDED
443 | 7000020229 | 2880 | Foundation Bolt | 1000012366 | Fabrication, galvanising and supply of 28mm dia foundation boltsincluding nuts, checknuts, washers and packplates. | EA | 2032 |  | INCLUDED
444 | 7000020229 | 2890 | Foundation Bolt | 1000012367 | Fabrication, galvanising and supply of 32mm dia foundation boltsincluding nuts, checknuts, washers and packplates | EA | 64 |  | INCLUDED
445 | 7000020229 | 2900 | Foundation Bolt | 1000012369 | Fabrication, galvanising and supply of 56mm dia foundation boltsincluding nuts, checknuts, washers and packplates | EA | 128 |  | INCLUDED
446 | 7000020229 | 2920 | Non Standard Structure | 1000015954 | Fabrication, galvanising and supply of Lattice Structures (MS Steel),to be designed during detailed engineering, for towers, beams andequipment support structure including pack plates / packwashers andgusset plates excluding fasteners and foundation bolts | MT | 102 |  | INCLUDED
447 | 7000020229 | 2930 | Non Standard Structure | 1000011713 | Fabrication, galvanising and supply of fasteners ( nuts, bolts andwashers ) including step bolts for lattice and pipe structures to bedesigned during detailed engineering | MT | 5 |  | INCLUDED
448 | 7000020229 | 2940 | Non Standard Structure | 1000012373 | Fabrication, galvanising and supply of foundation bolts including nuts,checknut and washers for lattice and pipe structures to be designedduring detailed engineering | MT | 11 |  | INCLUDED
449 | 7000020229 | 2950 | 400KVTOWERS | 1000057260 | FABRICATION, GALVANISING AND SUPPLY OF STD 400 KV GANTRY4G1(BIKANER-II) INCLUDING NUTS, BOLTS, ALL TYPE OF WASHERS,PACKPLATES, STEP BOLTS AND GUSSET PLATES EXCLUDING FOUNDATION BOLTS | EA | 3 |  | INCLUDED
450 | 7000020229 | 2960 | 400KVTOWERS | 1000057261 | FABRICATION, GALVANISING AND SUPPLY OF STD 400 KV GANTRY4G2-3D(BIKANER-II) INCLUDING NUTS, BOLTS, ALL TYPE OF WASHERS,PACKPLATES, STEP BOLTS AND GUSSET PLATES EXCLUDING FOUNDATION BOLTS | EA | 4 |  | INCLUDED
451 | 7000020229 | 2970 | 400KVTOWERS | 1000057262 | FABRICATION, GALVANISING AND SUPPLY OF STD 400 KV GANTRY4G3(BIKANER-II) INCLUDING NUTS, BOLTS, ALL TYPE OF WASHERS,PACKPLATES, STEP BOLTS AND GUSSET PLATES EXCLUDING FOUNDATION BOLTS | EA | 6 |  | INCLUDED
452 | 7000020229 | 2980 | 400KVTOWERS | 1000057263 | FABRICATION, GALVANISING AND SUPPLY OF STD 400 KV TOWER4TC(BIKANER-II) INCLUDING NUTS, BOLTS, ALL TYPE OF WASHERS,PACKPLATES, STEP BOLTS AND GUSSET PLATES EXCLUDING FOUNDATION BOLTS | EA | 4 |  | INCLUDED
453 | 7000020229 | 2990 | 400KVTOWERS | 1000057264 | FABRICATION, GALVANISING AND SUPPLY OF 400 KV TOWER 4TH(BIKANER-II)INCLUDING NUTS, BOLTS, ALL TYPE OF WASHERS, PACKPLATES, STEP BOLTS ANDGUSSET PLATES EXCLUDING FOUNDATION BOLTS | EA | 4 |  | INCLUDED
454 | 7000020229 | 3000 | 400KVTOWERS | 1000057265 | FABRICATION, GALVANISING AND SUPPLY OF STD 400 KV TOWER4TJ(BIKANER-II) INCLUDING NUTS, BOLTS, ALL TYPE OF WASHERS,PACKPLATES, STEP BOLTS AND GUSSET PLATES EXCLUDING FOUNDATION BOLTS | EA | 3 |  | INCLUDED
455 | 7000020229 | 3010 | 400KVTOWERS | 1000064508 | FABRICATION, GALVANISING AND SUPPLY OF 400 KV TOWER 4TM(BIKANER-II)INCLUDING NUTS, BOLTS, ALL TYPE OF WASHERS, PACKPLATES,STEP BOLTS AND GUSSET PLATES EXCLUDING FOUNDATION BOLTS | EA | 2 |  | INCLUDED
456 | 7000020229 | 3020 | 400KVTOWERS | 1000064509 | FABRICATION, GALVANISING AND SUPPLY OF 400 KV TOWER 4TN (BIKANER-II)INCLUDING NUTS, BOLTS, ALL TYPE OF WASHERS, PACKPLATES, STEP BOLTSANDGUSSET PLATES EXCLUDING FOUNDATION BOLTS | EA | 2 |  | INCLUDED
[5 empty] | TOTAL |  |  |  | 0 | 0
Note: Bidders to note that the item description under various schedules are through unique material ID for respective items under SAP ERP System and therefore, identical item description appears in schedule-1(Ex-works) & schedule-2(F&I). However, the prices to be quoted in Price Schedule-2(F&I) shall be towards Local Transportation, In-transit Insurance, loading and unloading only in line with clause ITB 11.4(b).
| Date |  |  |  |  | Printed Name
| Place |  |  |  |  | Designation

## Sch-3
SPEC. NO.: CC/NT/AIS/DOM/A04/22/00610 | [14 empty] | Schedule - 3
Substation Package SS-104 for (I) (a) Extension of 765/400kV Bikaner (PG) S/s (b) Extension of 400/220kV Kotputli S/s (c) Extension of 400/220kV Bikaner -II S/s associated with ‘Transmission System for Evacuation of Power from Rajasthan REZ PH-IV (Part-I) (Bikaner Complex) Part-E’ and (II) (a) Extn. Of 400/220kV Bahadurgarh S/s (b) Extn of 400/220kV Jind S/s (c) Extension of 220kV Sonipat S/s associated with ‘Augmentation of ISTS for Interconnection of HVPNL Transmission Schemes’
(SCHEDULE OF RATES AND PRICES )
BIDDER:
0 | [11 empty] | To:
Bidder’s Name and Address (Sole Bidder) : | [11 empty] | Contract Services
Name : | [11 empty] | Power Grid Corporation of India Ltd.,
Address : | [11 empty] | "Saudamini", Plot No.-2
Sector-29,
Gurgaon (Haryana) - 122001
Installation Charges :
SI. No. | PR No | PR Line Item No | Activity Header | PR Activity No | Activity Description | Service Code | SAC (Service Accounting Codes) | Whether SAC in column ‘8’ is confirmed. If not indicate applicable the SAC # | Rate of GST applicable (in %) | Whether rate of GST in column ‘10’ is confirmed. If not indicate applicable rate of GST # | Description | Unit | Quantity | Unit Erection Charges | Total Erection Charges |  | GST Before Discount | Discount | Total Price after discount | GST After Discount
1 | 2 | 3 | 4 | 5 | 6 | 7 | 8 | 9 | 10 | 11 | 12 | 13 | 14 | 15 | 16=14*15
A | NIT Jind SS Extension | [20 empty] | Rounded off UnitPrice | Total Corrected Price (excl. GST) | GST rate | GST Amount
1 | 7000020228 | 1630 | 1320 | 10 | 420kV, 50kA AIS EQUIPMENT | 100001898 | 998736 |  | 18 |  | 420kV, 3150A, 50kA Circuit Breaker(3-Phase) without closing resistor(withsupport structure) | EA | 1 |  | INCLUDED | 0 | 0 | 0 | 0 | 0 | 0 | 0 | 0 | 0.18 | 0
2 | 7000020228 | 1630 | 1320 | 20 | 420kV, 50kA AIS EQUIPMENT | 100000270 | 998736 |  | 18 |  | 420 kV, 3000A, 50KA, 1-Phase CurrentTransformer with 120% extended currentrating | EA | 3 |  | INCLUDED | 0 | 0 | 0 | 0 | 0 | 0 | 0 | 0 | 0.18 | 0
3 | 7000020228 | 1630 | 1320 | 30 | 420kV, 50kA AIS EQUIPMENT | 100000307 | 998736 |  | 18 |  | 420kV, 3150A, 50KA, Isolator (3-phase)(Double Break) with one E/S | EA | 2 |  | INCLUDED | 0 | 0 | 0 | 0 | 0 | 0 | 0 | 0 | 0.18 | 0
4 | 7000020228 | 1630 | 1320 | 40 | 420kV, 50kA AIS EQUIPMENT | 100000328 | 998736 |  | 18 |  | 336kV Surge Arrester (1-phase) | EA | 3 |  | INCLUDED | 0 | 0 | 0 | 0 | 0 | 0 | 0 | 0 | 0.18 | 0
5 | 7000020228 | 1630 | 1320 | 50 | 420kV, 50kA AIS EQUIPMENT | 100005443 | 998734 |  | 18 |  | 420KV, 1-PHASE BUS POST INSULATORS | EA | 3 |  | INCLUDED | 0 | 0 | 0 | 0 | 0 | 0 | 0 | 0 | 0.18 | 0
6 | 7000020228 | 1640 | 1340 | 10 | 245kV, 50kA AIS EQUIPMENT | 100003634 | 998736 |  | 18 |  | 245 kV 1600A, 50KA Circuit Breakers (3-Phase) with support | EA | 1 |  | INCLUDED | 0 | 0 | 0 | 0 | 0 | 0 | 0 | 0 | 0.18 | 0
7 | 7000020228 | 1640 | 1340 | 20 | 245kV, 50kA AIS EQUIPMENT | 100001989 | 998736 |  | 18 |  | 245 kV, 1600A, 50KA, 1-Phase CurrentTransformer with 120% extended currentrating | EA | 3 |  | INCLUDED | 0 | 0 | 0 | 0 | 0 | 0 | 0 | 0 | 0.18 | 0
8 | 7000020228 | 1640 | 1340 | 30 | 245kV, 50kA AIS EQUIPMENT | 100002014 | 998736 |  | 18 |  | 245kV, 1600A, 50 KA, 3-phase DoubleBreak Isolator with one E/S | EA | 1 |  | INCLUDED | 0 | 0 | 0 | 0 | 0 | 0 | 0 | 0 | 0.18 | 0
9 | 7000020228 | 1640 | 1340 | 40 | 245kV, 50kA AIS EQUIPMENT | 100002013 | 998736 |  | 18 |  | 245kV, 1600A, 50 KA, 3-phase DoubleBreak Isolator with two E/S | EA | 1 |  | INCLUDED | 0 | 0 | 0 | 0 | 0 | 0 | 0 | 0 | 0.18 | 0
10 | 7000020228 | 1640 | 1340 | 50 | 245kV, 50kA AIS EQUIPMENT | 100002016 | 998736 |  | 18 |  | 245kV, 1600A, 50 KA, 3-phase DoubleBreak Tandem Isolator without E/S | EA | 2 |  | INCLUDED | 0 | 0 | 0 | 0 | 0 | 0 | 0 | 0 | 0.18 | 0
11 | 7000020228 | 1640 | 1340 | 60 | 245kV, 50kA AIS EQUIPMENT | 100000484 | 998736 |  | 18 |  | 216kV Surge Arrester (1-phase) | EA | 3 |  | INCLUDED | 0 | 0 | 0 | 0 | 0 | 0 | 0 | 0 | 0.18 | 0
12 | 7000020228 | 1640 | 1340 | 70 | 245kV, 50kA AIS EQUIPMENT | 100001907 | 998736 |  | 18 |  | 245 kV,1 phase Bus Post Insulator (except for Line Traps) | EA | 13 |  | INCLUDED | 0 | 0 | 0 | 0 | 0 | 0 | 0 | 0 | 0.18 | 0
13 | 7000020228 | 1650 | 1410 | 10 | Erection Hardware for 420kV I-Type S/Y | 100000335 | 998731 |  | 18 |  | Erection Hardware for 400kV I type layout-Spare bay of half dia as per specification | SET | 1 |  | INCLUDED | 0 | 0 | 0 | 0 | 0 | 0 | 0 | 0 | 0.18 | 0
14 | 7000020228 | 1660 | 1421 | 10 | 420kV Insulator and Hardware | 100017131 | 998731 |  | 18 |  | 400KV SUSPENSION INSULATOR STRING AND ASSOCIATED HARDWARE FITTINGS WITH DROP CLAMP SUITABLE FOR TWIN CONDUCTOR | EA | 3 |  | INCLUDED | 0 | 0 | 0 | 0 | 0 | 0 | 0 | 0 | 0.18 | 0
15 | 7000020228 | 1670 | 1430 | 10 | Erection Hardware for 220kV DMT Type S/Y | 100000490 | 998731 |  | 18 |  | Erection Hardware for 220kV layout (Double Main and Transfer Scheme as per SLD)-Bus work (two Bay) as per specification | SET | 1 |  | INCLUDED | 0 | 0 | 0 | 0 | 0 | 0 | 0 | 0 | 0.18 | 0
16 | 7000020228 | 1670 | 1430 | 20 | Erection Hardware for 220kV DMT Type S/Y | 100000486 | 998731 |  | 18 |  | Erection Hardware for 220kV layout (Double Main and Transfer Scheme as per SLD)-Transformer Bay as per specification | SET | 1 |  | INCLUDED | 0 | 0 | 0 | 0 | 0 | 0 | 0 | 0 | 0.18 | 0
17 | 7000020228 | 1680 | 1433 | 10 | 220kV Insulator and Hardware | 100017117 | 998731 |  | 18 |  | 220KV TENSION INSULATOR STRING AND ASSOCIATED HARDWARE FITTINGS WITH TURN BUCKLE SUITABLE FOR TWIN CONDUCTOR | EA | 15 |  | INCLUDED | 0 | 0 | 0 | 0 | 0 | 0 | 0 | 0 | 0.18 | 0
18 | 7000020228 | 1680 | 1433 | 20 | 220kV Insulator and Hardware | 100017118 | 998731 |  | 18 |  | 220KV TENSION INSULATOR STRING AND ASSOCIATED HARDWARE FITTINGS WITHOUT TURN BUCKLE SUITABLE FOR TWIN CONDUCTOR | EA | 15 |  | INCLUDED | 0 | 0 | 0 | 0 | 0 | 0 | 0 | 0 | 0.18 | 0
19 | 7000020228 | 1680 | 1433 | 30 | 220kV Insulator and Hardware | 100017121 | 998731 |  | 18 |  | 220KV SUSPENSION INSULATOR STRING AND ASSOCIATED HARDWARE FITTINGS WITH THROUGH CLAMP SUITABLE FOR TWIN CONDUCTOR | EA | 9 |  | INCLUDED | 0 | 0 | 0 | 0 | 0 | 0 | 0 | 0 | 0.18 | 0
20 | 7000020228 | 1680 | 1433 | 40 | 220kV Insulator and Hardware | 100017122 | 998731 |  | 18 |  | 220KV SUSPENSION INSULATOR STRING AND ASSOCIATED HARDWARE FITTINGS WITH DROP CLAMP SUITABLE FOR TWIN CONDUCTOR | EA | 3 |  | INCLUDED | 0 | 0 | 0 | 0 | 0 | 0 | 0 | 0 | 0.18 | 0
21 | 7000020228 | 1690 | 1451 | 10 | Earthmat | 100003103 | 998731 |  | 18 |  | 40 mm MS rod for Main Earthmat | KM | 3 |  | INCLUDED | 0 | 0 | 0 | 0 | 0 | 0 | 0 | 0 | 0.18 | 0
22 | 7000020228 | 1700 | 1470 | 10 | CRP for 420kV Bays with SAS | 100016779 | 998736 |  | 18 |  | 400kV Circuit Breaker Relay Panel (with Automation) | EA | 1 |  | INCLUDED | 0 | 0 | 0 | 0 | 0 | 0 | 0 | 0 | 0.18 | 0
23 | 7000020228 | 1700 | 1470 | 20 | CRP for 420kV Bays with SAS | 100000731 | 998736 |  | 18 |  | 400kV Transformer Protection Panel (For both HV & MV side)-(with Automation) | EA | 1 |  | INCLUDED | 0 | 0 | 0 | 0 | 0 | 0 | 0 | 0 | 0.18 | 0
24 | 7000020228 | 1700 | 1470 | 30 | CRP for 420kV Bays with SAS | 100000735 | 998736 |  | 18 |  | Augmentation of existing 400kV bus bar protection scheme.(No. of bays as per specification)-(with Automation) | SET | 1 |  | INCLUDED | 0 | 0 | 0 | 0 | 0 | 0 | 0 | 0 | 0.18 | 0
25 | 7000020228 | 1710 | 1490 | 10 | CRP for 220kV Bays with SAS | 100016778 | 998736 |  | 18 |  | 220kV Circuit Breaker Relay Panel (with Automation) | EA | 1 |  | INCLUDED | 0 | 0 | 0 | 0 | 0 | 0 | 0 | 0 | 0.18 | 0
26 | 7000020228 | 1710 | 1490 | 20 | CRP for 220kV Bays with SAS | 100000743 | 998736 |  | 18 |  | Augmentation of existing 220kV bus bar protection scheme.(No. of bays as per specification)-(with Automation) | SET | 1 |  | INCLUDED | 0 | 0 | 0 | 0 | 0 | 0 | 0 | 0 | 0.18 | 0
27 | 7000020228 | 1720 | 1513 | 10 | SAS-AUG | 100002070 | 998736 |  | 18 |  | Augmentation of Substation automation System for 220kV bay as per Technical Specification | EA | 1 |  | INCLUDED | 0 | 0 | 0 | 0 | 0 | 0 | 0 | 0 | 0.18 | 0
28 | 7000020228 | 1720 | 1513 | 20 | SAS-AUG | 100005606 | 998736 |  | 18 |  | Interfacing of relays under present scope with existing SAS including database, displays devlopment of additional displays & reportand upgradation of hardware and software etc as per the requirement for completion of work under present scope | SET | 1 |  | INCLUDED | 0 | 0 | 0 | 0 | 0 | 0 | 0 | 0 | 0.18 | 0
29 | 7000020228 | 1730 | 1520 | 10 | VMS | 100002500 | 998731 |  | 18 |  | Color IP camera, with PAN, TILT and ZOOM facilities, alongwith all required Items, Accessories, Line Interface units, Fiber patchcords, Power supply units, Junction Boxes, Cables, Fiber Optic Cables, etc., and including Integration in existing Hardware andSoftware for Augmentation of Visual Monitoring System as per technical specification. | SET | 1 |  | INCLUDED | 0 | 0 | 0 | 0 | 0 | 0 | 0 | 0 | 0.18 | 0
30 | 7000020228 | 1740 | 1540 | 10 | LT SWITCHGEAR | 100016772 | 998736 |  | 18 |  | Extension of LT Switchgear as per technical Specification | SET | 1 |  | INCLUDED | 0 | 0 | 0 | 0 | 0 | 0 | 0 | 0 | 0.18 | 0
31 | 7000020228 | 1750 | 1590 | 10 | POWER & CONTROL CABLE | 100002181 | 998736 |  | 18 |  | 1.1kV grade Power Cables (PVCinsulated)along withlugs,glands,straight joints &accessories,etc. | LS | 1 |  | INCLUDED | 0 | 0 | 0 | 0 | 0 | 0 | 0 | 0 | 0.18 | 0
32 | 7000020228 | 1750 | 1590 | 20 | POWER & CONTROL CABLE | 100002182 | 998736 |  | 18 |  | 1.1kV grade Control Cables (PVCinsulated) along withlugs,glands,straight joints &accessories,etc. | LS | 1 |  | INCLUDED | 0 | 0 | 0 | 0 | 0 | 0 | 0 | 0 | 0.18 | 0
33 | 7000020228 | 1760 | 1600 | 10 | AIR CONDITIONING & VENTILATION SYSTEM | 100001882 | 995463 |  | 18 |  | Air conditioning system for Switchyard Panel Room of 6m length | SET | 1 |  | INCLUDED | 0 | 0 | 0 | 0 | 0 | 0 | 0 | 0 | 0.18 | 0
34 | 7000020228 | 1770 | 1610 | 10 | FIRE FIGHTING SYSTEM | 100016783 | 998736 |  | 18 |  | HVW spray system, Hydrant system and complete U/G & O/G piping and accessories etc. out side the pump house for 400kV, 3-phaseAutotransformer | SET | 1 |  | INCLUDED | 0 | 0 | 0 | 0 | 0 | 0 | 0 | 0 | 0.18 | 0
35 | 7000020228 | 1770 | 1610 | 20 | FIRE FIGHTING SYSTEM | 100002062 | 995461 |  | 18 |  | Fire Detection and Alarm System for Switchyard Panel Room of 6 m length | SET | 1 |  | INCLUDED | 0 | 0 | 0 | 0 | 0 | 0 | 0 | 0 | 0.18 | 0
36 | 7000020228 | 1770 | 1610 | 30 | FIRE FIGHTING SYSTEM | 100008260 | 998736 |  | 18 |  | 60 litre foam type Trolley/Wheel mounted Fire extinguisher | EA | 2 |  | INCLUDED | 0 | 0 | 0 | 0 | 0 | 0 | 0 | 0 | 0.18 | 0
37 | 7000020228 | 1770 | 1610 | 40 | FIRE FIGHTING SYSTEM | 100000975 | 995461 |  | 18 |  | 4.5 kg CO2 type Portable Fire extinguisher | EA | 2 |  | INCLUDED | 0 | 0 | 0 | 0 | 0 | 0 | 0 | 0 | 0.18 | 0
38 | 7000020228 | 1780 | 1620 | 10 | ILLUMINATION SYSTEM | 100001021 | 995461 |  | 18 |  | Lighting Panel type ACP-2 as per technical specification | EA | 1 |  | INCLUDED | 0 | 0 | 0 | 0 | 0 | 0 | 0 | 0 | 0.18 | 0
39 | 7000020228 | 1780 | 1620 | 20 | ILLUMINATION SYSTEM | 100001885 | 998739 |  | 18 |  | Outdoor Power Receptacle for oilfiltration unit (250A) | EA | 1 |  | INCLUDED | 0 | 0 | 0 | 0 | 0 | 0 | 0 | 0 | 0.18 | 0
40 | 7000020228 | 1780 | 1620 | 30 | ILLUMINATION SYSTEM | 100004852 | 998731 |  | 18 |  | Lighting Fixture LED Luminaires type FL-1 as per tech. specifications | EA | 3 |  | INCLUDED | 0 | 0 | 0 | 0 | 0 | 0 | 0 | 0 | 0.18 | 0
41 | 7000020228 | 1780 | 1620 | 40 | ILLUMINATION SYSTEM | 100004926 | 998731 |  | 18 |  | Lighting Fixture LED Luminaires type FL2 as per tech. specifications | EA | 3 |  | INCLUDED | 0 | 0 | 0 | 0 | 0 | 0 | 0 | 0 | 0.18 | 0
42 | 7000020228 | 1780 | 1620 | 50 | ILLUMINATION SYSTEM | 100001116 | 998739 |  | 18 |  | Illumination System for switchyard panel room of 6 m length | SET | 1 |  | INCLUDED | 0 | 0 | 0 | 0 | 0 | 0 | 0 | 0 | 0.18 | 0
43 | 7000020228 | 1790 | 1660 | 10 | 400kV Equipment support structures | 100001216 | 995455 |  | 18 |  | Erection of Pipe Structure - 400 kV 1-Phase SA including nuts, bolts, all type of washers, packplates, step bolts and gusset platesexcluding foundation bolts | EA | 3 |  | INCLUDED | 0 | 0 | 0 | 0 | 0 | 0 | 0 | 0 | 0.18 | 0
44 | 7000020228 | 1790 | 1660 | 20 | 400kV Equipment support structures | 100001214 | 995455 |  | 18 |  | Erection of Pipe Structure - 400 kV 3-Phase ISOLATOR including nuts, bolts, all type of washers, packplates, step bolts and gussetplates excluding foundation bolts | EA | 2 |  | INCLUDED | 0 | 0 | 0 | 0 | 0 | 0 | 0 | 0 | 0.18 | 0
45 | 7000020228 | 1790 | 1660 | 30 | 400kV Equipment support structures | 100001212 | 995455 |  | 18 |  | Erection of Pipe Structure - 400 kV 1-Phase CT including nuts, bolts, all type of washers, packplates, step bolts and gusset platesexcluding foundation bolts | EA | 3 |  | INCLUDED | 0 | 0 | 0 | 0 | 0 | 0 | 0 | 0 | 0.18 | 0
46 | 7000020228 | 1790 | 1660 | 40 | 400kV Equipment support structures | 100001217 | 995455 |  | 18 |  | Erection of Pipe Structure - 400 kV, 1-Phase, BPI, (Excluding Wave Trap), including nuts, bolts, all type of washers,packplates, step bolts and gusset plates excluding foundation bolts | EA | 3 |  | INCLUDED | 0 | 0 | 0 | 0 | 0 | 0 | 0 | 0 | 0.18 | 0
47 | 7000020228 | 1800 | 1670 | 10 | 220 kV Towers | 100001183 | 995455 |  | 18 |  | Erection of Std 220 kV Tower CA including nuts, bolts, all type of washers, packplates, step bolts and gusset plates excludingfoundation bolts | EA | 2 |  | INCLUDED | 0 | 0 | 0 | 0 | 0 | 0 | 0 | 0 | 0.18 | 0
48 | 7000020228 | 1800 | 1670 | 20 | 220 kV Towers | 100001185 | 995455 |  | 18 |  | Erection of Std 220 kV Tower CB including nuts, bolts, all type of washers, packplates, step bolts and gusset plates excludingfoundation bolts | EA | 3 |  | INCLUDED | 0 | 0 | 0 | 0 | 0 | 0 | 0 | 0 | 0.18 | 0
49 | 7000020228 | 1800 | 1670 | 30 | 220 kV Towers | 100001187 | 995455 |  | 18 |  | Erection of Std 220 kV Tower CC including nuts, bolts, all type of washers, packplates, step bolts and gusset plates excludingfoundation bolts | EA | 1 |  | INCLUDED | 0 | 0 | 0 | 0 | 0 | 0 | 0 | 0 | 0.18 | 0
50 | 7000020228 | 1800 | 1670 | 40 | 220 kV Towers | 100001193 | 995455 |  | 18 |  | Erection of Std 220 kV Tower CTC including nuts, bolts, all type of washers, packplates, step bolts and gusset plates excludingfoundation bolts | EA | 1 |  | INCLUDED | 0 | 0 | 0 | 0 | 0 | 0 | 0 | 0 | 0.18 | 0
51 | 7000020228 | 1800 | 1670 | 50 | 220 kV Towers | 100001198 | 995455 |  | 18 |  | Erection of Std 220 kV Tower CTG including nuts, bolts, all type of washers, packplates, step bolts and gusset plates excludingfoundation bolts | EA | 1 |  | INCLUDED | 0 | 0 | 0 | 0 | 0 | 0 | 0 | 0 | 0.18 | 0
52 | 7000020228 | 1800 | 1670 | 60 | 220 kV Towers | 100001199 | 995455 |  | 18 |  | Erection of Std 220 kV Tower CTH including nuts, bolts, all type of washers, packplates, step bolts and gusset plates excludingfoundation bolts | EA | 1 |  | INCLUDED | 0 | 0 | 0 | 0 | 0 | 0 | 0 | 0 | 0.18 | 0
53 | 7000020228 | 1800 | 1670 | 70 | 220 kV Towers | 100001202 | 995455 |  | 18 |  | Erection of Std 220 kV Tower (w/o peak) CTJ including nuts, bolts, all type of washers, packplates, step bolts and gusset platesexcluding foundation bolts | EA | 2 |  | INCLUDED | 0 | 0 | 0 | 0 | 0 | 0 | 0 | 0 | 0.18 | 0
54 | 7000020228 | 1800 | 1670 | 80 | 220 kV Towers | 100001203 | 995455 |  | 18 |  | Erection of Std 220 kV Tower CTK including nuts, bolts, all type of washers, packplates, step bolts and gusset plates excludingfoundation bolts | EA | 2 |  | INCLUDED | 0 | 0 | 0 | 0 | 0 | 0 | 0 | 0 | 0.18 | 0
55 | 7000020228 | 1800 | 1670 | 90 | 220 kV Towers | 100001204 | 995455 |  | 18 |  | Erection of Std 220 kV Gantry B1 including nuts, bolts, all type of washers, packplates, step bolts and gusset plates excludingfoundation bolts | EA | 8 |  | INCLUDED | 0 | 0 | 0 | 0 | 0 | 0 | 0 | 0 | 0.18 | 0
56 | 7000020228 | 1800 | 1670 | 100 | 220 kV Towers | 100001205 | 995455 |  | 18 |  | Erection of Std 220 kV Gantry BG1 including nuts, bolts, all type of washers, packplates, step bolts and gusset plates excludingfoundation bolts | EA | 3 |  | INCLUDED | 0 | 0 | 0 | 0 | 0 | 0 | 0 | 0 | 0.18 | 0
57 | 7000020228 | 1800 | 1670 | 110 | 220 kV Towers | 100001575 | 995429 |  | 18 |  | Dismantling and Re-erection of LM | EA | 1 |  | INCLUDED | 0 | 0 | 0 | 0 | 0 | 0 | 0 | 0 | 0.18 | 0
58 | 7000020228 | 1810 | 1680 | 10 | 220kV Equipment support structures | 100001226 | 995455 |  | 18 |  | Erection of Pipe Structure - 220 kV 1-Phase High BPI including nuts, bolts, all type of washers, packplates, step bolts and gussetplates excluding foundation bolts | EA | 6 |  | INCLUDED | 0 | 0 | 0 | 0 | 0 | 0 | 0 | 0 | 0.18 | 0
59 | 7000020228 | 1810 | 1680 | 20 | 220kV Equipment support structures | 100001225 | 995455 |  | 18 |  | Erection of Pipe Structure - 220 kV 1-Phase BPI including nuts, bolts, all type of washers, packplates, step bolts and gusset platesexcluding foundation bolts | EA | 7 |  | INCLUDED | 0 | 0 | 0 | 0 | 0 | 0 | 0 | 0 | 0.18 | 0
60 | 7000020228 | 1810 | 1680 | 30 | 220kV Equipment support structures | 100001220 | 995455 |  | 18 |  | Erection of Pipe Structure - 220 kV 1-Phase CT including nuts, bolts, all type of washers, packplates, step bolts and gusset platesexcluding foundation bolts | EA | 3 |  | INCLUDED | 0 | 0 | 0 | 0 | 0 | 0 | 0 | 0 | 0.18 | 0
61 | 7000020228 | 1810 | 1680 | 40 | 220kV Equipment support structures | 100001222 | 995455 |  | 18 |  | Erection of Pipe Structure - 220 kV 3-Phase ISOLATOR including nuts, bolts, all type of washers, packplates, step bolts and gussetplates excluding foundation bolts | EA | 4 |  | INCLUDED | 0 | 0 | 0 | 0 | 0 | 0 | 0 | 0 | 0.18 | 0
62 | 7000020228 | 1810 | 1680 | 50 | 220kV Equipment support structures | 100001224 | 995455 |  | 18 |  | Erection of Pipe Structure - 220 kV 1-Phase SA including nuts, bolts, all type of washers, packplates, step bolts and gusset platesexcluding foundation bolts | EA | 3 |  | INCLUDED | 0 | 0 | 0 | 0 | 0 | 0 | 0 | 0 | 0.18 | 0
63 | 7000020228 | 1830 | 1710 | 10 | 400kV POWER TRANSFORMER | 100002238 | 998736 |  | 18 |  | Digital RTCC Panel consist of digital RTCC relays as per technical specification | SET | 1 |  | INCLUDED | 0 | 0 | 0 | 0 | 0 | 0 | 0 | 0 | 0.18 | 0
64 | 7000020228 | 1840 | 1720 | 10 | Civil Works | 100004518 | 995433 |  | 18 |  | Excavation in all kind of soil including rock for all leads and lifts, backfilling, disposal of surplus earth within a lead up to2Km as per technical specification. The surplus earth shall be roughly graded . | M3 | 3230 |  | INCLUDED | 0 | 0 | 0 | 0 | 0 | 0 | 0 | 0 | 0.18 | 0
65 | 7000020228 | 1840 | 1720 | 20 | Civil Works | 100001325 | 995454 |  | 18 |  | Providing and laying of Plain Cement Concrete (PCC) (1:4:8) | M3 | 117 |  | INCLUDED | 0 | 0 | 0 | 0 | 0 | 0 | 0 | 0 | 0.18 | 0
66 | 7000020228 | 1840 | 1720 | 30 | Civil Works | 100001326 | 995454 |  | 18 |  | Providing and laying of Plain Cement Concrete (PCC) (1:2:4) | M3 | 13 |  | INCLUDED | 0 | 0 | 0 | 0 | 0 | 0 | 0 | 0 | 0.18 | 0
67 | 7000020228 | 1840 | 1720 | 40 | Civil Works | 100001328 | 995454 |  | 18 |  | Providing and laying Plain Cement Concrete 1:5:10 (1 cement : 5 sand : 10 brick aggregate) | M3 | 1029 |  | INCLUDED | 0 | 0 | 0 | 0 | 0 | 0 | 0 | 0 | 0.18 | 0
68 | 7000020228 | 1840 | 1720 | 50 | Civil Works | 100001327 | 995454 |  | 18 |  | Providing and laying of Reinforced Cement Concrete M25 mix including pre cast, shuttering, Grouting of pockets & underpinning butexcluding steel reinforcement | M3 | 764 |  | INCLUDED | 0 | 0 | 0 | 0 | 0 | 0 | 0 | 0 | 0.18 | 0
69 | 7000020228 | 1840 | 1720 | 60 | Civil Works | 100001329 | 995454 |  | 18 |  | Steel Reinforcement | MT | 63 |  | INCLUDED | 0 | 0 | 0 | 0 | 0 | 0 | 0 | 0 | 0.18 | 0
70 | 7000020228 | 1840 | 1720 | 70 | Civil Works | 100001330 | 995428 |  | 18 |  | Stone filling (40 mm size) for transformer/Reactor foundation | M3 | 21 |  | INCLUDED | 0 | 0 | 0 | 0 | 0 | 0 | 0 | 0 | 0.18 | 0
71 | 7000020228 | 1840 | 1720 | 80 | Civil Works | 100001331 | 995455 |  | 18 |  | Misc. Structural steel including rails, embedments, edge protection angles, gratings etc. but excluding the reinforcement steel andsteel for lattice and pipe structures. | MT | 25 |  | INCLUDED | 0 | 0 | 0 | 0 | 0 | 0 | 0 | 0 | 0.18 | 0
72 | 7000020228 | 1840 | 1720 | 90 | Civil Works | 100001714 | 995428 |  | 18 |  | Stone spreading in switchyard excluding PCC | M2 | 11200 |  | INCLUDED | 0 | 0 | 0 | 0 | 0 | 0 | 0 | 0 | 0.18 | 0
73 | 7000020228 | 1840 | 1720 | 100 | Civil Works | 100001713 | 995424 |  | 18 |  | Antiweed treatment | M2 | 13440 |  | INCLUDED | 0 | 0 | 0 | 0 | 0 | 0 | 0 | 0 | 0.18 | 0
74 | 7000020228 | 1840 | 1720 | 110 | Civil Works | 100001712 | 995428 |  | 18 |  | Removing,cleaning and washing of existing stones and respreading of stones in switchyard excluding PCC | M2 | 2240 |  | INCLUDED | 0 | 0 | 0 | 0 | 0 | 0 | 0 | 0 | 0.18 | 0
75 | 7000020228 | 1840 | 1720 | 120 | Civil Works | 100003114 | 995454 |  | 18 |  | External finishing / painting of fire wall (water proofing cement paint) (DSR 13.44.1) | M2 | 240 |  | INCLUDED | 0 | 0 | 0 | 0 | 0 | 0 | 0 | 0 | 0.18 | 0
76 | 7000020228 | 1840 | 1720 | 130 | Civil Works | 100001457 | 995421 |  | 18 |  | Construction of rail cum road as per drawing including all item such as excavation,compactions, rolling watering, WBM etc. butexcluding concrete reinforcement and structural steel-Section having four rails for auto transformer. | M2 | 92 |  | INCLUDED | 0 | 0 | 0 | 0 | 0 | 0 | 0 | 0 | 0.18 | 0
77 | 7000020228 | 1840 | 1720 | 140 | Civil Works | 100001391 | 995477 |  | 18 |  | New chain Link Fencing excluding concrete | M | 50 |  | INCLUDED | 0 | 0 | 0 | 0 | 0 | 0 | 0 | 0 | 0.18 | 0
78 | 7000020228 | 1840 | 1720 | 150 | Civil Works | 100003121 | 995429 |  | 18 |  | Dismantling of Chain Link fencing and disposal of unserviceable material and stackinmg of serviceable material with in S/S Boundaryas per direction of site-In-charge. | M | 100 |  | INCLUDED | 0 | 0 | 0 | 0 | 0 | 0 | 0 | 0 | 0.18 | 0
79 | 7000020228 | 1840 | 1720 | 160 | Civil Works | 100007701 | 995462 |  | 18 |  | Supplying and erecting dewatering pumps- 2 HP | EA | 1 |  | INCLUDED | 0 | 0 | 0 | 0 | 0 | 0 | 0 | 0 | 0.18 | 0
80 | 7000020228 | 1840 | 1720 | 170 | Civil Works | 100001478 | 995454 |  | 18 |  | Cable Trench including all types of crossings, all metallic works and sump pit including concrte and reinforcement steel Section 2-2 | M | 20 |  | INCLUDED | 0 | 0 | 0 | 0 | 0 | 0 | 0 | 0 | 0.18 | 0
81 | 7000020228 | 1840 | 1720 | 180 | Civil Works | 100001479 | 995454 |  | 18 |  | Cable Trench including all types of crossings, all metallic works and sump pit including concrte and reinforcement steel Section 3-3 | M | 80 |  | INCLUDED | 0 | 0 | 0 | 0 | 0 | 0 | 0 | 0 | 0.18 | 0
82 | 7000020228 | 1840 | 1720 | 190 | Civil Works | 100003437 | 995454 |  | 18 |  | Switchyard Panel Room - Civil Works. All civil works as per drawing and specifications complete, including - brickwork, finishing(external and internal), windows etc. However, excavation, PCC, RCC and reinforcement shall be paid separately as per BPS. | M2 | 30 |  | INCLUDED | 0 | 0 | 0 | 0 | 0 | 0 | 0 | 0 | 0.18 | 0
83 | 7000020228 | 1840 | 1720 | 200 | Civil Works | 100003295 | 995429 |  | 18 |  | Dismantling of RCC in foundation including disposal of debris and reinforcement bars of dismantled RCC works within substationboundaries as per direction of enginner incahrge | M3 | 5 |  | INCLUDED | 0 | 0 | 0 | 0 | 0 | 0 | 0 | 0 | 0.18 | 0
84 | 7000020228 | 1840 | 1720 | 210 | Civil Works | 100002911 | 995432 |  | 18 |  | Earthwork in excavation & filling in all types of soil and soft/disintegrated rock in open areas/nallas/channels, to the requiredslopes, shapes, levels, elevations and profile, including trimming of bottom and slopes of excavation, bailing out rain(dewatering), pumping, removal of slush, preparing embankments/marginal banks, loosening, dressing, spreading material in layers notexceeding 200mm, as per direction of Engineer-in-Charge, water flooding, compacting to achieve 95% consolidation at optimum moisturecontent, finishing etc. all complete, for all leads and lifts within leveling boundary, including disposal of surplus earth andstacking of unsuitable material within a lead of 2.0 Km beyond substation boundary, with all labour, material, tools, tackles andequipment, safeguards and incidentals, Royalty,taxes etc. as necessary, as per drawings, specification and directions of theEngineer-in-Charge. Clearing of jungle is included in this item. (Only excavation/cutting will be measured for payment purpose.) | M3 | 50 |  | INCLUDED | 0 | 0 | 0 | 0 | 0 | 0 | 0 | 0 | 0.18 | 0
85 | 7000020228 | 1840 | 1720 | 220 | Civil Works | 100002583 | 995432 |  | 18 |  | Supply of earth (excluding rock & boulders) at site including royalty, carriage and filling in specified areas in layers notexceeding 200mm in depth, compacting under optimum moisture condition to achieve 95% of Proctor density, finishing etc. allcomplete, for all leads & lifts, with all labour, material, tools, tackles, equipments, safeguards & incidentals as necessary as perdrawings, specification and direction of the Engineer- in- Charge. | M3 | 25 |  | INCLUDED | 0 | 0 | 0 | 0 | 0 | 0 | 0 | 0 | 0.18 | 0
86 | 7000020228 | 1850 | 1730 | 10 | Foundation Bolt | 100001674 | 995455 |  | 18 |  | Erection of 28mm dia foundation bolts including nuts, checknuts, washers and packplates. | EA | 284 |  | INCLUDED | 0 | 0 | 0 | 0 | 0 | 0 | 0 | 0 | 0.18 | 0
87 | 7000020228 | 1850 | 1730 | 20 | Foundation Bolt | 100001676 | 995455 |  | 18 |  | Erection of 40mm dia foundation bolts including nuts, checknuts, washers and packplates. | EA | 72 |  | INCLUDED | 0 | 0 | 0 | 0 | 0 | 0 | 0 | 0 | 0.18 | 0
88 | 7000020228 | 1850 | 1730 | 30 | Foundation Bolt | 100001677 | 995455 |  | 18 |  | Erection of 56mm dia foundation bolts including nuts, checknuts, washers and packplates | EA | 76 |  | INCLUDED | 0 | 0 | 0 | 0 | 0 | 0 | 0 | 0 | 0.18 | 0
B | NIT Sonepat SS Extension
89 | 7000020228 | 2530 | 1340 | 10 | 245kV, 50kA AIS EQUIPMENT | 100003634 | 998736 |  | 18 |  | 245 kV 1600A, 50KA Circuit Breakers (3-Phase) with support | EA | 2 |  | INCLUDED | 0 | 0 | 0 | 0 | 0 | 0 | 0 | 0 | 0.18 | 0
90 | 7000020228 | 2530 | 1340 | 20 | 245kV, 50kA AIS EQUIPMENT | 100001989 | 998736 |  | 18 |  | 245 kV, 1600A, 50KA, 1-Phase CurrentTransformer with 120% extended currentrating | EA | 6 |  | INCLUDED | 0 | 0 | 0 | 0 | 0 | 0 | 0 | 0 | 0.18 | 0
91 | 7000020228 | 2530 | 1340 | 30 | 245kV, 50kA AIS EQUIPMENT | 100000448 | 998736 |  | 18 |  | 245 kV, 4400pf Capacitive Voltage Transformer (1- Phase) | EA | 6 |  | INCLUDED | 0 | 0 | 0 | 0 | 0 | 0 | 0 | 0 | 0.18 | 0
92 | 7000020228 | 2530 | 1340 | 40 | 245kV, 50kA AIS EQUIPMENT | 100002014 | 998736 |  | 18 |  | 245kV, 1600A, 50 KA, 3-phase DoubleBreak Isolator with one E/S | EA | 2 |  | INCLUDED | 0 | 0 | 0 | 0 | 0 | 0 | 0 | 0 | 0.18 | 0
93 | 7000020228 | 2530 | 1340 | 50 | 245kV, 50kA AIS EQUIPMENT | 100002013 | 998736 |  | 18 |  | 245kV, 1600A, 50 KA, 3-phase DoubleBreak Isolator with two E/S | EA | 2 |  | INCLUDED | 0 | 0 | 0 | 0 | 0 | 0 | 0 | 0 | 0.18 | 0
94 | 7000020228 | 2530 | 1340 | 60 | 245kV, 50kA AIS EQUIPMENT | 100002016 | 998736 |  | 18 |  | 245kV, 1600A, 50 KA, 3-phase DoubleBreak Tandem Isolator without E/S | EA | 4 |  | INCLUDED | 0 | 0 | 0 | 0 | 0 | 0 | 0 | 0 | 0.18 | 0
95 | 7000020228 | 2530 | 1340 | 70 | 245kV, 50kA AIS EQUIPMENT | 100000484 | 998736 |  | 18 |  | 216kV Surge Arrester (1-phase) | EA | 6 |  | INCLUDED | 0 | 0 | 0 | 0 | 0 | 0 | 0 | 0 | 0.18 | 0
96 | 7000020228 | 2530 | 1340 | 80 | 245kV, 50kA AIS EQUIPMENT | 100001907 | 998736 |  | 18 |  | 245 kV,1 phase Bus Post Insulator (except for Line Traps) | EA | 26 |  | INCLUDED | 0 | 0 | 0 | 0 | 0 | 0 | 0 | 0 | 0.18 | 0
97 | 7000020228 | 2530 | 1340 | 90 | 245kV, 50kA AIS EQUIPMENT | 100000884 | 998734 |  | 18 |  | 245 kV ,1 phase Bus Post Insulators for Line Traps | EA | 12 |  | INCLUDED | 0 | 0 | 0 | 0 | 0 | 0 | 0 | 0 | 0.18 | 0
98 | 7000020228 | 2540 | 1430 | 10 | Erection Hardware for 220kV DMT Type S/Y | 100000491 | 998731 |  | 18 |  | Erection Hardware for 220kV layout (Double Main and Transfer Scheme as per SLD)-Bus work (three Bay) as per specification | SET | 1 |  | INCLUDED | 0 | 0 | 0 | 0 | 0 | 0 | 0 | 0 | 0.18 | 0
99 | 7000020228 | 2540 | 1430 | 20 | Erection Hardware for 220kV DMT Type S/Y | 100000485 | 998731 |  | 18 |  | Erection Hardware for 220kV layout (Double Main and Transfer Scheme as per SLD)-Line Bay as per specification | SET | 2 |  | INCLUDED | 0 | 0 | 0 | 0 | 0 | 0 | 0 | 0 | 0.18 | 0
100 | 7000020228 | 2550 | 1433 | 10 | 220kV Insulator and Hardware | 100017117 | 998731 |  | 18 |  | 220KV TENSION INSULATOR STRING AND ASSOCIATED HARDWARE FITTINGS WITH TURN BUCKLE SUITABLE FOR TWIN CONDUCTOR | EA | 3 |  | INCLUDED | 0 | 0 | 0 | 0 | 0 | 0 | 0 | 0 | 0.18 | 0
101 | 7000020228 | 2550 | 1433 | 20 | 220kV Insulator and Hardware | 100017115 | 998731 |  | 18 |  | 220KV TENSION INSULATOR STRING AND ASSOCIATED HARDWARE FITTINGS WITH TURN BUCKLE SUITABLE FOR QUAD CONDUCTOR | EA | 6 |  | INCLUDED | 0 | 0 | 0 | 0 | 0 | 0 | 0 | 0 | 0.18 | 0
102 | 7000020228 | 2550 | 1433 | 30 | 220kV Insulator and Hardware | 100017118 | 998731 |  | 18 |  | 220KV TENSION INSULATOR STRING AND ASSOCIATED HARDWARE FITTINGS WITHOUT TURN BUCKLE SUITABLE FOR TWIN CONDUCTOR | EA | 3 |  | INCLUDED | 0 | 0 | 0 | 0 | 0 | 0 | 0 | 0 | 0.18 | 0
103 | 7000020228 | 2550 | 1433 | 40 | 220kV Insulator and Hardware | 100017116 | 998731 |  | 18 |  | 220KV TENSION INSULATOR STRING AND ASSOCIATED HARDWARE FITTINGS WITHOUT TURN BUCKLE SUITABLE FOR QUAD CONDUCTOR | EA | 6 |  | INCLUDED | 0 | 0 | 0 | 0 | 0 | 0 | 0 | 0 | 0.18 | 0
104 | 7000020228 | 2550 | 1433 | 50 | 220kV Insulator and Hardware | 100017122 | 998731 |  | 18 |  | 220KV SUSPENSION INSULATOR STRING AND ASSOCIATED HARDWARE FITTINGS WITH DROP CLAMP SUITABLE FOR TWIN CONDUCTOR | EA | 6 |  | INCLUDED | 0 | 0 | 0 | 0 | 0 | 0 | 0 | 0 | 0.18 | 0
105 | 7000020228 | 2560 | 1451 | 10 | Earthmat | 100003103 | 998731 |  | 18 |  | 40 mm MS rod for Main Earthmat | KM | 3 |  | INCLUDED | 0 | 0 | 0 | 0 | 0 | 0 | 0 | 0 | 0.18 | 0
106 | 7000020228 | 2570 | 1490 | 10 | CRP for 220kV Bays with SAS | 100016778 | 998736 |  | 18 |  | 220kV Circuit Breaker Relay Panel (with Automation) | EA | 2 |  | INCLUDED | 0 | 0 | 0 | 0 | 0 | 0 | 0 | 0 | 0.18 | 0
107 | 7000020228 | 2570 | 1490 | 20 | CRP for 220kV Bays with SAS | 100000738 | 998736 |  | 18 |  | 220kV Line Protection Panel (with Automation) | EA | 2 |  | INCLUDED | 0 | 0 | 0 | 0 | 0 | 0 | 0 | 0 | 0.18 | 0
108 | 7000020228 | 2570 | 1490 | 30 | CRP for 220kV Bays with SAS | 100000743 | 998736 |  | 18 |  | Augmentation of existing 220kV bus bar protection scheme.(No. of bays as per specification)-(with Automation) | SET | 1 |  | INCLUDED | 0 | 0 | 0 | 0 | 0 | 0 | 0 | 0 | 0.18 | 0
109 | 7000020228 | 2580 | 1513 | 10 | SAS-AUG | 100002070 | 998736 |  | 18 |  | Augmentation of Substation automation System for 220kV bay as per Technical Specification | EA | 2 |  | INCLUDED | 0 | 0 | 0 | 0 | 0 | 0 | 0 | 0 | 0.18 | 0
110 | 7000020228 | 2590 | 1520 | 10 | VMS | 100002500 | 998731 |  | 18 |  | Color IP camera, with PAN, TILT and ZOOM facilities, alongwith all required Items, Accessories, Line Interface units, Fiber patchcords, Power supply units, Junction Boxes, Cables, Fiber Optic Cables, etc., and including Integration in existing Hardware andSoftware for Augmentation of Visual Monitoring System as per technical specification. | SET | 1 |  | INCLUDED | 0 | 0 | 0 | 0 | 0 | 0 | 0 | 0 | 0.18 | 0
111 | 7000020228 | 2600 | 1530 | 10 | PLCC Equipment | 100002048 | 998734 |  | 18 |  | 220kV,1600A,0.5mH ,50kA Line Trap | EA | 4 |  | INCLUDED | 0 | 0 | 0 | 0 | 0 | 0 | 0 | 0 | 0.18 | 0
112 | 7000020228 | 2600 | 1530 | 20 | PLCC Equipment | 100000886 | 998734 |  | 18 |  | Coupling device for PLCC | EA | 2 |  | INCLUDED | 0 | 0 | 0 | 0 | 0 | 0 | 0 | 0 | 0.18 | 0
113 | 7000020228 | 2600 | 1530 | 30 | PLCC Equipment | 100003517 | 998734 |  | 18 |  | HF CABLE FOR PLCC-75 OHM (KM) | KM | 0.8 |  | INCLUDED | 0 | 0 | 0 | 0 | 0 | 0 | 0 | 0 | 0.18 | 0
114 | 7000020228 | 2610 | 1590 | 10 | POWER & CONTROL CABLE | 100002181 | 998736 |  | 18 |  | 1.1kV grade Power Cables (PVCinsulated)along withlugs,glands,straight joints &accessories,etc. | LS | 1 |  | INCLUDED | 0 | 0 | 0 | 0 | 0 | 0 | 0 | 0 | 0.18 | 0
115 | 7000020228 | 2610 | 1590 | 20 | POWER & CONTROL CABLE | 100002182 | 998736 |  | 18 |  | 1.1kV grade Control Cables (PVCinsulated) along withlugs,glands,straight joints &accessories,etc. | LS | 1 |  | INCLUDED | 0 | 0 | 0 | 0 | 0 | 0 | 0 | 0 | 0.18 | 0
116 | 7000020228 | 2620 | 1600 | 10 | AIR CONDITIONING & VENTILATION SYSTEM | 100001882 | 995463 |  | 18 |  | Air conditioning system for Switchyard Panel Room of 6m length | SET | 1 |  | INCLUDED | 0 | 0 | 0 | 0 | 0 | 0 | 0 | 0 | 0.18 | 0
117 | 7000020228 | 2630 | 1610 | 10 | FIRE FIGHTING SYSTEM | 100002062 | 995461 |  | 18 |  | Fire Detection and Alarm System for Switchyard Panel Room of 6 m length | SET | 1 |  | INCLUDED | 0 | 0 | 0 | 0 | 0 | 0 | 0 | 0 | 0.18 | 0
118 | 7000020228 | 2630 | 1610 | 20 | FIRE FIGHTING SYSTEM | 100000975 | 995461 |  | 18 |  | 4.5 kg CO2 type Portable Fire extinguisher | EA | 2 |  | INCLUDED | 0 | 0 | 0 | 0 | 0 | 0 | 0 | 0 | 0.18 | 0
119 | 7000020228 | 2640 | 1620 | 10 | ILLUMINATION SYSTEM | 100001021 | 995461 |  | 18 |  | Lighting Panel type ACP-2 as per technical specification | EA | 1 |  | INCLUDED | 0 | 0 | 0 | 0 | 0 | 0 | 0 | 0 | 0.18 | 0
120 | 7000020228 | 2640 | 1620 | 20 | ILLUMINATION SYSTEM | 100004852 | 998731 |  | 18 |  | Lighting Fixture LED Luminaires type FL-1 as per tech. specifications | EA | 3 |  | INCLUDED | 0 | 0 | 0 | 0 | 0 | 0 | 0 | 0 | 0.18 | 0
121 | 7000020228 | 2640 | 1620 | 30 | ILLUMINATION SYSTEM | 100004926 | 998731 |  | 18 |  | Lighting Fixture LED Luminaires type FL2 as per tech. specifications | EA | 3 |  | INCLUDED | 0 | 0 | 0 | 0 | 0 | 0 | 0 | 0 | 0.18 | 0
122 | 7000020228 | 2640 | 1620 | 40 | ILLUMINATION SYSTEM | 100001116 | 998739 |  | 18 |  | Illumination System for switchyard panel room of 6 m length | SET | 1 |  | INCLUDED | 0 | 0 | 0 | 0 | 0 | 0 | 0 | 0 | 0.18 | 0
123 | 7000020228 | 2650 | 1670 | 10 | 220 kV Towers | 100001205 | 995455 |  | 18 |  | Erection of Std 220 kV Gantry BG1 including nuts, bolts, all type of washers, packplates, step bolts and gusset plates excludingfoundation bolts | EA | 3 |  | INCLUDED | 0 | 0 | 0 | 0 | 0 | 0 | 0 | 0 | 0.18 | 0
124 | 7000020228 | 2650 | 1670 | 20 | 220 kV Towers | 100001204 | 995455 |  | 18 |  | Erection of Std 220 kV Gantry B1 including nuts, bolts, all type of washers, packplates, step bolts and gusset plates excludingfoundation bolts | EA | 4 |  | INCLUDED | 0 | 0 | 0 | 0 | 0 | 0 | 0 | 0 | 0.18 | 0
125 | 7000020228 | 2650 | 1670 | 30 | 220 kV Towers | 100001203 | 995455 |  | 18 |  | Erection of Std 220 kV Tower CTK including nuts, bolts, all type of washers, packplates, step bolts and gusset plates excludingfoundation bolts | EA | 1 |  | INCLUDED | 0 | 0 | 0 | 0 | 0 | 0 | 0 | 0 | 0.18 | 0
126 | 7000020228 | 2650 | 1670 | 40 | 220 kV Towers | 100001199 | 995455 |  | 18 |  | Erection of Std 220 kV Tower CTH including nuts, bolts, all type of washers, packplates, step bolts and gusset plates excludingfoundation bolts | EA | 1 |  | INCLUDED | 0 | 0 | 0 | 0 | 0 | 0 | 0 | 0 | 0.18 | 0
127 | 7000020228 | 2650 | 1670 | 50 | 220 kV Towers | 100001198 | 995455 |  | 18 |  | Erection of Std 220 kV Tower CTG including nuts, bolts, all type of washers, packplates, step bolts and gusset plates excludingfoundation bolts | EA | 1 |  | INCLUDED | 0 | 0 | 0 | 0 | 0 | 0 | 0 | 0 | 0.18 | 0
128 | 7000020228 | 2650 | 1670 | 60 | 220 kV Towers | 100001193 | 995455 |  | 18 |  | Erection of Std 220 kV Tower CTC including nuts, bolts, all type of washers, packplates, step bolts and gusset plates excludingfoundation bolts | EA | 1 |  | INCLUDED | 0 | 0 | 0 | 0 | 0 | 0 | 0 | 0 | 0.18 | 0
129 | 7000020228 | 2650 | 1670 | 70 | 220 kV Towers | 100001192 | 995455 |  | 18 |  | Erection of Std 220 kV Tower CTB including nuts, bolts, all type of washers, packplates, step bolts and gusset plates excludingfoundation bolts | EA | 1 |  | INCLUDED | 0 | 0 | 0 | 0 | 0 | 0 | 0 | 0 | 0.18 | 0
130 | 7000020228 | 2650 | 1670 | 80 | 220 kV Towers | 100001188 | 995455 |  | 18 |  | Erection of Std 220 kV Tower CD including nuts, bolts, all type of washers, packplates, step bolts and gusset plates excludingfoundation bolts | EA | 1 |  | INCLUDED | 0 | 0 | 0 | 0 | 0 | 0 | 0 | 0 | 0.18 | 0
131 | 7000020228 | 2650 | 1670 | 90 | 220 kV Towers | 100001187 | 995455 |  | 18 |  | Erection of Std 220 kV Tower CC including nuts, bolts, all type of washers, packplates, step bolts and gusset plates excludingfoundation bolts | EA | 2 |  | INCLUDED | 0 | 0 | 0 | 0 | 0 | 0 | 0 | 0 | 0.18 | 0
132 | 7000020228 | 2650 | 1670 | 100 | 220 kV Towers | 100001185 | 995455 |  | 18 |  | Erection of Std 220 kV Tower CB including nuts, bolts, all type of washers, packplates, step bolts and gusset plates excludingfoundation bolts | EA | 1 |  | INCLUDED | 0 | 0 | 0 | 0 | 0 | 0 | 0 | 0 | 0.18 | 0
133 | 7000020228 | 2650 | 1670 | 110 | 220 kV Towers | 100001208 | 995455 |  | 18 |  | Lightening Mast(LM)-50m complete with foundation bolts/nuts platforms etc. | EA | 2 |  | INCLUDED | 0 | 0 | 0 | 0 | 0 | 0 | 0 | 0 | 0.18 | 0
134 | 7000020228 | 2660 | 1680 | 10 | 220kV Equipment support structures | 100001226 | 995455 |  | 18 |  | Erection of Pipe Structure - 220 kV 1-Phase High BPI including nuts, bolts, all type of washers, packplates, step bolts and gussetplates excluding foundation bolts | EA | 6 |  | INCLUDED | 0 | 0 | 0 | 0 | 0 | 0 | 0 | 0 | 0.18 | 0
135 | 7000020228 | 2660 | 1680 | 20 | 220kV Equipment support structures | 100001225 | 995455 |  | 18 |  | Erection of Pipe Structure - 220 kV 1-Phase BPI including nuts, bolts, all type of washers, packplates, step bolts and gusset platesexcluding foundation bolts | EA | 20 |  | INCLUDED | 0 | 0 | 0 | 0 | 0 | 0 | 0 | 0 | 0.18 | 0
136 | 7000020228 | 2660 | 1680 | 30 | 220kV Equipment support structures | 100001220 | 995455 |  | 18 |  | Erection of Pipe Structure - 220 kV 1-Phase CT including nuts, bolts, all type of washers, packplates, step bolts and gusset platesexcluding foundation bolts | EA | 6 |  | INCLUDED | 0 | 0 | 0 | 0 | 0 | 0 | 0 | 0 | 0.18 | 0
137 | 7000020228 | 2660 | 1680 | 40 | 220kV Equipment support structures | 100001221 | 995455 |  | 18 |  | Erection of Pipe Structure - 220 kV 1-Phase CVT including nuts, bolts, all type of washers, packplates, step bolts and gusset platesexcluding foundation bolts | EA | 6 |  | INCLUDED | 0 | 0 | 0 | 0 | 0 | 0 | 0 | 0 | 0.18 | 0
138 | 7000020228 | 2660 | 1680 | 50 | 220kV Equipment support structures | 100001222 | 995455 |  | 18 |  | Erection of Pipe Structure - 220 kV 3-Phase ISOLATOR including nuts, bolts, all type of washers, packplates, step bolts and gussetplates excluding foundation bolts | EA | 8 |  | INCLUDED | 0 | 0 | 0 | 0 | 0 | 0 | 0 | 0 | 0.18 | 0
139 | 7000020228 | 2660 | 1680 | 60 | 220kV Equipment support structures | 100001224 | 995455 |  | 18 |  | Erection of Pipe Structure - 220 kV 1-Phase SA including nuts, bolts, all type of washers, packplates, step bolts and gusset platesexcluding foundation bolts | EA | 6 |  | INCLUDED | 0 | 0 | 0 | 0 | 0 | 0 | 0 | 0 | 0.18 | 0
140 | 7000020228 | 2660 | 1680 | 70 | 220kV Equipment support structures | 100003521 | 995455 |  | 18 |  | Erection of Pipe Structure - 220 kV 1 - PH BPI for WT including nuts, bolts, all type of washers, packplates, step bolts and gussetplates excluding foundation bolts | SET | 12 |  | INCLUDED | 0 | 0 | 0 | 0 | 0 | 0 | 0 | 0 | 0.18 | 0
141 | 7000020228 | 2670 | 1700 | 10 | Civil Works | 100004518 | 995433 |  | 18 |  | Excavation in all kind of soil including rock for all leads and lifts, backfilling, disposal of surplus earth within a lead up to2Km as per technical specification. The surplus earth shall be roughly graded . | M3 | 2396 |  | INCLUDED | 0 | 0 | 0 | 0 | 0 | 0 | 0 | 0 | 0.18 | 0
142 | 7000020228 | 2670 | 1700 | 20 | Civil Works | 100001325 | 995454 |  | 18 |  | Providing and laying of Plain Cement Concrete (PCC) (1:4:8) | M3 | 99 |  | INCLUDED | 0 | 0 | 0 | 0 | 0 | 0 | 0 | 0 | 0.18 | 0
143 | 7000020228 | 2670 | 1700 | 30 | Civil Works | 100001326 | 995454 |  | 18 |  | Providing and laying of Plain Cement Concrete (PCC) (1:2:4) | M3 | 13 |  | INCLUDED | 0 | 0 | 0 | 0 | 0 | 0 | 0 | 0 | 0.18 | 0
144 | 7000020228 | 2670 | 1700 | 40 | Civil Works | 100001328 | 995454 |  | 18 |  | Providing and laying Plain Cement Concrete 1:5:10 (1 cement : 5 sand : 10 brick aggregate) | M3 | 597 |  | INCLUDED | 0 | 0 | 0 | 0 | 0 | 0 | 0 | 0 | 0.18 | 0
145 | 7000020228 | 2670 | 1700 | 50 | Civil Works | 100001327 | 995454 |  | 18 |  | Providing and laying of Reinforced Cement Concrete M25 mix including pre cast, shuttering, Grouting of pockets & underpinning butexcluding steel reinforcement | M3 | 422 |  | INCLUDED | 0 | 0 | 0 | 0 | 0 | 0 | 0 | 0 | 0.18 | 0
146 | 7000020228 | 2670 | 1700 | 60 | Civil Works | 100001329 | 995454 |  | 18 |  | Steel Reinforcement | MT | 36 |  | INCLUDED | 0 | 0 | 0 | 0 | 0 | 0 | 0 | 0 | 0.18 | 0
147 | 7000020228 | 2670 | 1700 | 70 | Civil Works | 100001331 | 995455 |  | 18 |  | Misc. Structural steel including rails, embedments, edge protection angles, gratings etc. but excluding the reinforcement steel andsteel for lattice and pipe structures. | MT | 2 |  | INCLUDED | 0 | 0 | 0 | 0 | 0 | 0 | 0 | 0 | 0.18 | 0
148 | 7000020228 | 2670 | 1700 | 80 | Civil Works | 100001714 | 995428 |  | 18 |  | Stone spreading in switchyard excluding PCC | M2 | 6500 |  | INCLUDED | 0 | 0 | 0 | 0 | 0 | 0 | 0 | 0 | 0.18 | 0
149 | 7000020228 | 2670 | 1700 | 90 | Civil Works | 100001713 | 995424 |  | 18 |  | Antiweed treatment | M2 | 7800 |  | INCLUDED | 0 | 0 | 0 | 0 | 0 | 0 | 0 | 0 | 0.18 | 0
150 | 7000020228 | 2670 | 1700 | 100 | Civil Works | 100001712 | 995428 |  | 18 |  | Removing,cleaning and washing of existing stones and respreading of stones in switchyard excluding PCC | M2 | 1300 |  | INCLUDED | 0 | 0 | 0 | 0 | 0 | 0 | 0 | 0 | 0.18 | 0
151 | 7000020228 | 2670 | 1700 | 110 | Civil Works | 100004507 | 995421 |  | 18 |  | 3.75m wide Cement Concrete road with PCC shoulder including 100 mm dia RCC Hume Pipe @ 100 metre interval as per drawing and TS.However, reinforcement steel and all type concrete shall be paid separately under relevant items | M2 | 300 |  | INCLUDED | 0 | 0 | 0 | 0 | 0 | 0 | 0 | 0 | 0.18 | 0
152 | 7000020228 | 2670 | 1700 | 120 | Civil Works | 100001391 | 995477 |  | 18 |  | New chain Link Fencing excluding concrete | M | 50 |  | INCLUDED | 0 | 0 | 0 | 0 | 0 | 0 | 0 | 0 | 0.18 | 0
153 | 7000020228 | 2670 | 1700 | 130 | Civil Works | 100003121 | 995429 |  | 18 |  | Dismantling of Chain Link fencing and disposal of unserviceable material and stackinmg of serviceable material with in S/S Boundaryas per direction of site-In-charge. | M | 100 |  | INCLUDED | 0 | 0 | 0 | 0 | 0 | 0 | 0 | 0 | 0.18 | 0
154 | 7000020228 | 2670 | 1700 | 140 | Civil Works | 100020960 | 995461 |  | 18 |  | RCC culvert crossings including supplying and laying hume pipe 250mm dia of grade (NP-3) excluding concrete as per specification. | M | 20 |  | INCLUDED | 0 | 0 | 0 | 0 | 0 | 0 | 0 | 0 | 0.18 | 0
155 | 7000020228 | 2670 | 1700 | 150 | Civil Works | 100020961 | 995461 |  | 18 |  | RCC culvert crossings including supplying and laying hume pipe 300mm dia of grade (NP-3) excluding concrete as per specification. | M | 20 |  | INCLUDED | 0 | 0 | 0 | 0 | 0 | 0 | 0 | 0 | 0.18 | 0
156 | 7000020228 | 2670 | 1700 | 160 | Civil Works | 100020962 | 995461 |  | 18 |  | RCC culvert crossings including supplying and laying hume pipe 450mm dia of grade (NP-3) excluding concrete as per specification. | M | 20 |  | INCLUDED | 0 | 0 | 0 | 0 | 0 | 0 | 0 | 0 | 0.18 | 0
157 | 7000020228 | 2670 | 1700 | 170 | Civil Works | 100015791 | 995454 |  | 18 |  | All civil works for Drains construction of Section A-A including crossings if any as per technical specification and tender drawingscomplete in all respect with all labour and materials. | M | 100 |  | INCLUDED | 0 | 0 | 0 | 0 | 0 | 0 | 0 | 0 | 0.18 | 0
158 | 7000020228 | 2670 | 1700 | 180 | Civil Works | 100015792 | 995454 |  | 18 |  | All civil works for Drains construction of Section B-B including crossings if any as per technical specification and tender drawingscomplete in all respect with all labour and materials. | M | 100 |  | INCLUDED | 0 | 0 | 0 | 0 | 0 | 0 | 0 | 0 | 0.18 | 0
159 | 7000020228 | 2670 | 1700 | 190 | Civil Works | 100001478 | 995454 |  | 18 |  | Cable Trench including all types of crossings, all metallic works and sump pit including concrte and reinforcement steel Section 2-2 | M | 20 |  | INCLUDED | 0 | 0 | 0 | 0 | 0 | 0 | 0 | 0 | 0.18 | 0
160 | 7000020228 | 2670 | 1700 | 200 | Civil Works | 100001479 | 995454 |  | 18 |  | Cable Trench including all types of crossings, all metallic works and sump pit including concrte and reinforcement steel Section 3-3 | M | 80 |  | INCLUDED | 0 | 0 | 0 | 0 | 0 | 0 | 0 | 0 | 0.18 | 0
161 | 7000020228 | 2670 | 1700 | 210 | Civil Works | 100003437 | 995454 |  | 18 |  | Switchyard Panel Room - Civil Works. All civil works as per drawing and specifications complete, including - brickwork, finishing(external and internal), windows etc. However, excavation, PCC, RCC and reinforcement shall be paid separately as per BPS. | M2 | 30 |  | INCLUDED | 0 | 0 | 0 | 0 | 0 | 0 | 0 | 0 | 0.18 | 0
162 | 7000020228 | 2670 | 1700 | 220 | Civil Works | 100003295 | 995429 |  | 18 |  | Dismantling of RCC in foundation including disposal of debris and reinforcement bars of dismantled RCC works within substationboundaries as per direction of enginner incahrge | M3 | 30 |  | INCLUDED | 0 | 0 | 0 | 0 | 0 | 0 | 0 | 0 | 0.18 | 0
163 | 7000020228 | 2670 | 1700 | 230 | Civil Works | 100002911 | 995432 |  | 18 |  | Earthwork in excavation & filling in all types of soil and soft/disintegrated rock in open areas/nallas/channels, to the requiredslopes, shapes, levels, elevations and profile, including trimming of bottom and slopes of excavation, bailing out rain(dewatering), pumping, removal of slush, preparing embankments/marginal banks, loosening, dressing, spreading material in layers notexceeding 200mm, as per direction of Engineer-in-Charge, water flooding, compacting to achieve 95% consolidation at optimum moisturecontent, finishing etc. all complete, for all leads and lifts within leveling boundary, including disposal of surplus earth andstacking of unsuitable material within a lead of 2.0 Km beyond substation boundary, with all labour, material, tools, tackles andequipment, safeguards and incidentals, Royalty,taxes etc. as necessary, as per drawings, specification and directions of theEngineer-in-Charge. Clearing of jungle is included in this item. (Only excavation/cutting will be measured for payment purpose.) | M3 | 2000 |  | INCLUDED | 0 | 0 | 0 | 0 | 0 | 0 | 0 | 0 | 0.18 | 0
164 | 7000020228 | 2670 | 1700 | 240 | Civil Works | 100002583 | 995432 |  | 18 |  | Supply of earth (excluding rock & boulders) at site including royalty, carriage and filling in specified areas in layers notexceeding 200mm in depth, compacting under optimum moisture condition to achieve 95% of Proctor density, finishing etc. allcomplete, for all leads & lifts, with all labour, material, tools, tackles, equipments, safeguards & incidentals as necessary as perdrawings, specification and direction of the Engineer- in- Charge. | M3 | 1000 |  | INCLUDED | 0 | 0 | 0 | 0 | 0 | 0 | 0 | 0 | 0.18 | 0
165 | 7000020228 | 2680 | 1710 | 10 | Foundation Bolt | 100001674 | 995455 |  | 18 |  | Erection of 28mm dia foundation bolts including nuts, checknuts, washers and packplates. | EA | 480 |  | INCLUDED | 0 | 0 | 0 | 0 | 0 | 0 | 0 | 0 | 0.18 | 0
166 | 7000020228 | 2680 | 1710 | 20 | Foundation Bolt | 100001676 | 995455 |  | 18 |  | Erection of 40mm dia foundation bolts including nuts, checknuts, washers and packplates. | EA | 16 |  | INCLUDED | 0 | 0 | 0 | 0 | 0 | 0 | 0 | 0 | 0.18 | 0
167 | 7000020228 | 2680 | 1710 | 30 | Foundation Bolt | 100001677 | 995455 |  | 18 |  | Erection of 56mm dia foundation bolts including nuts, checknuts, washers and packplates | EA | 72 |  | INCLUDED | 0 | 0 | 0 | 0 | 0 | 0 | 0 | 0 | 0.18 | 0
C | NIT Bahadurgarh SS Extension
168 | 7000020228 | 740 | 1320 | 10 | 420kV, 50kA AIS EQUIPMENT | 100001898 | 998736 |  | 18 |  | 420kV, 3150A, 50kA Circuit Breaker(3-Phase) without closing resistor(withsupport structure) | EA | 1 |  | INCLUDED | 0 | 0 | 0 | 0 | 0 | 0 | 0 | 0 | 0.18 | 0
169 | 7000020228 | 740 | 1320 | 20 | 420kV, 50kA AIS EQUIPMENT | 100000270 | 998736 |  | 18 |  | 420 kV, 3000A, 50KA, 1-Phase CurrentTransformer with 120% extended currentrating | EA | 3 |  | INCLUDED | 0 | 0 | 0 | 0 | 0 | 0 | 0 | 0 | 0.18 | 0
170 | 7000020228 | 740 | 1320 | 30 | 420kV, 50kA AIS EQUIPMENT | 100000307 | 998736 |  | 18 |  | 420kV, 3150A, 50KA, Isolator (3-phase)(Double Break) with one E/S | EA | 2 |  | INCLUDED | 0 | 0 | 0 | 0 | 0 | 0 | 0 | 0 | 0.18 | 0
171 | 7000020228 | 740 | 1320 | 40 | 420kV, 50kA AIS EQUIPMENT | 100000328 | 998736 |  | 18 |  | 336kV Surge Arrester (1-phase) | EA | 3 |  | INCLUDED | 0 | 0 | 0 | 0 | 0 | 0 | 0 | 0 | 0.18 | 0
172 | 7000020228 | 740 | 1320 | 50 | 420kV, 50kA AIS EQUIPMENT | 100005443 | 998734 |  | 18 |  | 420KV, 1-PHASE BUS POST INSULATORS | EA | 3 |  | INCLUDED | 0 | 0 | 0 | 0 | 0 | 0 | 0 | 0 | 0.18 | 0
173 | 7000020228 | 750 | 1340 | 10 | 245kV, 50kA AIS EQUIPMENT | 100003634 | 998736 |  | 18 |  | 245 kV 1600A, 50KA Circuit Breakers (3-Phase) with support | EA | 5 |  | INCLUDED | 0 | 0 | 0 | 0 | 0 | 0 | 0 | 0 | 0.18 | 0
174 | 7000020228 | 750 | 1340 | 20 | 245kV, 50kA AIS EQUIPMENT | 100001989 | 998736 |  | 18 |  | 245 kV, 1600A, 50KA, 1-Phase CurrentTransformer with 120% extended currentrating | EA | 15 |  | INCLUDED | 0 | 0 | 0 | 0 | 0 | 0 | 0 | 0 | 0.18 | 0
175 | 7000020228 | 750 | 1340 | 30 | 245kV, 50kA AIS EQUIPMENT | 100000448 | 998736 |  | 18 |  | 245 kV, 4400pf Capacitive Voltage Transformer (1- Phase) | EA | 12 |  | INCLUDED | 0 | 0 | 0 | 0 | 0 | 0 | 0 | 0 | 0.18 | 0
176 | 7000020228 | 750 | 1340 | 40 | 245kV, 50kA AIS EQUIPMENT | 100002014 | 998736 |  | 18 |  | 245kV, 1600A, 50 KA, 3-phase DoubleBreak Isolator with one E/S | EA | 5 |  | INCLUDED | 0 | 0 | 0 | 0 | 0 | 0 | 0 | 0 | 0.18 | 0
177 | 7000020228 | 750 | 1340 | 50 | 245kV, 50kA AIS EQUIPMENT | 100002013 | 998736 |  | 18 |  | 245kV, 1600A, 50 KA, 3-phase DoubleBreak Isolator with two E/S | EA | 5 |  | INCLUDED | 0 | 0 | 0 | 0 | 0 | 0 | 0 | 0 | 0.18 | 0
178 | 7000020228 | 750 | 1340 | 60 | 245kV, 50kA AIS EQUIPMENT | 100002016 | 998736 |  | 18 |  | 245kV, 1600A, 50 KA, 3-phase DoubleBreak Tandem Isolator without E/S | EA | 10 |  | INCLUDED | 0 | 0 | 0 | 0 | 0 | 0 | 0 | 0 | 0.18 | 0
179 | 7000020228 | 750 | 1340 | 70 | 245kV, 50kA AIS EQUIPMENT | 100000484 | 998736 |  | 18 |  | 216kV Surge Arrester (1-phase) | EA | 15 |  | INCLUDED | 0 | 0 | 0 | 0 | 0 | 0 | 0 | 0 | 0.18 | 0
180 | 7000020228 | 750 | 1340 | 80 | 245kV, 50kA AIS EQUIPMENT | 100001907 | 998736 |  | 18 |  | 245 kV,1 phase Bus Post Insulator (except for Line Traps) | EA | 65 |  | INCLUDED | 0 | 0 | 0 | 0 | 0 | 0 | 0 | 0 | 0.18 | 0
181 | 7000020228 | 750 | 1340 | 90 | 245kV, 50kA AIS EQUIPMENT | 100000884 | 998734 |  | 18 |  | 245 kV ,1 phase Bus Post Insulators for Line Traps | EA | 24 |  | INCLUDED | 0 | 0 | 0 | 0 | 0 | 0 | 0 | 0 | 0.18 | 0
182 | 7000020228 | 760 | 1410 | 20 | Erection Hardware for 420kV I-Type S/Y | 100000335 | 998731 |  | 18 |  | Erection Hardware for 400kV I type layout-Spare bay of half dia as per specification | SET | 1 |  | INCLUDED | 0 | 0 | 0 | 0 | 0 | 0 | 0 | 0 | 0.18 | 0
183 | 7000020228 | 770 | 1430 | 10 | Erection Hardware for 220kV DMT Type S/Y | 100000486 | 998731 |  | 18 |  | Erection Hardware for 220kV layout (Double Main and Transfer Scheme as per SLD)-Transformer Bay as per specification | SET | 1 |  | INCLUDED | 0 | 0 | 0 | 0 | 0 | 0 | 0 | 0 | 0.18 | 0
184 | 7000020228 | 770 | 1430 | 20 | Erection Hardware for 220kV DMT Type S/Y | 100000485 | 998731 |  | 18 |  | Erection Hardware for 220kV layout (Double Main and Transfer Scheme as per SLD)-Line Bay as per specification | SET | 4 |  | INCLUDED | 0 | 0 | 0 | 0 | 0 | 0 | 0 | 0 | 0.18 | 0
185 | 7000020228 | 770 | 1430 | 30 | Erection Hardware for 220kV DMT Type S/Y | 100000491 | 998731 |  | 18 |  | Erection Hardware for 220kV layout (Double Main and Transfer Scheme as per SLD)-Bus work (three Bay) as per specification | SET | 1 |  | INCLUDED | 0 | 0 | 0 | 0 | 0 | 0 | 0 | 0 | 0.18 | 0
186 | 7000020228 | 770 | 1430 | 40 | Erection Hardware for 220kV DMT Type S/Y | 100000489 | 998731 |  | 18 |  | Erection Hardware for 220kV layout (Double Main and Transfer Scheme as per SLD)-Bus work (one Bay) as per specification | SET | 1 |  | INCLUDED | 0 | 0 | 0 | 0 | 0 | 0 | 0 | 0 | 0.18 | 0
187 | 7000020557 | 20 | 1431 | 10 | 420kV Insulator and Hardware | 100017131 | 998731 |  | 18 |  | 400KV SUSPENSION INSULATOR STRING AND ASSOCIATED HARDWARE FITTINGS WITH DROP CLAMP SUITABLE FOR TWIN CONDUCTOR | EA | 3 |  | INCLUDED | 0 | 0 | 0 | 0 | 0 | 0 | 0 | 0 | 0.18 | 0
188 | 7000020228 | 780 | 1433 | 10 | 220kV Insulator and Hardware | 100017122 | 998731 |  | 18 |  | 220KV SUSPENSION INSULATOR STRING AND ASSOCIATED HARDWARE FITTINGS WITH DROP CLAMP SUITABLE FOR TWIN CONDUCTOR | EA | 15 |  | INCLUDED | 0 | 0 | 0 | 0 | 0 | 0 | 0 | 0 | 0.18 | 0
189 | 7000020228 | 780 | 1433 | 20 | 220kV Insulator and Hardware | 100017121 | 998731 |  | 18 |  | 220KV SUSPENSION INSULATOR STRING AND ASSOCIATED HARDWARE FITTINGS WITH THROUGH CLAMP SUITABLE FOR TWIN CONDUCTOR | EA | 12 |  | INCLUDED | 0 | 0 | 0 | 0 | 0 | 0 | 0 | 0 | 0.18 | 0
190 | 7000020228 | 780 | 1433 | 30 | 220kV Insulator and Hardware | 100017116 | 998731 |  | 18 |  | 220KV TENSION INSULATOR STRING AND ASSOCIATED HARDWARE FITTINGS WITHOUT TURN BUCKLE SUITABLE FOR QUAD CONDUCTOR | EA | 12 |  | INCLUDED | 0 | 0 | 0 | 0 | 0 | 0 | 0 | 0 | 0.18 | 0
191 | 7000020228 | 780 | 1433 | 40 | 220kV Insulator and Hardware | 100017118 | 998731 |  | 18 |  | 220KV TENSION INSULATOR STRING AND ASSOCIATED HARDWARE FITTINGS WITHOUT TURN BUCKLE SUITABLE FOR TWIN CONDUCTOR | EA | 24 |  | INCLUDED | 0 | 0 | 0 | 0 | 0 | 0 | 0 | 0 | 0.18 | 0
192 | 7000020228 | 780 | 1433 | 50 | 220kV Insulator and Hardware | 100017115 | 998731 |  | 18 |  | 220KV TENSION INSULATOR STRING AND ASSOCIATED HARDWARE FITTINGS WITH TURN BUCKLE SUITABLE FOR QUAD CONDUCTOR | EA | 12 |  | INCLUDED | 0 | 0 | 0 | 0 | 0 | 0 | 0 | 0 | 0.18 | 0
193 | 7000020228 | 780 | 1433 | 60 | 220kV Insulator and Hardware | 100017117 | 998731 |  | 18 |  | 220KV TENSION INSULATOR STRING AND ASSOCIATED HARDWARE FITTINGS WITH TURN BUCKLE SUITABLE FOR TWIN CONDUCTOR | EA | 24 |  | INCLUDED | 0 | 0 | 0 | 0 | 0 | 0 | 0 | 0 | 0.18 | 0
194 | 7000020228 | 790 | 1451 | 10 | Earthmat | 100003103 | 998731 |  | 18 |  | 40 mm MS rod for Main Earthmat | KM | 4 |  | INCLUDED | 0 | 0 | 0 | 0 | 0 | 0 | 0 | 0 | 0.18 | 0
195 | 7000020228 | 800 | 1470 | 10 | CRP for 420kV Bays with SAS | 100016779 | 998736 |  | 18 |  | 400kV Circuit Breaker Relay Panel (with Automation) | EA | 1 |  | INCLUDED | 0 | 0 | 0 | 0 | 0 | 0 | 0 | 0 | 0.18 | 0
196 | 7000020228 | 800 | 1470 | 20 | CRP for 420kV Bays with SAS | 100000731 | 998736 |  | 18 |  | 400kV Transformer Protection Panel (For both HV & MV side)-(with Automation) | EA | 1 |  | INCLUDED | 0 | 0 | 0 | 0 | 0 | 0 | 0 | 0 | 0.18 | 0
197 | 7000020228 | 800 | 1470 | 30 | CRP for 420kV Bays with SAS | 100000796 | 998736 |  | 18 |  | Augmentation of existing 400kV bus bar protection scheme | SET | 1 |  | INCLUDED | 0 | 0 | 0 | 0 | 0 | 0 | 0 | 0 | 0.18 | 0
198 | 7000020228 | 800 | 1470 | 40 | CRP for 420kV Bays with SAS | 100000788 | 998736 |  | 18 |  | Augmentation of existing 400kV Control Panel (Bus Scheme as per SLD) | EA | 1 |  | INCLUDED | 0 | 0 | 0 | 0 | 0 | 0 | 0 | 0 | 0.18 | 0
199 | 7000020228 | 800 | 1470 | 50 | CRP for 420kV Bays with SAS | 100000868 | 998736 |  | 18 |  | Augmentation of RTU alongwith provision of Remote Operation for extension bays | SET | 1 |  | INCLUDED | 0 | 0 | 0 | 0 | 0 | 0 | 0 | 0 | 0.18 | 0
200 | 7000020228 | 810 | 1490 | 10 | CRP for 220kV Bays with SAS | 100016778 | 998736 |  | 18 |  | 220kV Circuit Breaker Relay Panel (with Automation) | EA | 5 |  | INCLUDED | 0 | 0 | 0 | 0 | 0 | 0 | 0 | 0 | 0.18 | 0
201 | 7000020228 | 810 | 1490 | 20 | CRP for 220kV Bays with SAS | 100000738 | 998736 |  | 18 |  | 220kV Line Protection Panel (with Automation) | EA | 4 |  | INCLUDED | 0 | 0 | 0 | 0 | 0 | 0 | 0 | 0 | 0.18 | 0
202 | 7000020228 | 810 | 1490 | 30 | CRP for 220kV Bays with SAS | 100000743 | 998736 |  | 18 |  | Augmentation of existing 220kV bus bar protection scheme.(No. of bays as per specification)-(with Automation) | SET | 5 |  | INCLUDED | 0 | 0 | 0 | 0 | 0 | 0 | 0 | 0 | 0.18 | 0
203 | 7000020228 | 810 | 1490 | 40 | CRP for 220kV Bays with SAS | 100002230 | 998736 |  | 18 |  | Control Panel for 220kV (DMS) (Bus Scheme as per SLD) with BCU | EA | 5 |  | INCLUDED | 0 | 0 | 0 | 0 | 0 | 0 | 0 | 0 | 0.18 | 0
204 | 7000020228 | 820 | 1520 | 10 | VMS | 100002500 | 998731 |  | 18 |  | Color IP camera, with PAN, TILT and ZOOM facilities, alongwith all required Items, Accessories, Line Interface units, Fiber patchcords, Power supply units, Junction Boxes, Cables, Fiber Optic Cables, etc., and including Integration in existing Hardware andSoftware for Augmentation of Visual Monitoring System as per technical specification. | SET | 3 |  | INCLUDED | 0 | 0 | 0 | 0 | 0 | 0 | 0 | 0 | 0.18 | 0
205 | 7000020228 | 830 | 1530 | 10 | PLCC Equipment | 100003517 | 998734 |  | 18 |  | HF CABLE FOR PLCC-75 OHM (KM) | KM | 2 |  | INCLUDED | 0 | 0 | 0 | 0 | 0 | 0 | 0 | 0 | 0.18 | 0
206 | 7000020228 | 830 | 1530 | 20 | PLCC Equipment | 100002048 | 998734 |  | 18 |  | 220kV,1600A,0.5mH ,50kA Line Trap | EA | 8 |  | INCLUDED | 0 | 0 | 0 | 0 | 0 | 0 | 0 | 0 | 0.18 | 0
207 | 7000020228 | 830 | 1530 | 30 | PLCC Equipment | 100000886 | 998734 |  | 18 |  | Coupling device for PLCC | EA | 4 |  | INCLUDED | 0 | 0 | 0 | 0 | 0 | 0 | 0 | 0 | 0.18 | 0
208 | 7000020228 | 840 | 1540 | 10 | LT SWITCHGEAR | 100016772 | 998736 |  | 18 |  | Extension of LT Switchgear as per technical Specification | SET | 1 |  | INCLUDED | 0 | 0 | 0 | 0 | 0 | 0 | 0 | 0 | 0.18 | 0
209 | 7000020228 | 850 | 1590 | 10 | POWER & CONTROL CABLE | 100002181 | 998736 |  | 18 |  | 1.1kV grade Power Cables (PVCinsulated)along withlugs,glands,straight joints &accessories,etc. | LS | 1 |  | INCLUDED | 0 | 0 | 0 | 0 | 0 | 0 | 0 | 0 | 0.18 | 0
210 | 7000020228 | 850 | 1590 | 20 | POWER & CONTROL CABLE | 100002182 | 998736 |  | 18 |  | 1.1kV grade Control Cables (PVCinsulated) along withlugs,glands,straight joints &accessories,etc. | LS | 1 |  | INCLUDED | 0 | 0 | 0 | 0 | 0 | 0 | 0 | 0 | 0.18 | 0
211 | 7000020228 | 860 | 1610 | 10 | FIRE FIGHTING SYSTEM | 100016783 | 998736 |  | 18 |  | HVW spray system, Hydrant system and complete U/G & O/G piping and accessories etc. out side the pump house for 400kV, 3-phaseAutotransformer | SET | 1 |  | INCLUDED | 0 | 0 | 0 | 0 | 0 | 0 | 0 | 0 | 0.18 | 0
212 | 7000020228 | 860 | 1610 | 20 | FIRE FIGHTING SYSTEM | 100008260 | 998736 |  | 18 |  | 60 litre foam type Trolley/Wheel mounted Fire extinguisher | EA | 2 |  | INCLUDED | 0 | 0 | 0 | 0 | 0 | 0 | 0 | 0 | 0.18 | 0
213 | 7000020228 | 860 | 1610 | 30 | FIRE FIGHTING SYSTEM | 100000975 | 995461 |  | 18 |  | 4.5 kg CO2 type Portable Fire extinguisher | EA | 2 |  | INCLUDED | 0 | 0 | 0 | 0 | 0 | 0 | 0 | 0 | 0.18 | 0
214 | 7000020228 | 870 | 1620 | 10 | ILLUMINATION SYSTEM | 100004926 | 998731 |  | 18 |  | Lighting Fixture LED Luminaires type FL2 as per tech. specifications | EA | 4 |  | INCLUDED | 0 | 0 | 0 | 0 | 0 | 0 | 0 | 0 | 0.18 | 0
215 | 7000020228 | 870 | 1620 | 20 | ILLUMINATION SYSTEM | 100004852 | 998731 |  | 18 |  | Lighting Fixture LED Luminaires type FL-1 as per tech. specifications | EA | 4 |  | INCLUDED | 0 | 0 | 0 | 0 | 0 | 0 | 0 | 0 | 0.18 | 0
216 | 7000020228 | 870 | 1620 | 30 | ILLUMINATION SYSTEM | 100001885 | 998739 |  | 18 |  | Outdoor Power Receptacle for oilfiltration unit (250A) | EA | 1 |  | INCLUDED | 0 | 0 | 0 | 0 | 0 | 0 | 0 | 0 | 0.18 | 0
217 | 7000020228 | 870 | 1620 | 40 | ILLUMINATION SYSTEM | 100001021 | 995461 |  | 18 |  | Lighting Panel type ACP-2 as per technical specification | EA | 1 |  | INCLUDED | 0 | 0 | 0 | 0 | 0 | 0 | 0 | 0 | 0.18 | 0
218 | 7000020228 | 880 | 1660 | 10 | 400kV Equipment support structures | 100001217 | 995455 |  | 18 |  | Erection of Pipe Structure - 400 kV, 1-Phase, BPI, (Excluding Wave Trap), including nuts, bolts, all type of washers,packplates, step bolts and gusset plates excluding foundation bolts | EA | 3 |  | INCLUDED | 0 | 0 | 0 | 0 | 0 | 0 | 0 | 0 | 0.18 | 0
219 | 7000020228 | 880 | 1660 | 20 | 400kV Equipment support structures | 100001212 | 995455 |  | 18 |  | Erection of Pipe Structure - 400 kV 1-Phase CT including nuts, bolts, all type of washers, packplates, step bolts and gusset platesexcluding foundation bolts | EA | 3 |  | INCLUDED | 0 | 0 | 0 | 0 | 0 | 0 | 0 | 0 | 0.18 | 0
220 | 7000020228 | 880 | 1660 | 30 | 400kV Equipment support structures | 100001214 | 995455 |  | 18 |  | Erection of Pipe Structure - 400 kV 3-Phase ISOLATOR including nuts, bolts, all type of washers, packplates, step bolts and gussetplates excluding foundation bolts | EA | 2 |  | INCLUDED | 0 | 0 | 0 | 0 | 0 | 0 | 0 | 0 | 0.18 | 0
221 | 7000020228 | 880 | 1660 | 40 | 400kV Equipment support structures | 100001216 | 995455 |  | 18 |  | Erection of Pipe Structure - 400 kV 1-Phase SA including nuts, bolts, all type of washers, packplates, step bolts and gusset platesexcluding foundation bolts | EA | 3 |  | INCLUDED | 0 | 0 | 0 | 0 | 0 | 0 | 0 | 0 | 0.18 | 0
222 | 7000020228 | 890 | 1670 | 10 | 220kV Towers | 100001193 | 995455 |  | 18 |  | Erection of Std 220 kV Tower CTC including nuts, bolts, all type of washers, packplates, step bolts and gusset plates excludingfoundation bolts | EA | 1 |  | INCLUDED | 0 | 0 | 0 | 0 | 0 | 0 | 0 | 0 | 0.18 | 0
223 | 7000020228 | 900 | 1680 | 10 | 220kV Equipment support structures | 100001226 | 995455 |  | 18 |  | Erection of Pipe Structure - 220 kV 1-Phase High BPI including nuts, bolts, all type of washers, packplates, step bolts and gussetplates excluding foundation bolts | EA | 15 |  | INCLUDED | 0 | 0 | 0 | 0 | 0 | 0 | 0 | 0 | 0.18 | 0
224 | 7000020228 | 900 | 1680 | 20 | 220kV Equipment support structures | 100001225 | 995455 |  | 18 |  | Erection of Pipe Structure - 220 kV 1-Phase BPI including nuts, bolts, all type of washers, packplates, step bolts and gusset platesexcluding foundation bolts | EA | 50 |  | INCLUDED | 0 | 0 | 0 | 0 | 0 | 0 | 0 | 0 | 0.18 | 0
225 | 7000020228 | 900 | 1680 | 30 | 220kV Equipment support structures | 100001220 | 995455 |  | 18 |  | Erection of Pipe Structure - 220 kV 1-Phase CT including nuts, bolts, all type of washers, packplates, step bolts and gusset platesexcluding foundation bolts | EA | 15 |  | INCLUDED | 0 | 0 | 0 | 0 | 0 | 0 | 0 | 0 | 0.18 | 0
226 | 7000020228 | 900 | 1680 | 40 | 220kV Equipment support structures | 100001221 | 995455 |  | 18 |  | Erection of Pipe Structure - 220 kV 1-Phase CVT including nuts, bolts, all type of washers, packplates, step bolts and gusset platesexcluding foundation bolts | EA | 12 |  | INCLUDED | 0 | 0 | 0 | 0 | 0 | 0 | 0 | 0 | 0.18 | 0
227 | 7000020228 | 900 | 1680 | 50 | 220kV Equipment support structures | 100001222 | 995455 |  | 18 |  | Erection of Pipe Structure - 220 kV 3-Phase ISOLATOR including nuts, bolts, all type of washers, packplates, step bolts and gussetplates excluding foundation bolts | EA | 20 |  | INCLUDED | 0 | 0 | 0 | 0 | 0 | 0 | 0 | 0 | 0.18 | 0
228 | 7000020228 | 900 | 1680 | 60 | 220kV Equipment support structures | 100001224 | 995455 |  | 18 |  | Erection of Pipe Structure - 220 kV 1-Phase SA including nuts, bolts, all type of washers, packplates, step bolts and gusset platesexcluding foundation bolts | EA | 15 |  | INCLUDED | 0 | 0 | 0 | 0 | 0 | 0 | 0 | 0 | 0.18 | 0
229 | 7000020228 | 920 | 1710 | 10 | 400kV POWER TRANSFORMER | 100002238 | 998736 |  | 18 |  | Digital RTCC Panel consist of digital RTCC relays as per technical specification | SET | 1 |  | INCLUDED | 0 | 0 | 0 | 0 | 0 | 0 | 0 | 0 | 0.18 | 0
230 | 7000020228 | 930 | 1720 | 10 | Civil Works | 100004518 | 995433 |  | 18 |  | Excavation in all kind of soil including rock for all leads and lifts, backfilling, disposal of surplus earth within a lead up to2Km as per technical specification. The surplus earth shall be roughly graded . | M3 | 4669 |  | INCLUDED | 0 | 0 | 0 | 0 | 0 | 0 | 0 | 0 | 0.18 | 0
231 | 7000020228 | 930 | 1720 | 20 | Civil Works | 100001325 | 995454 |  | 18 |  | Providing and laying of Plain Cement Concrete (PCC) (1:4:8) | M3 | 307 |  | INCLUDED | 0 | 0 | 0 | 0 | 0 | 0 | 0 | 0 | 0.18 | 0
232 | 7000020228 | 930 | 1720 | 30 | Civil Works | 100001326 | 995454 |  | 18 |  | Providing and laying of Plain Cement Concrete (PCC) (1:2:4) | M3 | 7 |  | INCLUDED | 0 | 0 | 0 | 0 | 0 | 0 | 0 | 0 | 0.18 | 0
233 | 7000020228 | 930 | 1720 | 40 | Civil Works | 100001328 | 995454 |  | 18 |  | Providing and laying Plain Cement Concrete 1:5:10 (1 cement : 5 sand : 10 brick aggregate) | M3 | 804 |  | INCLUDED | 0 | 0 | 0 | 0 | 0 | 0 | 0 | 0 | 0.18 | 0
234 | 7000020228 | 930 | 1720 | 50 | Civil Works | 100001327 | 995454 |  | 18 |  | Providing and laying of Reinforced Cement Concrete M25 mix including pre cast, shuttering, Grouting of pockets & underpinning butexcluding steel reinforcement | M3 | 988 |  | INCLUDED | 0 | 0 | 0 | 0 | 0 | 0 | 0 | 0 | 0.18 | 0
235 | 7000020228 | 930 | 1720 | 60 | Civil Works | 100003768 | 995451 |  | 18 |  | Providing and laying of reinforced cement concrete for piling work of Grade M-25 ( Minimum cement content of 400Kg/cu.m.) ofspecified diameter & length below the pile cap | M3 | 841 |  | INCLUDED | 0 | 0 | 0 | 0 | 0 | 0 | 0 | 0 | 0.18 | 0
236 | 7000020228 | 930 | 1720 | 70 | Civil Works | 100017170 | 995454 |  | 18 |  | Boring, providing and installing bored cast-in-situ reinforced cement concrete pile of 500 mm dia and specified length below thepile cap to carry a safe working load not less than specified including the cost of boring, temporary casing, bentonite solutionetc. complete. The length of the piles shall be measured from bottom of the pile cap to the lowest point of pile. The cost ofreinforcement steel, cement concrete, routine and initial test shall be paid separately under respective items of BPS. | RM | 7296 |  | INCLUDED | 0 | 0 | 0 | 0 | 0 | 0 | 0 | 0 | 0.18 | 0
237 | 7000020228 | 930 | 1720 | 80 | Civil Works | 120002781 | 995451 |  | 18 |  | 20.6.2.2 Vertical load testing of piles in accordance with IS 2911 (Part IV) including installation of loading platform andpreparation of pile head or construction of test cap and dismantling of test cap after test etc. complete as per specification & thedirection of Engineer in-charge. - Single pile above 50 tonne and upto 100 tonne capacity : Routine test. Note: DSR unit is 'pertest' | EA | 3 |  | INCLUDED | 0 | 0 | 0 | 0 | 0 | 0 | 0 | 0 | 0.18 | 0
238 | 7000020228 | 930 | 1720 | 90 | Civil Works | 100004793 | 995451 |  | 18 |  | Lateral load testing of single pile (500 mm dia) in accordance with IS code of practice IS :2911(Part IV) for determining safeallowable lateral load on pile. Items of test pile being measured and paid separately | EA | 3 |  | INCLUDED | 0 | 0 | 0 | 0 | 0 | 0 | 0 | 0 | 0.18 | 0
239 | 7000020228 | 930 | 1720 | 100 | Civil Works | 100004831 | 995451 |  | 18 |  | Routine Pullout Test of piles in accordance with IS 2911(Part-IV) inlcuding T&P, labour , hydraulic jack etc. complete | EA | 3 |  | INCLUDED | 0 | 0 | 0 | 0 | 0 | 0 | 0 | 0 | 0.18 | 0
240 | 7000020228 | 930 | 1720 | 110 | Civil Works | 120002789 | 995451 |  | 18 |  | 20.9 Integrity testing of Pile using Low Strain/ Sonic Integrity Test/ Sonic Echo Test method in accordance with IS 14893 includingsurface preparation of pile top by removing soil, mud, dust & chipping lean concrete lumps etc. and use of computerised equipmentand high skill trained personal for conducting the test & submission of results, all complete as per direction ofEngineer-in-charge. Note: DSR unit is 'per test' | EA | 608 |  | INCLUDED | 0 | 0 | 0 | 0 | 0 | 0 | 0 | 0 | 0.18 | 0
241 | 7000020228 | 930 | 1720 | 120 | Civil Works | 100001329 | 995454 |  | 18 |  | Steel Reinforcement | MT | 358 |  | INCLUDED | 0 | 0 | 0 | 0 | 0 | 0 | 0 | 0 | 0.18 | 0
242 | 7000020228 | 930 | 1720 | 130 | Civil Works | 100001330 | 995428 |  | 18 |  | Stone filling (40 mm size) for transformer/Reactor foundation | M3 | 21 |  | INCLUDED | 0 | 0 | 0 | 0 | 0 | 0 | 0 | 0 | 0.18 | 0
243 | 7000020228 | 930 | 1720 | 140 | Civil Works | 100001331 | 995455 |  | 18 |  | Misc. Structural steel including rails, embedments, edge protection angles, gratings etc. but excluding the reinforcement steel andsteel for lattice and pipe structures. | MT | 24 |  | INCLUDED | 0 | 0 | 0 | 0 | 0 | 0 | 0 | 0 | 0.18 | 0
244 | 7000020228 | 930 | 1720 | 150 | Civil Works | 100001714 | 995428 |  | 18 |  | Stone spreading in switchyard excluding PCC | M2 | 7000 |  | INCLUDED | 0 | 0 | 0 | 0 | 0 | 0 | 0 | 0 | 0.18 | 0
245 | 7000020228 | 930 | 1720 | 160 | Civil Works | 100001713 | 995424 |  | 18 |  | Antiweed treatment | M2 | 10500 |  | INCLUDED | 0 | 0 | 0 | 0 | 0 | 0 | 0 | 0 | 0.18 | 0
246 | 7000020228 | 930 | 1720 | 170 | Civil Works | 100001712 | 995428 |  | 18 |  | Removing,cleaning and washing of existing stones and respreading of stones in switchyard excluding PCC | M2 | 3500 |  | INCLUDED | 0 | 0 | 0 | 0 | 0 | 0 | 0 | 0 | 0.18 | 0
247 | 7000020228 | 930 | 1720 | 180 | Civil Works | 100003114 | 995454 |  | 18 |  | External finishing / painting of fire wall (water proofing cement paint) (DSR 13.44.1) | M2 | 240 |  | INCLUDED | 0 | 0 | 0 | 0 | 0 | 0 | 0 | 0 | 0.18 | 0
248 | 7000020228 | 930 | 1720 | 190 | Civil Works | 100004507 | 995421 |  | 18 |  | 3.75m wide Cement Concrete road with PCC shoulder including 100 mm dia RCC Hume Pipe @ 100 metre interval as per drawing and TS.However, reinforcement steel and all type concrete shall be paid separately under relevant items | M2 | 300 |  | INCLUDED | 0 | 0 | 0 | 0 | 0 | 0 | 0 | 0 | 0.18 | 0
249 | 7000020228 | 930 | 1720 | 200 | Civil Works | 100001457 | 995421 |  | 18 |  | Construction of rail cum road as per drawing including all item such as excavation,compactions, rolling watering, WBM etc. butexcluding concrete reinforcement and structural steel-Section having four rails for auto transformer. | M2 | 92 |  | INCLUDED | 0 | 0 | 0 | 0 | 0 | 0 | 0 | 0 | 0.18 | 0
250 | 7000020228 | 930 | 1720 | 210 | Civil Works | 100001391 | 995477 |  | 18 |  | New chain Link Fencing excluding concrete | M | 50 |  | INCLUDED | 0 | 0 | 0 | 0 | 0 | 0 | 0 | 0 | 0.18 | 0
251 | 7000020228 | 930 | 1720 | 220 | Civil Works | 100003121 | 995429 |  | 18 |  | Dismantling of Chain Link fencing and disposal of unserviceable material and stackinmg of serviceable material with in S/S Boundaryas per direction of site-In-charge. | M | 50 |  | INCLUDED | 0 | 0 | 0 | 0 | 0 | 0 | 0 | 0 | 0.18 | 0
252 | 7000020228 | 930 | 1720 | 230 | Civil Works | 100015791 | 995454 |  | 18 |  | All civil works for Drains construction of Section A-A including crossings if any as per technical specification and tender drawingscomplete in all respect with all labour and materials. | M | 200 |  | INCLUDED | 0 | 0 | 0 | 0 | 0 | 0 | 0 | 0 | 0.18 | 0
253 | 7000020228 | 930 | 1720 | 240 | Civil Works | 100015792 | 995454 |  | 18 |  | All civil works for Drains construction of Section B-B including crossings if any as per technical specification and tender drawingscomplete in all respect with all labour and materials. | M | 200 |  | INCLUDED | 0 | 0 | 0 | 0 | 0 | 0 | 0 | 0 | 0.18 | 0
254 | 7000020228 | 930 | 1720 | 250 | Civil Works | 100015793 | 995454 |  | 18 |  | All civil works for Drains construction of Section C-C including crossings if any as per technical specification and tender drawingscomplete in all respect with all labour and materials. | M | 200 |  | INCLUDED | 0 | 0 | 0 | 0 | 0 | 0 | 0 | 0 | 0.18 | 0
255 | 7000020228 | 930 | 1720 | 260 | Civil Works | 100001478 | 995454 |  | 18 |  | Cable Trench including all types of crossings, all metallic works and sump pit including concrte and reinforcement steel Section 2-2 | M | 20 |  | INCLUDED | 0 | 0 | 0 | 0 | 0 | 0 | 0 | 0 | 0.18 | 0
256 | 7000020228 | 930 | 1720 | 270 | Civil Works | 100001479 | 995454 |  | 18 |  | Cable Trench including all types of crossings, all metallic works and sump pit including concrte and reinforcement steel Section 3-3 | M | 150 |  | INCLUDED | 0 | 0 | 0 | 0 | 0 | 0 | 0 | 0 | 0.18 | 0
257 | 7000020228 | 930 | 1720 | 280 | Civil Works | 100003295 | 995429 |  | 18 |  | Dismantling of RCC in foundation including disposal of debris and reinforcement bars of dismantled RCC works within substationboundaries as per direction of enginner incahrge | M3 | 30 |  | INCLUDED | 0 | 0 | 0 | 0 | 0 | 0 | 0 | 0 | 0.18 | 0
258 | 7000020228 | 930 | 1720 | 290 | Civil Works | 100002911 | 995432 |  | 18 |  | Earthwork in excavation & filling in all types of soil and soft/disintegrated rock in open areas/nallas/channels, to the requiredslopes, shapes, levels, elevations and profile, including trimming of bottom and slopes of excavation, bailing out rain(dewatering), pumping, removal of slush, preparing embankments/marginal banks, loosening, dressing, spreading material in layers notexceeding 200mm, as per direction of Engineer-in-Charge, water flooding, compacting to achieve 95% consolidation at optimum moisturecontent, finishing etc. all complete, for all leads and lifts within leveling boundary, including disposal of surplus earth andstacking of unsuitable material within a lead of 2.0 Km beyond substation boundary, with all labour, material, tools, tackles andequipment, safeguards and incidentals, Royalty,taxes etc. as necessary, as per drawings, specification and directions of theEngineer-in-Charge. Clearing of jungle is included in this item. (Only excavation/cutting will be measured for payment purpose.) | M3 | 50 |  | INCLUDED | 0 | 0 | 0 | 0 | 0 | 0 | 0 | 0 | 0.18 | 0
259 | 7000020228 | 930 | 1720 | 300 | Civil Works | 100002583 | 995432 |  | 18 |  | Supply of earth (excluding rock & boulders) at site including royalty, carriage and filling in specified areas in layers notexceeding 200mm in depth, compacting under optimum moisture condition to achieve 95% of Proctor density, finishing etc. allcomplete, for all leads & lifts, with all labour, material, tools, tackles, equipments, safeguards & incidentals as necessary as perdrawings, specification and direction of the Engineer- in- Charge. | M3 | 25 |  | INCLUDED | 0 | 0 | 0 | 0 | 0 | 0 | 0 | 0 | 0.18 | 0
260 | 7000020228 | 940 | 1730 | 10 | Foundation Bolt | 100001674 | 995455 |  | 18 |  | Erection of 28mm dia foundation bolts including nuts, checknuts, washers and packplates. | EA | 1088 |  | INCLUDED | 0 | 0 | 0 | 0 | 0 | 0 | 0 | 0 | 0.18 | 0
261 | 7000020228 | 960 | 1750 | 10 | Non Standard Structure | 100001210 | 995455 |  | 18 |  | Erection of Lattice Structures (MS Steel), to be designed during detailed engineering, for towers, beams and equipment supportstructure including pack plates / packwashers and gusset plates excluding fasteners and foundation bolts | MT | 78 |  | INCLUDED | 0 | 0 | 0 | 0 | 0 | 0 | 0 | 0 | 0.18 | 0
262 | 7000020228 | 960 | 1750 | 20 | Non Standard Structure | 100001680 | 995455 |  | 18 |  | Erection of fasteners ( nuts, bolts and washers ) including step bolts for lattice and pipe structures to be designed duringdetailed engineering | MT | 4 |  | INCLUDED | 0 | 0 | 0 | 0 | 0 | 0 | 0 | 0 | 0.18 | 0
263 | 7000020228 | 960 | 1750 | 30 | Non Standard Structure | 100001681 | 995455 |  | 18 |  | Erection of foundation bolts including nuts, checknut and washers for lattice and pipe structures to be designed during detailedengineering | MT | 6 |  | INCLUDED | 0 | 0 | 0 | 0 | 0 | 0 | 0 | 0 | 0.18 | 0
D | NIT Bikaner SS Ext.
264 | 7000020229 | 950 | 1290 | 10 | 800kV 50kA AIS EQUIPMENT | 100000133 | 998736 |  | 18 |  | 765kV, 3150A, 50kA Circuit Breaker(3-Phase) with closing resistor (withsupport structure) | EA | 1 |  | INCLUDED | 0 | 0 | 0 | 0 | 0 | 0 | 0 | 0 | 0.18 | 0
265 | 7000020229 | 950 | 1290 | 20 | 800kV 50kA AIS EQUIPMENT | 100000134 | 998736 |  | 18 |  | 765kV, 3150A, 50kA Circuit Breaker(3-Phase) without closing resistor(with support structure) | EA | 1 |  | INCLUDED | 0 | 0 | 0 | 0 | 0 | 0 | 0 | 0 | 0.18 | 0
266 | 7000020229 | 950 | 1290 | 30 | 800kV 50kA AIS EQUIPMENT | 100000136 | 998736 |  | 18 |  | Controlled Switching Device for 765 kV, 3-ph Circuit Breaker | EA | 2 |  | INCLUDED | 0 | 0 | 0 | 0 | 0 | 0 | 0 | 0 | 0.18 | 0
267 | 7000020229 | 950 | 1290 | 40 | 800kV 50kA AIS EQUIPMENT | 100000143 | 998736 |  | 18 |  | 765 kV, 3000A, 50KA, 1-Phase CurrentTransformer with 120% extended currentrating | EA | 6 |  | INCLUDED | 0 | 0 | 0 | 0 | 0 | 0 | 0 | 0 | 0.18 | 0
268 | 7000020229 | 950 | 1290 | 50 | 800kV 50kA AIS EQUIPMENT | 100000171 | 998736 |  | 18 |  | 765kV, 3150A, 50kA, Vertical Knee/DoubleBreak Isolator (3-Phase) with one E/S | EA | 3 |  | INCLUDED | 0 | 0 | 0 | 0 | 0 | 0 | 0 | 0 | 0.18 | 0
269 | 7000020229 | 950 | 1290 | 60 | 800kV 50kA AIS EQUIPMENT | 100000172 | 998736 |  | 18 |  | 765kV, 3150A, 50kA, Vertical Knee/DoubleBreak Isolator (3-Phase) with two E/S | EA | 2 |  | INCLUDED | 0 | 0 | 0 | 0 | 0 | 0 | 0 | 0 | 0.18 | 0
270 | 7000020229 | 950 | 1290 | 70 | 800kV 50kA AIS EQUIPMENT | 100000181 | 998736 |  | 18 |  | 765kV, 3150A, 50kA, Vertical Knee/DoubleBreak Isolator (1-Phase) with one E/S | EA | 4 |  | INCLUDED | 0 | 0 | 0 | 0 | 0 | 0 | 0 | 0 | 0.18 | 0
271 | 7000020229 | 950 | 1290 | 80 | 800kV 50kA AIS EQUIPMENT | 100000182 | 998736 |  | 18 |  | 765kV, 3150A, 50kA, Vertical Knee/DoubleBreak Isolator (1-Phase) without E/S | EA | 5 |  | INCLUDED | 0 | 0 | 0 | 0 | 0 | 0 | 0 | 0 | 0.18 | 0
272 | 7000020229 | 950 | 1290 | 90 | 800kV 50kA AIS EQUIPMENT | 100000183 | 998736 |  | 18 |  | 624kV Surge Arrester (1-Phase) | EA | 6 |  | INCLUDED | 0 | 0 | 0 | 0 | 0 | 0 | 0 | 0 | 0.18 | 0
273 | 7000020229 | 950 | 1290 | 100 | 800kV 50kA AIS EQUIPMENT | 100000194 | 998736 |  | 18 |  | Erection of 765 kV, 1-Phase, Bus Post Insulator (except wave Traps) | SET | 6 |  | INCLUDED | 0 | 0 | 0 | 0 | 0 | 0 | 0 | 0 | 0.18 | 0
274 | 7000020229 | 950 | 1290 | 110 | 800kV 50kA AIS EQUIPMENT | 100006903 | 998736 |  | 18 |  | Dismantling, Shifting, transportation and re-erection of 765kV110MVAR, 1-phase, existing Reactors . | LS | 4 |  | INCLUDED | 0 | 0 | 0 | 0 | 0 | 0 | 0 | 0 | 0.18 | 0
275 | 7000020229 | 960 | 1320 | 10 | 420kV, 50kA AIS EQUIPMENT | 100001898 | 998736 |  | 18 |  | 420kV, 3150A, 50kA Circuit Breaker(3-Phase) without closing resistor(withsupport structure) | EA | 1 |  | INCLUDED | 0 | 0 | 0 | 0 | 0 | 0 | 0 | 0 | 0.18 | 0
276 | 7000020229 | 960 | 1320 | 40 | 420kV, 50kA AIS EQUIPMENT | 100000316 | 998736 |  | 18 |  | 420kV, 3150A, 50KA, Isolator (1 phase)(Double Break) with one E/S | EA | 3 |  | INCLUDED | 0 | 0 | 0 | 0 | 0 | 0 | 0 | 0 | 0.18 | 0
277 | 7000020229 | 960 | 1320 | 50 | 420kV, 50kA AIS EQUIPMENT | 100000317 | 998736 |  | 18 |  | 420kV, 3150A, 50KA, Isolator (1 phase)(Double Break) without E/S | EA | 3 |  | INCLUDED | 0 | 0 | 0 | 0 | 0 | 0 | 0 | 0 | 0.18 | 0
278 | 7000020229 | 960 | 1320 | 60 | 420kV, 50kA AIS EQUIPMENT | 100000328 | 998736 |  | 18 |  | 336kV Surge Arrester (1-phase) | EA | 3 |  | INCLUDED | 0 | 0 | 0 | 0 | 0 | 0 | 0 | 0 | 0.18 | 0
279 | 7000020229 | 970 | 1390 | 10 | 36kV AIS EQUIPMENT | 100000011 | 998736 |  | 18 |  | Current transformer (33kV) for transformer Netural along with support structure & terminal connector | SET | 1 |  | INCLUDED | 0 | 0 | 0 | 0 | 0 | 0 | 0 | 0 | 0.18 | 0
280 | 7000020229 | 980 | 1400 | 10 | Erection Hardware for 765 kV S/Y | 100000048 | 998736 |  | 18 |  | Bus post insulators, spacers, equipmentsupport structures, conductor(s), Altube, clamp, connectors including 765KV and neutral bushings terminalconnectors etc for Neutral formationfor one bank (comprise of three singlephase units of Reactors) and connectionto neutral grounding reactor (asapplicable) and making connectionarrangement to connect spare unit inplace of any unit of the bank withoutphysical shifting. | LOT | 1 |  | INCLUDED | 0 | 0 | 0 | 0 | 0 | 0 | 0 | 0 | 0.18 | 0
281 | 7000020229 | 980 | 1400 | 20 | Erection Hardware for 765 kV S/Y | 100000005 | 998736 |  | 18 |  | Bus post insulators, spacers, equipment support structures, conductors, Al tube, clamp, connectors (including 765kV, 400kV, tertiaryand neutural bushing terminal connectors etc) for arrangement of netural formation for Transformer(s), DELTA formation for one bank(each bank comprises of 3 single phase units of Autotransformers) and making connection arrangement to connect spare unit in placeof any unit of the bank without physical shifting | LOT | 1 |  | INCLUDED | 0 | 0 | 0 | 0 | 0 | 0 | 0 | 0 | 0.18 | 0
282 | 7000020229 | 980 | 1400 | 30 | Erection Hardware for 765 kV S/Y | 100000190 | 998731 |  | 18 |  | Erection Hardware for 765kV I type layout-Spare bay of half dia. as per specification | SET | 1 |  | INCLUDED | 0 | 0 | 0 | 0 | 0 | 0 | 0 | 0 | 0.18 | 0
283 | 7000020229 | 980 | 1400 | 40 | Erection Hardware for 765 kV S/Y | 100000186 | 998731 |  | 18 |  | Erection Hardware for 765kV I type layout-Bus Reactor bay as per specification | SET | 1 |  | INCLUDED | 0 | 0 | 0 | 0 | 0 | 0 | 0 | 0 | 0.18 | 0
284 | 7000020229 | 980 | 1400 | 50 | Erection Hardware for 765 kV S/Y | 100000185 | 998731 |  | 18 |  | Erection Hardware for 765kV I type layout-Transformer bay as per specification | SET | 1 |  | INCLUDED | 0 | 0 | 0 | 0 | 0 | 0 | 0 | 0 | 0.18 | 0
285 | 7000020229 | 980 | 1400 | 60 | Erection Hardware for 765 kV S/Y | 100000192 | 998731 |  | 18 |  | Erection Hardware for 765kV I type layout-Bus Work (For one diameters) as per specification | SET | 1 |  | INCLUDED | 0 | 0 | 0 | 0 | 0 | 0 | 0 | 0 | 0.18 | 0
286 | 7000020229 | 990 | 1401 | 10 | 765kV Insulator and Hardware | 100017139 | 998731 |  | 18 |  | 765KV SUSPENSION INSULATOR STRING AND ASSOCIATED HARDWARE FITTINGS WITH DROP CLAMP SUITABLE FOR QUAD CONDUCTOR | EA | 6 |  | INCLUDED | 0 | 0 | 0 | 0 | 0 | 0 | 0 | 0 | 0.18 | 0
287 | 7000020229 | 990 | 1401 | 20 | 765kV Insulator and Hardware | 100017138 | 998731 |  | 18 |  | 765KV SUSPENSION INSULATOR STRING AND ASSOCIATED HARDWARE FITTINGS WITH THROUGH CLAMP SUITABLE FOR QUAD CONDUCTOR | EA | 6 |  | INCLUDED | 0 | 0 | 0 | 0 | 0 | 0 | 0 | 0 | 0.18 | 0
288 | 7000020229 | 990 | 1401 | 30 | 765kV Insulator and Hardware | 100017135 | 998731 |  | 18 |  | 765KV TENSION INSULATOR STRING AND ASSOCIATED HARDWARE FITTINGS WITHOUT TURN BUCKLE SUITABLE FOR QUAD CONDUCTOR | EA | 12 |  | INCLUDED | 0 | 0 | 0 | 0 | 0 | 0 | 0 | 0 | 0.18 | 0
289 | 7000020229 | 990 | 1401 | 40 | 765kV Insulator and Hardware | 100017134 | 998731 |  | 18 |  | 765KV TENSION INSULATOR STRING AND ASSOCIATED HARDWARE FITTINGS WITH TURN BUCKLE SUITABLE FOR QUAD CONDUCTOR | EA | 12 |  | INCLUDED | 0 | 0 | 0 | 0 | 0 | 0 | 0 | 0 | 0.18 | 0
290 | 7000020229 | 1000 | 1410 | 10 | Erection Hardware for 420kV I-Type S/Y | 100000339 | 998731 |  | 18 |  | Erection Hardware for 400kV I type layout-Any feeder Extn. on existing half dia. as per specification | SET | 1 |  | INCLUDED | 0 | 0 | 0 | 0 | 0 | 0 | 0 | 0 | 0.18 | 0
291 | 7000020229 | 1010 | 1421 | 10 | 420kV Insulator and Hardware | 100017127 | 998731 |  | 18 |  | 400KV TENSION INSULATOR STRING AND ASSOCIATED HARDWARE FITTINGS WITHOUT TURN BUCKLE SUITABLE FOR QUAD CONDUCTOR | EA | 3 |  | INCLUDED | 0 | 0 | 0 | 0 | 0 | 0 | 0 | 0 | 0.18 | 0
292 | 7000020229 | 1010 | 1421 | 20 | 420kV Insulator and Hardware | 100017126 | 998731 |  | 18 |  | 400KV TENSION INSULATOR STRING AND ASSOCIATED HARDWARE FITTINGS WITH TURN BUCKLE SUITABLE FOR QUAD CONDUCTOR | EA | 3 |  | INCLUDED | 0 | 0 | 0 | 0 | 0 | 0 | 0 | 0 | 0.18 | 0
293 | 7000020229 | 1010 | 1421 | 30 | 420kV Insulator and Hardware | 100017132 | 998731 |  | 18 |  | 400KV SUSPENSION INSULATOR STRING AND ASSOCIATED HARDWARE FITTINGS WITH THROUGH CLAMP SUITABLE FOR QUAD CONDUCTOR | EA | 3 |  | INCLUDED | 0 | 0 | 0 | 0 | 0 | 0 | 0 | 0 | 0.18 | 0
294 | 7000020229 | 1020 | 1451 | 10 | Earthmat | 100003103 | 998731 |  | 18 |  | 40 mm MS rod for Main Earthmat | KM | 4 |  | INCLUDED | 0 | 0 | 0 | 0 | 0 | 0 | 0 | 0 | 0.18 | 0
295 | 7000020229 | 1030 | 1452 | 10 | CSD | 100000268 | 998736 |  | 18 |  | Controlled Switching Device for 420 kV, 3-ph Circuit Breaker | EA | 2 |  | INCLUDED | 0 | 0 | 0 | 0 | 0 | 0 | 0 | 0 | 0.18 | 0
296 | 7000020229 | 1040 | 1460 | 30 | CRP for 765kV Bays | 100000723 | 998736 |  | 18 |  | 765kV Transformer Protection Panel (For both HV & MV side)-(with Automation) | EA | 1 |  | INCLUDED | 0 | 0 | 0 | 0 | 0 | 0 | 0 | 0 | 0.18 | 0
297 | 7000020229 | 1040 | 1460 | 50 | CRP for 765kV Bays | 100000727 | 998736 |  | 18 |  | Augmentation of existing 765kV bus bar protection scheme.(No. of bays as per specification)-(with Automation) | SET | 1 |  | INCLUDED | 0 | 0 | 0 | 0 | 0 | 0 | 0 | 0 | 0.18 | 0
298 | 7000020229 | 1040 | 1460 | 60 | CRP for 765kV Bays | 100016780 | 998736 |  | 18 |  | 765kV Circuit Breaker Relay Panel (with Automation) | EA | 2 |  | INCLUDED | 0 | 0 | 0 | 0 | 0 | 0 | 0 | 0 | 0.18 | 0
299 | 7000020229 | 1050 | 1470 | 10 | CRP for 420kV Bays with SAS | 100016779 | 998736 |  | 18 |  | 400kV Circuit Breaker Relay Panel (with Automation) | EA | 1 |  | INCLUDED | 0 | 0 | 0 | 0 | 0 | 0 | 0 | 0 | 0.18 | 0
300 | 7000020229 | 1050 | 1470 | 20 | CRP for 420kV Bays with SAS | 100000735 | 998736 |  | 18 |  | Augmentation of existing 400kV bus bar protection scheme.(No. of bays as per specification)-(with Automation) | SET | 1 |  | INCLUDED | 0 | 0 | 0 | 0 | 0 | 0 | 0 | 0 | 0.18 | 0
301 | 7000020229 | 1060 | 1513 | 10 | SAS-AUG | 100002068 | 998736 |  | 18 |  | Augmentation of Substation automation system for 765kV Main bay as per Technical Specification | EA | 2 |  | INCLUDED | 0 | 0 | 0 | 0 | 0 | 0 | 0 | 0 | 0.18 | 0
302 | 7000020229 | 1060 | 1513 | 20 | SAS-AUG | 100002074 | 998736 |  | 18 |  | Augmentation of Substation automation System for 765kV Tie bay as per Technical Specification | EA | 2 |  | INCLUDED | 0 | 0 | 0 | 0 | 0 | 0 | 0 | 0 | 0.18 | 0
303 | 7000020229 | 1060 | 1513 | 30 | SAS-AUG | 100002069 | 998736 |  | 18 |  | Augmentation of Substation automation System for 400kV Main bay as per Technical Specification | EA | 1 |  | INCLUDED | 0 | 0 | 0 | 0 | 0 | 0 | 0 | 0 | 0.18 | 0
304 | 7000020229 | 1070 | 1520 | 10 | VMS | 100002500 | 998731 |  | 18 |  | Color IP camera, with PAN, TILT and ZOOM facilities, alongwith all required Items, Accessories, Line Interface units, Fiber patchcords, Power supply units, Junction Boxes, Cables, Fiber Optic Cables, etc., and including Integration in existing Hardware andSoftware for Augmentation of Visual Monitoring System as per technical specification. | SET | 1 |  | INCLUDED | 0 | 0 | 0 | 0 | 0 | 0 | 0 | 0 | 0.18 | 0
305 | 7000020229 | 1080 | 1590 | 10 | POWER & CONTROL CABLE | 100002180 | 998736 |  | 18 |  | 1.1kV grade Power Cables (XLPEinsulated) along withlugs,glands,straight joints &accessories,etc. | LS | 1 |  | INCLUDED | 0 | 0 | 0 | 0 | 0 | 0 | 0 | 0 | 0.18 | 0
306 | 7000020229 | 1080 | 1590 | 20 | POWER & CONTROL CABLE | 100002181 | 998736 |  | 18 |  | 1.1kV grade Power Cables (PVCinsulated)along withlugs,glands,straight joints &accessories,etc. | LS | 1 |  | INCLUDED | 0 | 0 | 0 | 0 | 0 | 0 | 0 | 0 | 0.18 | 0
307 | 7000020229 | 1090 | 1600 | 10 | AIR CONDITIONING & VENTILATION SYSTEM | 100001881 | 995463 |  | 18 |  | Air conditioning system for Switchyard Panel Room of 9m length | SET | 1 |  | INCLUDED | 0 | 0 | 0 | 0 | 0 | 0 | 0 | 0 | 0.18 | 0
308 | 7000020229 | 1100 | 1610 | 10 | FIRE FIGHTING SYSTEM | 100016781 | 998736 |  | 18 |  | HVW spray system, Hydrant system and complete U/G & O/G piping and accessories etc. out side the pump house for 765 KV, 1-phaseAutotransformer | SET | 3 |  | INCLUDED | 0 | 0 | 0 | 0 | 0 | 0 | 0 | 0 | 0.18 | 0
309 | 7000020229 | 1100 | 1610 | 20 | FIRE FIGHTING SYSTEM | 100016786 | 998736 |  | 18 |  | HVW spray system, Hydrant system and complete U/G & O/G piping and accessories etc. out side the pump house for 765/âˆš3 kV SinglePhase Reactor | SET | 4 |  | INCLUDED | 0 | 0 | 0 | 0 | 0 | 0 | 0 | 0 | 0.18 | 0
310 | 7000020229 | 1100 | 1610 | 30 | FIRE FIGHTING SYSTEM | 100001871 | 995461 |  | 18 |  | Fire Detection and Alarm System for Switchyard Panel Room of 9 m length | SET | 1 |  | INCLUDED | 0 | 0 | 0 | 0 | 0 | 0 | 0 | 0 | 0.18 | 0
311 | 7000020229 | 1100 | 1610 | 40 | FIRE FIGHTING SYSTEM | 100008260 | 998736 |  | 18 |  | 60 litre foam type Trolley/Wheel mounted Fire extinguisher | EA | 8 |  | INCLUDED | 0 | 0 | 0 | 0 | 0 | 0 | 0 | 0 | 0.18 | 0
312 | 7000020229 | 1100 | 1610 | 50 | FIRE FIGHTING SYSTEM | 100000975 | 995461 |  | 18 |  | 4.5 kg CO2 type Portable Fire extinguisher | EA | 2 |  | INCLUDED | 0 | 0 | 0 | 0 | 0 | 0 | 0 | 0 | 0.18 | 0
313 | 7000020229 | 1110 | 1620 | 10 | ILLUMINATION SYSTEM | 100001115 | 998739 |  | 18 |  | Illumination System for switchyard panel room of 9 m length | SET | 1 |  | INCLUDED | 0 | 0 | 0 | 0 | 0 | 0 | 0 | 0 | 0.18 | 0
314 | 7000020229 | 1110 | 1620 | 20 | ILLUMINATION SYSTEM | 100004926 | 998731 |  | 18 |  | Lighting Fixture LED Luminaires type FL2 as per tech. specifications | EA | 5 |  | INCLUDED | 0 | 0 | 0 | 0 | 0 | 0 | 0 | 0 | 0.18 | 0
315 | 7000020229 | 1110 | 1620 | 30 | ILLUMINATION SYSTEM | 100004852 | 998731 |  | 18 |  | Lighting Fixture LED Luminaires type FL-1 as per tech. specifications | EA | 5 |  | INCLUDED | 0 | 0 | 0 | 0 | 0 | 0 | 0 | 0 | 0.18 | 0
316 | 7000020229 | 1110 | 1620 | 40 | ILLUMINATION SYSTEM | 100001021 | 995461 |  | 18 |  | Lighting Panel type ACP-2 as per technical specification | EA | 2 |  | INCLUDED | 0 | 0 | 0 | 0 | 0 | 0 | 0 | 0 | 0.18 | 0
317 | 7000020229 | 1120 | 1630 | 10 | 765 kV Towers | 100001656 | 995455 |  | 18 |  | Erection of Std 765 kV Arm GWCC including nuts, bolts, all type of washers, packplates, step bolts and gusset plates excludingfoundation bolts | EA | 4 |  | INCLUDED | 0 | 0 | 0 | 0 | 0 | 0 | 0 | 0 | 0.18 | 0
318 | 7000020229 | 1120 | 1630 | 20 | 765 kV Towers | 100001650 | 995455 |  | 18 |  | Erection of Std 765 kV Beam BF including nuts, bolts, all type of washers, packplates, step bolts and gusset plates excludingfoundation bolts | EA | 4 |  | INCLUDED | 0 | 0 | 0 | 0 | 0 | 0 | 0 | 0 | 0.18 | 0
319 | 7000020229 | 1120 | 1630 | 30 | 765 kV Towers | 100001649 | 995455 |  | 18 |  | Erection of Std 765 kV Beam BE including nuts, bolts, all type of washers, packplates, step bolts and gusset plates excludingfoundation bolts | EA | 2 |  | INCLUDED | 0 | 0 | 0 | 0 | 0 | 0 | 0 | 0 | 0.18 | 0
320 | 7000020229 | 1120 | 1630 | 40 | 765 kV Towers | 100001642 | 995455 |  | 18 |  | Erection of Std 765 kV Tower CC including nuts, bolts, all type of washers, packplates, step bolts and gusset plates excludingfoundation bolts | EA | 4 |  | INCLUDED | 0 | 0 | 0 | 0 | 0 | 0 | 0 | 0 | 0.18 | 0
321 | 7000020229 | 1120 | 1630 | 50 | 765 kV Towers | 100001655 | 995455 |  | 18 |  | Erection of Std 765 kV Arm GWCB including nuts, bolts, all type of washers, packplates, step bolts and gusset plates excludingfoundation bolts | EA | 6 |  | INCLUDED | 0 | 0 | 0 | 0 | 0 | 0 | 0 | 0 | 0.18 | 0
322 | 7000020229 | 1120 | 1630 | 60 | 765 kV Towers | 100001648 | 995455 |  | 18 |  | Erection of Std 765 kV Beam BD including nuts, bolts, all type of washers, packplates, step bolts and gusset plates excludingfoundation bolts | EA | 6 |  | INCLUDED | 0 | 0 | 0 | 0 | 0 | 0 | 0 | 0 | 0.18 | 0
323 | 7000020229 | 1120 | 1630 | 70 | 765 kV Towers | 100001647 | 995455 |  | 18 |  | Erection of Std 765 kV Beam BC including nuts, bolts, all type of washers, packplates, step bolts and gusset plates excludingfoundation bolts | EA | 3 |  | INCLUDED | 0 | 0 | 0 | 0 | 0 | 0 | 0 | 0 | 0.18 | 0
324 | 7000020229 | 1120 | 1630 | 80 | 765 kV Towers | 100001641 | 995455 |  | 18 |  | Erection of Std 765 kV Tower CB including nuts, bolts, all type of washers, packplates, step bolts and gusset plates excludingfoundation bolts | EA | 6 |  | INCLUDED | 0 | 0 | 0 | 0 | 0 | 0 | 0 | 0 | 0.18 | 0
325 | 7000020229 | 1120 | 1630 | 90 | 765 kV Towers | 100001646 | 995455 |  | 18 |  | Erection of Std 765 kV Beam BB including nuts, bolts, all type of washers, packplates, step bolts and gusset plates excludingfoundation bolts | EA | 4 |  | INCLUDED | 0 | 0 | 0 | 0 | 0 | 0 | 0 | 0 | 0.18 | 0
326 | 7000020229 | 1120 | 1630 | 100 | 765 kV Towers | 100001645 | 995455 |  | 18 |  | Erection of Std 765 kV Beam BA including nuts, bolts, all type of washers, packplates, step bolts and gusset plates excludingfoundation bolts | EA | 2 |  | INCLUDED | 0 | 0 | 0 | 0 | 0 | 0 | 0 | 0 | 0.18 | 0
327 | 7000020229 | 1120 | 1630 | 110 | 765 kV Towers | 100001640 | 995455 |  | 18 |  | Erection of Std 765 kV Tower CA including nuts, bolts, all type of washers, packplates, step bolts and gusset plates excludingfoundation bolts | EA | 4 |  | INCLUDED | 0 | 0 | 0 | 0 | 0 | 0 | 0 | 0 | 0.18 | 0
328 | 7000020229 | 1120 | 1630 | 120 | 765 kV Towers | 100001575 | 995429 |  | 18 |  | Dismantling and Re-erection of LM | EA | 1 |  | INCLUDED | 0 | 0 | 0 | 0 | 0 | 0 | 0 | 0 | 0.18 | 0
329 | 7000020229 | 1120 | 1630 | 130 | 765 kV Towers | 100003131 | 995455 |  | 18 |  | Erection of Std 765 kV Arm GWCG including nuts, bolts, all type of washers, packplates, step bolts and gusset plates excludingfoundation bolts | EA | 2 |  | INCLUDED | 0 | 0 | 0 | 0 | 0 | 0 | 0 | 0 | 0.18 | 0
330 | 7000020229 | 1120 | 1630 | 140 | 765 kV Towers | 100003128 | 995455 |  | 18 |  | Erection of Std 765 kV Tower 7CG including nuts, bolts, all type of washers, packplates, step bolts and gusset plates excludingfoundation bolts | EA | 2 |  | INCLUDED | 0 | 0 | 0 | 0 | 0 | 0 | 0 | 0 | 0.18 | 0
331 | 7000020229 | 1120 | 1630 | 150 | 765 kV Towers | 100003130 | 995455 |  | 18 |  | Erection of Std 765 kV Beam 7BN including nuts, bolts, all type of washers, packplates, step bolts and gusset plates excludingfoundation bolts | EA | 2 |  | INCLUDED | 0 | 0 | 0 | 0 | 0 | 0 | 0 | 0 | 0.18 | 0
332 | 7000020229 | 1120 | 1630 | 160 | 765 kV Towers | 100003129 | 995455 |  | 18 |  | Erection of Std 765 kV Beam 7BM including nuts, bolts, all type of washers, packplates, step bolts and gusset plates excludingfoundation bolts | EA | 1 |  | INCLUDED | 0 | 0 | 0 | 0 | 0 | 0 | 0 | 0 | 0.18 | 0
333 | 7000020229 | 1130 | 1640 | 10 | 765 kV Equipment support structures | 100001659 | 995455 |  | 18 |  | Erection of Std 765 kV Support Structure 1-Phase BPI including nuts, bolts, all type of washers, packplates, step bolts and gussetplates excluding foundation bolts | EA | 6 |  | INCLUDED | 0 | 0 | 0 | 0 | 0 | 0 | 0 | 0 | 0.18 | 0
334 | 7000020229 | 1130 | 1640 | 20 | 765 kV Equipment support structures | 100001660 | 995455 |  | 18 |  | Erection of Std 765 kV Support Structure 1-Phase CT including nuts, bolts, all type of washers, packplates, step bolts and gussetplates excluding foundation bolts | EA | 6 |  | INCLUDED | 0 | 0 | 0 | 0 | 0 | 0 | 0 | 0 | 0.18 | 0
335 | 7000020229 | 1130 | 1640 | 30 | 765 kV Equipment support structures | 100001662 | 995455 |  | 18 |  | Erection of Std 765 kV Support Structure 3 Phase ISOLATOR including nuts, bolts, all type of washers, packplates, step bolts andgusset plates excluding foundation bolts | EA | 5 |  | INCLUDED | 0 | 0 | 0 | 0 | 0 | 0 | 0 | 0 | 0.18 | 0
336 | 7000020229 | 1130 | 1640 | 40 | 765 kV Equipment support structures | 100001663 | 995455 |  | 18 |  | Erection of Std 765 kV Support Structure 1-Phase LA including nuts, bolts, all type of washers, packplates, step bolts and gussetplates excluding foundation bolts | EA | 6 |  | INCLUDED | 0 | 0 | 0 | 0 | 0 | 0 | 0 | 0 | 0.18 | 0
337 | 7000020229 | 1130 | 1640 | 50 | 765 kV Equipment support structures | 100002573 | 995455 |  | 18 |  | Erection of Std 765 kV Support Structure 1 Phase ISOLATOR including nuts, bolts, all type of washers, packplates, step bolts andgusset plates excluding foundation bolts | EA | 9 |  | INCLUDED | 0 | 0 | 0 | 0 | 0 | 0 | 0 | 0 | 0.18 | 0
338 | 7000020229 | 1140 | 1660 | 10 | 400kV Equipment support structures | 100001217 | 995455 |  | 18 |  | Erection of Pipe Structure - 400 kV, 1-Phase, BPI, (Excluding Wave Trap), including nuts, bolts, all type of washers,packplates, step bolts and gusset plates excluding foundation bolts | EA | 5 |  | INCLUDED | 0 | 0 | 0 | 0 | 0 | 0 | 0 | 0 | 0.18 | 0
339 | 7000020229 | 1140 | 1660 | 20 | 400kV Equipment support structures | 100001212 | 995455 |  | 18 |  | Erection of Pipe Structure - 400 kV 1-Phase CT including nuts, bolts, all type of washers, packplates, step bolts and gusset platesexcluding foundation bolts | EA | 3 |  | INCLUDED | 0 | 0 | 0 | 0 | 0 | 0 | 0 | 0 | 0.18 | 0
340 | 7000020229 | 1140 | 1660 | 30 | 400kV Equipment support structures | 100001214 | 995455 |  | 18 |  | Erection of Pipe Structure - 400 kV 3-Phase ISOLATOR including nuts, bolts, all type of washers, packplates, step bolts and gussetplates excluding foundation bolts | EA | 1 |  | INCLUDED | 0 | 0 | 0 | 0 | 0 | 0 | 0 | 0 | 0.18 | 0
341 | 7000020229 | 1140 | 1660 | 40 | 400kV Equipment support structures | 100001216 | 995455 |  | 18 |  | Erection of Pipe Structure - 400 kV 1-Phase SA including nuts, bolts, all type of washers, packplates, step bolts and gusset platesexcluding foundation bolts | EA | 3 |  | INCLUDED | 0 | 0 | 0 | 0 | 0 | 0 | 0 | 0 | 0.18 | 0
342 | 7000020229 | 1140 | 1660 | 50 | 400kV Equipment support structures | 100002589 | 995455 |  | 18 |  | Erection of Pipe Structure - 400 kV 1 - PH ISOLATOR including nuts, bolts, all type of washers, packplates, step bolts and gussetplates excluding foundation bolts | EA | 6 |  | INCLUDED | 0 | 0 | 0 | 0 | 0 | 0 | 0 | 0 | 0.18 | 0
343 | 7000020229 | 1150 | 1680 | 10 | Civil Works | 100004518 | 995433 |  | 18 |  | Excavation in all kind of soil including rock for all leads and lifts, backfilling, disposal of surplus earth within a lead up to2Km as per technical specification. The surplus earth shall be roughly graded . | M3 | 14232 |  | INCLUDED | 0 | 0 | 0 | 0 | 0 | 0 | 0 | 0 | 0.18 | 0
344 | 7000020229 | 1150 | 1680 | 20 | Civil Works | 100001325 | 995454 |  | 18 |  | Providing and laying of Plain Cement Concrete (PCC) (1:4:8) | M3 | 460 |  | INCLUDED | 0 | 0 | 0 | 0 | 0 | 0 | 0 | 0 | 0.18 | 0
345 | 7000020229 | 1150 | 1680 | 30 | Civil Works | 100001326 | 995454 |  | 18 |  | Providing and laying of Plain Cement Concrete (PCC) (1:2:4) | M3 | 186 |  | INCLUDED | 0 | 0 | 0 | 0 | 0 | 0 | 0 | 0 | 0.18 | 0
346 | 7000020229 | 1150 | 1680 | 40 | Civil Works | 100001328 | 995454 |  | 18 |  | Providing and laying Plain Cement Concrete 1:5:10 (1 cement : 5 sand : 10 brick aggregate) | M3 | 2204 |  | INCLUDED | 0 | 0 | 0 | 0 | 0 | 0 | 0 | 0 | 0.18 | 0
347 | 7000020229 | 1150 | 1680 | 50 | Civil Works | 100001327 | 995454 |  | 18 |  | Providing and laying of Reinforced Cement Concrete M25 mix including pre cast, shuttering, Grouting of pockets & underpinning butexcluding steel reinforcement | M3 | 3359 |  | INCLUDED | 0 | 0 | 0 | 0 | 0 | 0 | 0 | 0 | 0.18 | 0
348 | 7000020229 | 1150 | 1680 | 60 | Civil Works | 100001329 | 995454 |  | 18 |  | Steel Reinforcement | MT | 331 |  | INCLUDED | 0 | 0 | 0 | 0 | 0 | 0 | 0 | 0 | 0.18 | 0
349 | 7000020229 | 1150 | 1680 | 70 | Civil Works | 100001330 | 995428 |  | 18 |  | Stone filling (40 mm size) for transformer/Reactor foundation | M3 | 119 |  | INCLUDED | 0 | 0 | 0 | 0 | 0 | 0 | 0 | 0 | 0.18 | 0
350 | 7000020229 | 1150 | 1680 | 80 | Civil Works | 100001331 | 995455 |  | 18 |  | Misc. Structural steel including rails, embedments, edge protection angles, gratings etc. but excluding the reinforcement steel andsteel for lattice and pipe structures. | MT | 59 |  | INCLUDED | 0 | 0 | 0 | 0 | 0 | 0 | 0 | 0 | 0.18 | 0
351 | 7000020229 | 1150 | 1680 | 90 | Civil Works | 100001714 | 995428 |  | 18 |  | Stone spreading in switchyard excluding PCC | M2 | 24000 |  | INCLUDED | 0 | 0 | 0 | 0 | 0 | 0 | 0 | 0 | 0.18 | 0
352 | 7000020229 | 1150 | 1680 | 100 | Civil Works | 100001713 | 995424 |  | 18 |  | Antiweed treatment | M2 | 28800 |  | INCLUDED | 0 | 0 | 0 | 0 | 0 | 0 | 0 | 0 | 0.18 | 0
353 | 7000020229 | 1150 | 1680 | 110 | Civil Works | 100001712 | 995428 |  | 18 |  | Removing,cleaning and washing of existing stones and respreading of stones in switchyard excluding PCC | M2 | 4800 |  | INCLUDED | 0 | 0 | 0 | 0 | 0 | 0 | 0 | 0 | 0.18 | 0
354 | 7000020229 | 1150 | 1680 | 120 | Civil Works | 100003114 | 995454 |  | 18 |  | External finishing / painting of fire wall (water proofing cement paint) (DSR 13.44.1) | M2 | 1200 |  | INCLUDED | 0 | 0 | 0 | 0 | 0 | 0 | 0 | 0 | 0.18 | 0
355 | 7000020229 | 1150 | 1680 | 130 | Civil Works | 100004507 | 995421 |  | 18 |  | 3.75m wide Cement Concrete road with PCC shoulder including 100 mm dia RCC Hume Pipe @ 100 metre interval as per drawing and TS.However, reinforcement steel and all type concrete shall be paid separately under relevant items | M2 | 300 |  | INCLUDED | 0 | 0 | 0 | 0 | 0 | 0 | 0 | 0 | 0.18 | 0
356 | 7000020229 | 1150 | 1680 | 140 | Civil Works | 100001457 | 995421 |  | 18 |  | Construction of rail cum road as per drawing including all item such as excavation,compactions, rolling watering, WBM etc. butexcluding concrete reinforcement and structural steel-Section having four rails for auto transformer. | M2 | 277 |  | INCLUDED | 0 | 0 | 0 | 0 | 0 | 0 | 0 | 0 | 0.18 | 0
357 | 7000020229 | 1150 | 1680 | 150 | Civil Works | 100001458 | 995421 |  | 18 |  | Construction of rail cum road as per drawing including all item such as excavation,compactions, rolling watering, WBM etc. butexcluding concrete reinforcement and structural steel-Section having two rails for Reactor. | M2 | 268 |  | INCLUDED | 0 | 0 | 0 | 0 | 0 | 0 | 0 | 0 | 0.18 | 0
358 | 7000020229 | 1150 | 1680 | 160 | Civil Works | 100001391 | 995477 |  | 18 |  | New chain Link Fencing excluding concrete | M | 50 |  | INCLUDED | 0 | 0 | 0 | 0 | 0 | 0 | 0 | 0 | 0.18 | 0
359 | 7000020229 | 1150 | 1680 | 170 | Civil Works | 100003121 | 995429 |  | 18 |  | Dismantling of Chain Link fencing and disposal of unserviceable material and stackinmg of serviceable material with in S/S Boundaryas per direction of site-In-charge. | M | 100 |  | INCLUDED | 0 | 0 | 0 | 0 | 0 | 0 | 0 | 0 | 0.18 | 0
360 | 7000020229 | 1150 | 1680 | 180 | Civil Works | 130000761 | 995428 |  | 18 |  | 14.4.2 Providing, laying and fixing following dia RCC pipe NP2 class (light duty) in ground complete with RCC collars, jointingwith cement mortar 1:2 (1 cement : 2 fine sand) including trenching (75 cm deep) and refilling etc as required. : 150 mm dia | M | 70 |  | INCLUDED | 0 | 0 | 0 | 0 | 0 | 0 | 0 | 0 | 0.18 | 0
361 | 7000020229 | 1150 | 1680 | 190 | Civil Works | 130000762 | 995428 |  | 18 |  | 14.4.3 Providing, laying and fixing following dia RCC pipe NP2 class (light duty) in ground complete with RCC collars, jointingwith cement mortar 1:2 (1 cement : 2 fine sand) including trenching (75 cm deep) and refilling etc as required. : 250 mm dia | M | 307 |  | INCLUDED | 0 | 0 | 0 | 0 | 0 | 0 | 0 | 0 | 0.18 | 0
362 | 7000020229 | 1150 | 1680 | 200 | Civil Works | 100020960 | 995461 |  | 18 |  | RCC culvert crossings including supplying and laying hume pipe 250mm dia of grade (NP-3) excluding concrete as per specification. | M | 30 |  | INCLUDED | 0 | 0 | 0 | 0 | 0 | 0 | 0 | 0 | 0.18 | 0
363 | 7000020229 | 1150 | 1680 | 210 | Civil Works | 100020961 | 995461 |  | 18 |  | RCC culvert crossings including supplying and laying hume pipe 300mm dia of grade (NP-3) excluding concrete as per specification. | M | 30 |  | INCLUDED | 0 | 0 | 0 | 0 | 0 | 0 | 0 | 0 | 0.18 | 0
364 | 7000020229 | 1150 | 1680 | 220 | Civil Works | 100020962 | 995461 |  | 18 |  | RCC culvert crossings including supplying and laying hume pipe 450mm dia of grade (NP-3) excluding concrete as per specification. | M | 30 |  | INCLUDED | 0 | 0 | 0 | 0 | 0 | 0 | 0 | 0 | 0.18 | 0
365 | 7000020229 | 1150 | 1680 | 230 | Civil Works | 100001409 | 995462 |  | 18 |  | Supplying and erecting dewatering pumps-5 HP | EA | 1 |  | INCLUDED | 0 | 0 | 0 | 0 | 0 | 0 | 0 | 0 | 0.18 | 0
366 | 7000020229 | 1150 | 1680 | 240 | Civil Works | 100015791 | 995454 |  | 18 |  | All civil works for Drains construction of Section A-A including crossings if any as per technical specification and tender drawingscomplete in all respect with all labour and materials. | M | 200 |  | INCLUDED | 0 | 0 | 0 | 0 | 0 | 0 | 0 | 0 | 0.18 | 0
367 | 7000020229 | 1150 | 1680 | 250 | Civil Works | 100015792 | 995454 |  | 18 |  | All civil works for Drains construction of Section B-B including crossings if any as per technical specification and tender drawingscomplete in all respect with all labour and materials. | M | 200 |  | INCLUDED | 0 | 0 | 0 | 0 | 0 | 0 | 0 | 0 | 0.18 | 0
368 | 7000020229 | 1150 | 1680 | 260 | Civil Works | 100015793 | 995454 |  | 18 |  | All civil works for Drains construction of Section C-C including crossings if any as per technical specification and tender drawingscomplete in all respect with all labour and materials. | M | 100 |  | INCLUDED | 0 | 0 | 0 | 0 | 0 | 0 | 0 | 0 | 0.18 | 0
369 | 7000020229 | 1150 | 1680 | 270 | Civil Works | 100001477 | 995454 |  | 18 |  | Cable Trench including all types of crossings, all metallic works and sump pit including concrte and reinforcement steel Section 1-1 | M | 100 |  | INCLUDED | 0 | 0 | 0 | 0 | 0 | 0 | 0 | 0 | 0.18 | 0
370 | 7000020229 | 1150 | 1680 | 280 | Civil Works | 100001478 | 995454 |  | 18 |  | Cable Trench including all types of crossings, all metallic works and sump pit including concrte and reinforcement steel Section 2-2 | M | 400 |  | INCLUDED | 0 | 0 | 0 | 0 | 0 | 0 | 0 | 0 | 0.18 | 0
371 | 7000020229 | 1150 | 1680 | 290 | Civil Works | 100001479 | 995454 |  | 18 |  | Cable Trench including all types of crossings, all metallic works and sump pit including concrte and reinforcement steel Section 3-3 | M | 150 |  | INCLUDED | 0 | 0 | 0 | 0 | 0 | 0 | 0 | 0 | 0.18 | 0
372 | 7000020229 | 1150 | 1680 | 300 | Civil Works | 100001480 | 995454 |  | 18 |  | Cable Trench including all types of crossings, all metallic works and sump pit including concrte and reinforcement steel Section 4-4 | M | 100 |  | INCLUDED | 0 | 0 | 0 | 0 | 0 | 0 | 0 | 0 | 0.18 | 0
373 | 7000020229 | 1150 | 1680 | 310 | Civil Works | 100003437 | 995454 |  | 18 |  | Switchyard Panel Room - Civil Works. All civil works as per drawing and specifications complete, including - brickwork, finishing(external and internal), windows etc. However, excavation, PCC, RCC and reinforcement shall be paid separately as per BPS. | M2 | 45 |  | INCLUDED | 0 | 0 | 0 | 0 | 0 | 0 | 0 | 0 | 0.18 | 0
374 | 7000020229 | 1150 | 1680 | 320 | Civil Works | 100003295 | 995429 |  | 18 |  | Dismantling of RCC in foundation including disposal of debris and reinforcement bars of dismantled RCC works within substationboundaries as per direction of enginner incahrge | M3 | 134 |  | INCLUDED | 0 | 0 | 0 | 0 | 0 | 0 | 0 | 0 | 0.18 | 0
375 | 7000020229 | 1150 | 1680 | 330 | Civil Works | 100001721 | 995428 |  | 18 |  | Supplying, filling and compacting stone boulders mixed with sand under foundations, roads, cable trenches, drains etc in layers notexceeding 250mm thickness including ramming, watering compacting | M3 | 820 |  | INCLUDED | 0 | 0 | 0 | 0 | 0 | 0 | 0 | 0 | 0.18 | 0
376 | 7000020229 | 1150 | 1680 | 340 | Civil Works | 100007097 | 995454 |  | 18 |  | Dry stone pitching 22.5 cm thick including supply of stones and preparing surface complete including construction of 600 mm high and230 mm wide cement concrete (1:3:6) (1 cement : 3 coarse sand (zone-III) : 6 graded stone aggregate 20 mm nominal size) toe wall atthe lowest portion of stone pitching area etc. completed as per theinstruction of Engineer-In-Charge. . | M2 | 240 |  | INCLUDED | 0 | 0 | 0 | 0 | 0 | 0 | 0 | 0 | 0.18 | 0
377 | 7000020229 | 1160 | 1690 | 10 | Foundation Bolt | 100001674 | 995455 |  | 18 |  | Erection of 28mm dia foundation bolts including nuts, checknuts, washers and packplates. | EA | 68 |  | INCLUDED | 0 | 0 | 0 | 0 | 0 | 0 | 0 | 0 | 0.18 | 0
378 | 7000020229 | 1160 | 1690 | 20 | Foundation Bolt | 100001675 | 995455 |  | 18 |  | Erection of 32mm dia foundation bolts including nuts, checknuts, washers and packplates | EA | 792 |  | INCLUDED | 0 | 0 | 0 | 0 | 0 | 0 | 0 | 0 | 0.18 | 0
379 | 7000020229 | 1160 | 1690 | 30 | Foundation Bolt | 100001677 | 995455 |  | 18 |  | Erection of 56mm dia foundation bolts including nuts, checknuts, washers and packplates | EA | 80 |  | INCLUDED | 0 | 0 | 0 | 0 | 0 | 0 | 0 | 0 | 0.18 | 0
380 | 7000020229 | 1160 | 1690 | 40 | Foundation Bolt | 100001679 | 995455 |  | 18 |  | Erection of 80mm dia foundation bolts including nuts, checknuts, washers and packplates | EA | 192 |  | INCLUDED | 0 | 0 | 0 | 0 | 0 | 0 | 0 | 0 | 0.18 | 0
E | NIT Kotputli SS Ext.
381 | 7000020229 | 1850 | 1320 | 10 | 420kV, 50kA AIS EQUIPMENT | 100001898 | 998736 |  | 18 |  | 420kV, 3150A, 50kA Circuit Breaker(3-Phase) without closing resistor(withsupport structure) | EA | 2 |  | INCLUDED | 0 | 0 | 0 | 0 | 0 | 0 | 0 | 0 | 0.18 | 0
382 | 7000020229 | 1850 | 1320 | 20 | 420kV, 50kA AIS EQUIPMENT | 100000270 | 998736 |  | 18 |  | 420 kV, 3000A, 50KA, 1-Phase CurrentTransformer with 120% extended currentrating | EA | 6 |  | INCLUDED | 0 | 0 | 0 | 0 | 0 | 0 | 0 | 0 | 0.18 | 0
383 | 7000020229 | 1850 | 1320 | 30 | 420kV, 50kA AIS EQUIPMENT | 100000307 | 998736 |  | 18 |  | 420kV, 3150A, 50KA, Isolator (3-phase)(Double Break) with one E/S | EA | 6 |  | INCLUDED | 0 | 0 | 0 | 0 | 0 | 0 | 0 | 0 | 0.18 | 0
384 | 7000020229 | 1850 | 1320 | 40 | 420kV, 50kA AIS EQUIPMENT | 100000328 | 998736 |  | 18 |  | 336kV Surge Arrester (1-phase) | EA | 3 |  | INCLUDED | 0 | 0 | 0 | 0 | 0 | 0 | 0 | 0 | 0.18 | 0
385 | 7000020229 | 1850 | 1320 | 50 | 420kV, 50kA AIS EQUIPMENT | 100005443 | 998734 |  | 18 |  | 420KV, 1-PHASE BUS POST INSULATORS | EA | 7 |  | INCLUDED | 0 | 0 | 0 | 0 | 0 | 0 | 0 | 0 | 0.18 | 0
386 | 7000020229 | 1860 | 1340 | 10 | 245kV, 50kA AIS EQUIPMENT | 100003634 | 998736 |  | 18 |  | 245 kV 1600A, 50KA Circuit Breakers (3-Phase) with support | EA | 1 |  | INCLUDED | 0 | 0 | 0 | 0 | 0 | 0 | 0 | 0 | 0.18 | 0
387 | 7000020229 | 1860 | 1340 | 20 | 245kV, 50kA AIS EQUIPMENT | 100001989 | 998736 |  | 18 |  | 245 kV, 1600A, 50KA, 1-Phase CurrentTransformer with 120% extended currentrating | EA | 3 |  | INCLUDED | 0 | 0 | 0 | 0 | 0 | 0 | 0 | 0 | 0.18 | 0
388 | 7000020229 | 1860 | 1340 | 30 | 245kV, 50kA AIS EQUIPMENT | 100002014 | 998736 |  | 18 |  | 245kV, 1600A, 50 KA, 3-phase DoubleBreak Isolator with one E/S | EA | 1 |  | INCLUDED | 0 | 0 | 0 | 0 | 0 | 0 | 0 | 0 | 0.18 | 0
389 | 7000020229 | 1860 | 1340 | 40 | 245kV, 50kA AIS EQUIPMENT | 100002013 | 998736 |  | 18 |  | 245kV, 1600A, 50 KA, 3-phase DoubleBreak Isolator with two E/S | EA | 1 |  | INCLUDED | 0 | 0 | 0 | 0 | 0 | 0 | 0 | 0 | 0.18 | 0
390 | 7000020229 | 1860 | 1340 | 50 | 245kV, 50kA AIS EQUIPMENT | 100002016 | 998736 |  | 18 |  | 245kV, 1600A, 50 KA, 3-phase DoubleBreak Tandem Isolator without E/S | EA | 2 |  | INCLUDED | 0 | 0 | 0 | 0 | 0 | 0 | 0 | 0 | 0.18 | 0
391 | 7000020229 | 1860 | 1340 | 60 | 245kV, 50kA AIS EQUIPMENT | 100000484 | 998736 |  | 18 |  | 216kV Surge Arrester (1-phase) | EA | 3 |  | INCLUDED | 0 | 0 | 0 | 0 | 0 | 0 | 0 | 0 | 0.18 | 0
392 | 7000020229 | 1860 | 1340 | 70 | 245kV, 50kA AIS EQUIPMENT | 100001907 | 998736 |  | 18 |  | 245 kV,1 phase Bus Post Insulator (except for Line Traps) | EA | 12 |  | INCLUDED | 0 | 0 | 0 | 0 | 0 | 0 | 0 | 0 | 0.18 | 0
393 | 7000020229 | 1870 | 1410 | 10 | Erection Hardware for 420kV I-Type S/Y | 100000330 | 998731 |  | 18 |  | Erection Hardware for 400kV I type layout-Transformer bay as per specification | SET | 1 |  | INCLUDED | 0 | 0 | 0 | 0 | 0 | 0 | 0 | 0 | 0.18 | 0
394 | 7000020229 | 1870 | 1410 | 20 | Erection Hardware for 420kV I-Type S/Y | 100000335 | 998731 |  | 18 |  | Erection Hardware for 400kV I type layout-Spare bay of half dia as per specification | SET | 1 |  | INCLUDED | 0 | 0 | 0 | 0 | 0 | 0 | 0 | 0 | 0.18 | 0
395 | 7000020694 | 20 | 1411 | 10 | Erection Hardware for 220kV DMT Type S/Y | 100000486 | 998731 |  | 18 |  | Erection Hardware for 220kV layout (Double Main and Transfer Scheme as per SLD)-Transformer Bay as per specification | SET | 1 |  | INCLUDED | 0 | 0 | 0 | 0 | 0 | 0 | 0 | 0 | 0.18 | 0
396 | 7000020229 | 1880 | 1421 | 10 | 420kV Insulator and Hardware | 100017131 | 998731 |  | 18 |  | 400KV SUSPENSION INSULATOR STRING AND ASSOCIATED HARDWARE FITTINGS WITH DROP CLAMP SUITABLE FOR TWIN CONDUCTOR | EA | 6 |  | INCLUDED | 0 | 0 | 0 | 0 | 0 | 0 | 0 | 0 | 0.18 | 0
397 | 7000020229 | 1880 | 1421 | 20 | 420kV Insulator and Hardware | 100017129 | 998731 |  | 18 |  | 400KV TENSION INSULATOR STRING AND ASSOCIATED HARDWARE FITTINGS WITHOUT TURN BUCKLE SUITABLE FOR TWIN CONDUCTOR | EA | 6 |  | INCLUDED | 0 | 0 | 0 | 0 | 0 | 0 | 0 | 0 | 0.18 | 0
398 | 7000020229 | 1880 | 1421 | 30 | 420kV Insulator and Hardware | 100017128 | 998731 |  | 18 |  | 400KV TENSION INSULATOR STRING AND ASSOCIATED HARDWARE FITTINGS WITH TURN BUCKLE SUITABLE FOR TWIN CONDUCTOR | EA | 6 |  | INCLUDED | 0 | 0 | 0 | 0 | 0 | 0 | 0 | 0 | 0.18 | 0
399 | 7000020229 | 1890 | 1433 | 10 | 220kV Insulator and Hardware | 100017122 | 998731 |  | 18 |  | 220KV SUSPENSION INSULATOR STRING AND ASSOCIATED HARDWARE FITTINGS WITH DROP CLAMP SUITABLE FOR TWIN CONDUCTOR | EA | 3 |  | INCLUDED | 0 | 0 | 0 | 0 | 0 | 0 | 0 | 0 | 0.18 | 0
400 | 7000020229 | 1890 | 1433 | 20 | 220kV Insulator and Hardware | 100017121 | 998731 |  | 18 |  | 220KV SUSPENSION INSULATOR STRING AND ASSOCIATED HARDWARE FITTINGS WITH THROUGH CLAMP SUITABLE FOR TWIN CONDUCTOR | EA | 3 |  | INCLUDED | 0 | 0 | 0 | 0 | 0 | 0 | 0 | 0 | 0.18 | 0
401 | 7000020229 | 1890 | 1433 | 30 | 220kV Insulator and Hardware | 100017118 | 998731 |  | 18 |  | 220KV TENSION INSULATOR STRING AND ASSOCIATED HARDWARE FITTINGS WITHOUT TURN BUCKLE SUITABLE FOR TWIN CONDUCTOR | EA | 6 |  | INCLUDED | 0 | 0 | 0 | 0 | 0 | 0 | 0 | 0 | 0.18 | 0
402 | 7000020229 | 1890 | 1433 | 40 | 220kV Insulator and Hardware | 100017117 | 998731 |  | 18 |  | 220KV TENSION INSULATOR STRING AND ASSOCIATED HARDWARE FITTINGS WITH TURN BUCKLE SUITABLE FOR TWIN CONDUCTOR | EA | 6 |  | INCLUDED | 0 | 0 | 0 | 0 | 0 | 0 | 0 | 0 | 0.18 | 0
403 | 7000020229 | 1900 | 1451 | 10 | Earthmat | 100003103 | 998731 |  | 18 |  | 40 mm MS rod for Main Earthmat | KM | 1 |  | INCLUDED | 0 | 0 | 0 | 0 | 0 | 0 | 0 | 0 | 0.18 | 0
404 | 7000020229 | 1910 | 1470 | 10 | CRP for 420kV Bays with SAS | 100016779 | 998736 |  | 18 |  | 400kV Circuit Breaker Relay Panel (with Automation) | EA | 2 |  | INCLUDED | 0 | 0 | 0 | 0 | 0 | 0 | 0 | 0 | 0.18 | 0
405 | 7000020229 | 1910 | 1470 | 20 | CRP for 420kV Bays with SAS | 100000731 | 998736 |  | 18 |  | 400kV Transformer Protection Panel (For both HV & MV side)-(with Automation) | EA | 1 |  | INCLUDED | 0 | 0 | 0 | 0 | 0 | 0 | 0 | 0 | 0.18 | 0
406 | 7000020229 | 1910 | 1470 | 30 | CRP for 420kV Bays with SAS | 100000735 | 998736 |  | 18 |  | Augmentation of existing 400kV bus bar protection scheme.(No. of bays as per specification)-(with Automation) | SET | 1 |  | INCLUDED | 0 | 0 | 0 | 0 | 0 | 0 | 0 | 0 | 0.18 | 0
407 | 7000020229 | 1920 | 1490 | 10 | CRP for 220kV Bays with SAS | 100016778 | 998736 |  | 18 |  | 220kV Circuit Breaker Relay Panel (with Automation) | EA | 1 |  | INCLUDED | 0 | 0 | 0 | 0 | 0 | 0 | 0 | 0 | 0.18 | 0
408 | 7000020229 | 1920 | 1490 | 20 | CRP for 220kV Bays with SAS | 100000743 | 998736 |  | 18 |  | Augmentation of existing 220kV bus bar protection scheme.(No. of bays as per specification)-(with Automation) | SET | 1 |  | INCLUDED | 0 | 0 | 0 | 0 | 0 | 0 | 0 | 0 | 0.18 | 0
409 | 7000020229 | 1930 | 1513 | 10 | SAS-AUG | 100002069 | 998736 |  | 18 |  | Augmentation of Substation automation System for 400kV Main bay as per Technical Specification | EA | 1 |  | INCLUDED | 0 | 0 | 0 | 0 | 0 | 0 | 0 | 0 | 0.18 | 0
410 | 7000020229 | 1930 | 1513 | 20 | SAS-AUG | 100002070 | 998736 |  | 18 |  | Augmentation of Substation automation System for 220kV bay as per Technical Specification | EA | 1 |  | INCLUDED | 0 | 0 | 0 | 0 | 0 | 0 | 0 | 0 | 0.18 | 0
411 | 7000020229 | 1930 | 1513 | 30 | SAS-AUG | 100002075 | 998736 |  | 18 |  | Augmentation of Substation automation System for 400kV Tie bay as per Technical Specification | EA | 1 |  | INCLUDED | 0 | 0 | 0 | 0 | 0 | 0 | 0 | 0 | 0.18 | 0
412 | 7000020229 | 1940 | 1520 | 10 | VMS | 100002500 | 998731 |  | 18 |  | Color IP camera, with PAN, TILT and ZOOM facilities, alongwith all required Items, Accessories, Line Interface units, Fiber patchcords, Power supply units, Junction Boxes, Cables, Fiber Optic Cables, etc., and including Integration in existing Hardware andSoftware for Augmentation of Visual Monitoring System as per technical specification. | SET | 1 |  | INCLUDED | 0 | 0 | 0 | 0 | 0 | 0 | 0 | 0 | 0.18 | 0
413 | 7000020229 | 1950 | 1590 | 10 | POWER & CONTROL CABLE | 100002182 | 998736 |  | 18 |  | 1.1kV grade Control Cables (PVCinsulated) along withlugs,glands,straight joints &accessories,etc. | LS | 1 |  | INCLUDED | 0 | 0 | 0 | 0 | 0 | 0 | 0 | 0 | 0.18 | 0
414 | 7000020229 | 1950 | 1590 | 20 | POWER & CONTROL CABLE | 100002181 | 998736 |  | 18 |  | 1.1kV grade Power Cables (PVCinsulated)along withlugs,glands,straight joints &accessories,etc. | LS | 1 |  | INCLUDED | 0 | 0 | 0 | 0 | 0 | 0 | 0 | 0 | 0.18 | 0
415 | 7000020229 | 1960 | 1600 | 10 | AIR CONDITIONING & VENTILATION SYSTEM | 100001882 | 995463 |  | 18 |  | Air conditioning system for Switchyard Panel Room of 6m length | SET | 2 |  | INCLUDED | 0 | 0 | 0 | 0 | 0 | 0 | 0 | 0 | 0.18 | 0
416 | 7000020229 | 1970 | 1610 | 10 | FIRE FIGHTING SYSTEM | 100000975 | 995461 |  | 18 |  | 4.5 kg CO2 type Portable Fire extinguisher | EA | 2 |  | INCLUDED | 0 | 0 | 0 | 0 | 0 | 0 | 0 | 0 | 0.18 | 0
417 | 7000020229 | 1970 | 1610 | 20 | FIRE FIGHTING SYSTEM | 100008260 | 998736 |  | 18 |  | 60 litre foam type Trolley/Wheel mounted Fire extinguisher | EA | 2 |  | INCLUDED | 0 | 0 | 0 | 0 | 0 | 0 | 0 | 0 | 0.18 | 0
418 | 7000020229 | 1970 | 1610 | 30 | FIRE FIGHTING SYSTEM | 100002062 | 995461 |  | 18 |  | Fire Detection and Alarm System for Switchyard Panel Room of 6 m length | SET | 2 |  | INCLUDED | 0 | 0 | 0 | 0 | 0 | 0 | 0 | 0 | 0.18 | 0
419 | 7000020229 | 1970 | 1610 | 40 | FIRE FIGHTING SYSTEM | 100016783 | 998736 |  | 18 |  | HVW spray system, Hydrant system and complete U/G & O/G piping and accessories etc. out side the pump house for 400kV, 3-phaseAutotransformer | SET | 1 |  | INCLUDED | 0 | 0 | 0 | 0 | 0 | 0 | 0 | 0 | 0.18 | 0
420 | 7000020229 | 1980 | 1620 | 10 | ILLUMINATION SYSTEM | 100001021 | 995461 |  | 18 |  | Lighting Panel type ACP-2 as per technical specification | EA | 1 |  | INCLUDED | 0 | 0 | 0 | 0 | 0 | 0 | 0 | 0 | 0.18 | 0
421 | 7000020229 | 1980 | 1620 | 20 | ILLUMINATION SYSTEM | 100001885 | 998739 |  | 18 |  | Outdoor Power Receptacle for oilfiltration unit (250A) | EA | 1 |  | INCLUDED | 0 | 0 | 0 | 0 | 0 | 0 | 0 | 0 | 0.18 | 0
422 | 7000020229 | 1980 | 1620 | 30 | ILLUMINATION SYSTEM | 100004852 | 998731 |  | 18 |  | Lighting Fixture LED Luminaires type FL-1 as per tech. specifications | EA | 3 |  | INCLUDED | 0 | 0 | 0 | 0 | 0 | 0 | 0 | 0 | 0.18 | 0
423 | 7000020229 | 1980 | 1620 | 40 | ILLUMINATION SYSTEM | 100004926 | 998731 |  | 18 |  | Lighting Fixture LED Luminaires type FL2 as per tech. specifications | EA | 3 |  | INCLUDED | 0 | 0 | 0 | 0 | 0 | 0 | 0 | 0 | 0.18 | 0
424 | 7000020229 | 1980 | 1620 | 50 | ILLUMINATION SYSTEM | 100001116 | 998739 |  | 18 |  | Illumination System for switchyard panel room of 6 m length | SET | 2 |  | INCLUDED | 0 | 0 | 0 | 0 | 0 | 0 | 0 | 0 | 0.18 | 0
425 | 7000020229 | 1990 | 1660 | 10 | 400kV Equipment support structures | 100001217 | 995455 |  | 18 |  | Erection of Pipe Structure - 400 kV, 1-Phase, BPI, (Excluding Wave Trap), including nuts, bolts, all type of washers,packplates, step bolts and gusset plates excluding foundation bolts | EA | 7 |  | INCLUDED | 0 | 0 | 0 | 0 | 0 | 0 | 0 | 0 | 0.18 | 0
426 | 7000020229 | 1990 | 1660 | 20 | 400kV Equipment support structures | 100001212 | 995455 |  | 18 |  | Erection of Pipe Structure - 400 kV 1-Phase CT including nuts, bolts, all type of washers, packplates, step bolts and gusset platesexcluding foundation bolts | EA | 6 |  | INCLUDED | 0 | 0 | 0 | 0 | 0 | 0 | 0 | 0 | 0.18 | 0
427 | 7000020229 | 1990 | 1660 | 30 | 400kV Equipment support structures | 100001214 | 995455 |  | 18 |  | Erection of Pipe Structure - 400 kV 3-Phase ISOLATOR including nuts, bolts, all type of washers, packplates, step bolts and gussetplates excluding foundation bolts | EA | 6 |  | INCLUDED | 0 | 0 | 0 | 0 | 0 | 0 | 0 | 0 | 0.18 | 0
428 | 7000020229 | 1990 | 1660 | 40 | 400kV Equipment support structures | 100001216 | 995455 |  | 18 |  | Erection of Pipe Structure - 400 kV 1-Phase SA including nuts, bolts, all type of washers, packplates, step bolts and gusset platesexcluding foundation bolts | EA | 3 |  | INCLUDED | 0 | 0 | 0 | 0 | 0 | 0 | 0 | 0 | 0.18 | 0
429 | 7000020229 | 2000 | 1680 | 10 | 220kV Equipment support structures | 100001226 | 995455 |  | 18 |  | Erection of Pipe Structure - 220 kV 1-Phase High BPI including nuts, bolts, all type of washers, packplates, step bolts and gussetplates excluding foundation bolts | EA | 3 |  | INCLUDED | 0 | 0 | 0 | 0 | 0 | 0 | 0 | 0 | 0.18 | 0
430 | 7000020229 | 2000 | 1680 | 20 | 220kV Equipment support structures | 100001225 | 995455 |  | 18 |  | Erection of Pipe Structure - 220 kV 1-Phase BPI including nuts, bolts, all type of washers, packplates, step bolts and gusset platesexcluding foundation bolts | EA | 9 |  | INCLUDED | 0 | 0 | 0 | 0 | 0 | 0 | 0 | 0 | 0.18 | 0
431 | 7000020229 | 2000 | 1680 | 30 | 220kV Equipment support structures | 100001220 | 995455 |  | 18 |  | Erection of Pipe Structure - 220 kV 1-Phase CT including nuts, bolts, all type of washers, packplates, step bolts and gusset platesexcluding foundation bolts | EA | 3 |  | INCLUDED | 0 | 0 | 0 | 0 | 0 | 0 | 0 | 0 | 0.18 | 0
432 | 7000020229 | 2000 | 1680 | 40 | 220kV Equipment support structures | 100001222 | 995455 |  | 18 |  | Erection of Pipe Structure - 220 kV 3-Phase ISOLATOR including nuts, bolts, all type of washers, packplates, step bolts and gussetplates excluding foundation bolts | EA | 4 |  | INCLUDED | 0 | 0 | 0 | 0 | 0 | 0 | 0 | 0 | 0.18 | 0
433 | 7000020229 | 2000 | 1680 | 50 | 220kV Equipment support structures | 100001224 | 995455 |  | 18 |  | Erection of Pipe Structure - 220 kV 1-Phase SA including nuts, bolts, all type of washers, packplates, step bolts and gusset platesexcluding foundation bolts | EA | 3 |  | INCLUDED | 0 | 0 | 0 | 0 | 0 | 0 | 0 | 0 | 0.18 | 0
434 | 7000020229 | 2010 | 1700 | 10 | Civil Works | 100004518 | 995433 |  | 18 |  | Excavation in all kind of soil including rock for all leads and lifts, backfilling, disposal of surplus earth within a lead up to2Km as per technical specification. The surplus earth shall be roughly graded . | M3 | 1652 |  | INCLUDED | 0 | 0 | 0 | 0 | 0 | 0 | 0 | 0 | 0.18 | 0
435 | 7000020229 | 2010 | 1700 | 20 | Civil Works | 100001325 | 995454 |  | 18 |  | Providing and laying of Plain Cement Concrete (PCC) (1:4:8) | M3 | 81 |  | INCLUDED | 0 | 0 | 0 | 0 | 0 | 0 | 0 | 0 | 0.18 | 0
436 | 7000020229 | 2010 | 1700 | 30 | Civil Works | 100001326 | 995454 |  | 18 |  | Providing and laying of Plain Cement Concrete (PCC) (1:2:4) | M3 | 16 |  | INCLUDED | 0 | 0 | 0 | 0 | 0 | 0 | 0 | 0 | 0.18 | 0
437 | 7000020229 | 2010 | 1700 | 40 | Civil Works | 100001328 | 995454 |  | 18 |  | Providing and laying Plain Cement Concrete 1:5:10 (1 cement : 5 sand : 10 brick aggregate) | M3 | 153 |  | INCLUDED | 0 | 0 | 0 | 0 | 0 | 0 | 0 | 0 | 0.18 | 0
438 | 7000020229 | 2010 | 1700 | 50 | Civil Works | 100001327 | 995454 |  | 18 |  | Providing and laying of Reinforced Cement Concrete M25 mix including pre cast, shuttering, Grouting of pockets & underpinning butexcluding steel reinforcement | M3 | 480 |  | INCLUDED | 0 | 0 | 0 | 0 | 0 | 0 | 0 | 0 | 0.18 | 0
439 | 7000020229 | 2010 | 1700 | 60 | Civil Works | 100001329 | 995454 |  | 18 |  | Steel Reinforcement | MT | 34 |  | INCLUDED | 0 | 0 | 0 | 0 | 0 | 0 | 0 | 0 | 0.18 | 0
440 | 7000020229 | 2010 | 1700 | 70 | Civil Works | 100001330 | 995428 |  | 18 |  | Stone filling (40 mm size) for transformer/Reactor foundation | M3 | 21 |  | INCLUDED | 0 | 0 | 0 | 0 | 0 | 0 | 0 | 0 | 0.18 | 0
441 | 7000020229 | 2010 | 1700 | 80 | Civil Works | 100001331 | 995455 |  | 18 |  | Misc. Structural steel including rails, embedments, edge protection angles, gratings etc. but excluding the reinforcement steel andsteel for lattice and pipe structures. | MT | 26 |  | INCLUDED | 0 | 0 | 0 | 0 | 0 | 0 | 0 | 0 | 0.18 | 0
442 | 7000020229 | 2010 | 1700 | 90 | Civil Works | 100001714 | 995428 |  | 18 |  | Stone spreading in switchyard excluding PCC | M2 | 2000 |  | INCLUDED | 0 | 0 | 0 | 0 | 0 | 0 | 0 | 0 | 0.18 | 0
443 | 7000020229 | 2010 | 1700 | 100 | Civil Works | 100001713 | 995424 |  | 18 |  | Antiweed treatment | M2 | 2000 |  | INCLUDED | 0 | 0 | 0 | 0 | 0 | 0 | 0 | 0 | 0.18 | 0
444 | 7000020229 | 2010 | 1700 | 110 | Civil Works | 100003114 | 995454 |  | 18 |  | External finishing / painting of fire wall (water proofing cement paint) (DSR 13.44.1) | M2 | 240 |  | INCLUDED | 0 | 0 | 0 | 0 | 0 | 0 | 0 | 0 | 0.18 | 0
445 | 7000020229 | 2010 | 1700 | 120 | Civil Works | 100001457 | 995421 |  | 18 |  | Construction of rail cum road as per drawing including all item such as excavation,compactions, rolling watering, WBM etc. butexcluding concrete reinforcement and structural steel-Section having four rails for auto transformer. | M2 | 92 |  | INCLUDED | 0 | 0 | 0 | 0 | 0 | 0 | 0 | 0 | 0.18 | 0
446 | 7000020229 | 2010 | 1700 | 130 | Civil Works | 100001391 | 995477 |  | 18 |  | New chain Link Fencing excluding concrete | M | 50 |  | INCLUDED | 0 | 0 | 0 | 0 | 0 | 0 | 0 | 0 | 0.18 | 0
447 | 7000020229 | 2010 | 1700 | 140 | Civil Works | 100003121 | 995429 |  | 18 |  | Dismantling of Chain Link fencing and disposal of unserviceable material and stackinmg of serviceable material with in S/S Boundaryas per direction of site-In-charge. | M | 100 |  | INCLUDED | 0 | 0 | 0 | 0 | 0 | 0 | 0 | 0 | 0.18 | 0
448 | 7000020229 | 2010 | 1700 | 150 | Civil Works | 100007701 | 995462 |  | 18 |  | Supplying and erecting dewatering pumps- 2 HP | EA | 1 |  | INCLUDED | 0 | 0 | 0 | 0 | 0 | 0 | 0 | 0 | 0.18 | 0
449 | 7000020229 | 2010 | 1700 | 160 | Civil Works | 100001480 | 995454 |  | 18 |  | Cable Trench including all types of crossings, all metallic works and sump pit including concrte and reinforcement steel Section 4-4 | M | 50 |  | INCLUDED | 0 | 0 | 0 | 0 | 0 | 0 | 0 | 0 | 0.18 | 0
450 | 7000020229 | 2010 | 1700 | 170 | Civil Works | 100003437 | 995454 |  | 18 |  | Switchyard Panel Room - Civil Works. All civil works as per drawing and specifications complete, including - brickwork, finishing(external and internal), windows etc. However, excavation, PCC, RCC and reinforcement shall be paid separately as per BPS. | M2 | 60 |  | INCLUDED | 0 | 0 | 0 | 0 | 0 | 0 | 0 | 0 | 0.18 | 0
451 | 7000020229 | 2010 | 1700 | 180 | Civil Works | 100003295 | 995429 |  | 18 |  | Dismantling of RCC in foundation including disposal of debris and reinforcement bars of dismantled RCC works within substationboundaries as per direction of enginner incahrge | M3 | 5 |  | INCLUDED | 0 | 0 | 0 | 0 | 0 | 0 | 0 | 0 | 0.18 | 0
452 | 7000020229 | 2020 | 1710 | 10 | Foundation Bolt | 100001674 | 995455 |  | 18 |  | Erection of 28mm dia foundation bolts including nuts, checknuts, washers and packplates. | EA | 364 |  | INCLUDED | 0 | 0 | 0 | 0 | 0 | 0 | 0 | 0 | 0.18 | 0
F | NIT Bikaner-II SS Ext.
453 | 7000020229 | 2670 | 1310 | 50 | 420kV, 63kA AIS EQUIPMENT | 100000328 | 998736 |  | 18 |  | 336kV Surge Arrester (1-phase) | EA | 15 |  | INCLUDED | 0 | 0 | 0 | 0 | 0 | 0 | 0 | 0 | 0.18 | 0
454 | 7000020229 | 2670 | 1310 | 60 | 420kV, 63kA AIS EQUIPMENT | 100005443 | 998734 |  | 18 |  | 420KV, 1-PHASE BUS POST INSULATORS | EA | 27 |  | INCLUDED | 0 | 0 | 0 | 0 | 0 | 0 | 0 | 0 | 0.18 | 0
455 | 7000020229 | 2680 | 1340 | 70 | 245kV, 50kA AIS EQUIPMENT | 100001907 | 998736 |  | 18 |  | 245 kV,1 phase Bus Post Insulator (except for Line Traps) | EA | 160 |  | INCLUDED | 0 | 0 | 0 | 0 | 0 | 0 | 0 | 0 | 0.18 | 0
456 | 7000020229 | 2690 | 1410 | 10 | Erection Hardware for 420kV I-Type S/Y | 100000337 | 998731 |  | 18 |  | Erection Hardware for 400kV I type layout-Bus Work (For two diameters)/bays as per specification | SET | 1 |  | INCLUDED | 0 | 0 | 0 | 0 | 0 | 0 | 0 | 0 | 0.18 | 0
457 | 7000020229 | 2690 | 1410 | 20 | Erection Hardware for 420kV I-Type S/Y | 100000338 | 998731 |  | 18 |  | Erection Hardware for 400kV I type layout-Bus Work (For one diameter) as per specification | SET | 1 |  | INCLUDED | 0 | 0 | 0 | 0 | 0 | 0 | 0 | 0 | 0.18 | 0
458 | 7000020229 | 2690 | 1410 | 30 | Erection Hardware for 420kV I-Type S/Y | 100000330 | 998731 |  | 18 |  | Erection Hardware for 400kV I type layout-Transformer bay as per specification | SET | 3 |  | INCLUDED | 0 | 0 | 0 | 0 | 0 | 0 | 0 | 0 | 0.18 | 0
459 | 7000020229 | 2690 | 1410 | 40 | Erection Hardware for 420kV I-Type S/Y | 100000339 | 998731 |  | 18 |  | Erection Hardware for 400kV I type layout-Any feeder Extn. on existing half dia. as per specification | SET | 2 |  | INCLUDED | 0 | 0 | 0 | 0 | 0 | 0 | 0 | 0 | 0.18 | 0
460 | 7000020695 | 10 | 1411 | 10 | Erection Hardware for 220kV DMT Type S/Y | 100000486 | 998731 |  | 18 |  | Erection Hardware for 220kV layout (Double Main and Transfer Scheme as per SLD)-Transformer Bay as per specification | SET | 5 |  | INCLUDED | 0 | 0 | 0 | 0 | 0 | 0 | 0 | 0 | 0.18 | 0
461 | 7000020229 | 2700 | 1421 | 10 | 420kV Insulator and Hardware | 100017126 | 998731 |  | 18 |  | 400KV TENSION INSULATOR STRING AND ASSOCIATED HARDWARE FITTINGS WITH TURN BUCKLE SUITABLE FOR QUAD CONDUCTOR | EA | 24 |  | INCLUDED | 0 | 0 | 0 | 0 | 0 | 0 | 0 | 0 | 0.18 | 0
462 | 7000020229 | 2700 | 1421 | 20 | 420kV Insulator and Hardware | 100017127 | 998731 |  | 18 |  | 400KV TENSION INSULATOR STRING AND ASSOCIATED HARDWARE FITTINGS WITHOUT TURN BUCKLE SUITABLE FOR QUAD CONDUCTOR | EA | 24 |  | INCLUDED | 0 | 0 | 0 | 0 | 0 | 0 | 0 | 0 | 0.18 | 0
463 | 7000020229 | 2710 | 1433 | 10 | 220kV Insulator and Hardware | 100017122 | 998731 |  | 18 |  | 220KV SUSPENSION INSULATOR STRING AND ASSOCIATED HARDWARE FITTINGS WITH DROP CLAMP SUITABLE FOR TWIN CONDUCTOR | EA | 30 |  | INCLUDED | 0 | 0 | 0 | 0 | 0 | 0 | 0 | 0 | 0.18 | 0
464 | 7000020229 | 2710 | 1433 | 20 | 220kV Insulator and Hardware | 100017121 | 998731 |  | 18 |  | 220KV SUSPENSION INSULATOR STRING AND ASSOCIATED HARDWARE FITTINGS WITH THROUGH CLAMP SUITABLE FOR TWIN CONDUCTOR | EA | 45 |  | INCLUDED | 0 | 0 | 0 | 0 | 0 | 0 | 0 | 0 | 0.18 | 0
465 | 7000020229 | 2710 | 1433 | 30 | 220kV Insulator and Hardware | 100017116 | 998731 |  | 18 |  | 220KV TENSION INSULATOR STRING AND ASSOCIATED HARDWARE FITTINGS WITHOUT TURN BUCKLE SUITABLE FOR QUAD CONDUCTOR | EA | 9 |  | INCLUDED | 0 | 0 | 0 | 0 | 0 | 0 | 0 | 0 | 0.18 | 0
466 | 7000020229 | 2710 | 1433 | 40 | 220kV Insulator and Hardware | 100017118 | 998731 |  | 18 |  | 220KV TENSION INSULATOR STRING AND ASSOCIATED HARDWARE FITTINGS WITHOUT TURN BUCKLE SUITABLE FOR TWIN CONDUCTOR | EA | 90 |  | INCLUDED | 0 | 0 | 0 | 0 | 0 | 0 | 0 | 0 | 0.18 | 0
467 | 7000020229 | 2710 | 1433 | 50 | 220kV Insulator and Hardware | 100017115 | 998731 |  | 18 |  | 220KV TENSION INSULATOR STRING AND ASSOCIATED HARDWARE FITTINGS WITH TURN BUCKLE SUITABLE FOR QUAD CONDUCTOR | EA | 9 |  | INCLUDED | 0 | 0 | 0 | 0 | 0 | 0 | 0 | 0 | 0.18 | 0
468 | 7000020229 | 2710 | 1433 | 60 | 220kV Insulator and Hardware | 100017117 | 998731 |  | 18 |  | 220KV TENSION INSULATOR STRING AND ASSOCIATED HARDWARE FITTINGS WITH TURN BUCKLE SUITABLE FOR TWIN CONDUCTOR | EA | 90 |  | INCLUDED | 0 | 0 | 0 | 0 | 0 | 0 | 0 | 0 | 0.18 | 0
469 | 7000020229 | 2720 | 1451 | 10 | Earthmat | 100003103 | 998731 |  | 18 |  | 40 mm MS rod for Main Earthmat | KM | 10 |  | INCLUDED | 0 | 0 | 0 | 0 | 0 | 0 | 0 | 0 | 0.18 | 0
470 | 7000020229 | 2730 | 1470 | 10 | CRP for 420kV Bays with SAS | 100000729 | 998736 |  | 18 |  | 400kV Circuit Breaker Relay Panel without Auto Reclose (with Automation) | EA | 8 |  | INCLUDED | 0 | 0 | 0 | 0 | 0 | 0 | 0 | 0 | 0.18 | 0
471 | 7000020229 | 2730 | 1470 | 20 | CRP for 420kV Bays with SAS | 100000731 | 998736 |  | 18 |  | 400kV Transformer Protection Panel (For both HV & MV side)-(with Automation) | EA | 5 |  | INCLUDED | 0 | 0 | 0 | 0 | 0 | 0 | 0 | 0 | 0.18 | 0
472 | 7000020229 | 2730 | 1470 | 30 | CRP for 420kV Bays with SAS | 100000733 | 998736 |  | 18 |  | 400kV Bus Bar Protection Panel (Duplicate)-(with Automation) | SET | 1 |  | INCLUDED | 0 | 0 | 0 | 0 | 0 | 0 | 0 | 0 | 0.18 | 0
473 | 7000020229 | 2730 | 1470 | 40 | CRP for 420kV Bays with SAS | 100000735 | 998736 |  | 18 |  | Augmentation of existing 400kV bus bar protection scheme.(No. of bays as per specification)-(with Automation) | SET | 1 |  | INCLUDED | 0 | 0 | 0 | 0 | 0 | 0 | 0 | 0 | 0.18 | 0
474 | 7000020229 | 2740 | 1490 | 10 | CRP for 220kV Bays with SAS | 100000737 | 998736 |  | 18 |  | 220kV Circuit Breaker Relay Panel without Auto Reclose (with Automation) | EA | 5 |  | INCLUDED | 0 | 0 | 0 | 0 | 0 | 0 | 0 | 0 | 0.18 | 0
475 | 7000020229 | 2740 | 1490 | 20 | CRP for 220kV Bays with SAS | 100000743 | 998736 |  | 18 |  | Augmentation of existing 220kV bus bar protection scheme.(No. of bays as per specification)-(with Automation) | SET | 1 |  | INCLUDED | 0 | 0 | 0 | 0 | 0 | 0 | 0 | 0 | 0.18 | 0
476 | 7000020229 | 2750 | 1513 | 10 | SAS-AUG | 100002069 | 998736 |  | 18 |  | Augmentation of Substation automation System for 400kV Main bay as per Technical Specification | EA | 5 |  | INCLUDED | 0 | 0 | 0 | 0 | 0 | 0 | 0 | 0 | 0.18 | 0
477 | 7000020229 | 2750 | 1513 | 20 | SAS-AUG | 100002075 | 998736 |  | 18 |  | Augmentation of Substation automation System for 400kV Tie bay as per Technical Specification | EA | 3 |  | INCLUDED | 0 | 0 | 0 | 0 | 0 | 0 | 0 | 0 | 0.18 | 0
478 | 7000020229 | 2750 | 1513 | 30 | SAS-AUG | 100002070 | 998736 |  | 18 |  | Augmentation of Substation automation System for 220kV bay as per Technical Specification | EA | 5 |  | INCLUDED | 0 | 0 | 0 | 0 | 0 | 0 | 0 | 0 | 0.18 | 0
479 | 7000020229 | 2760 | 1520 | 10 | VMS | 100002500 | 998731 |  | 18 |  | Color IP camera, with PAN, TILT and ZOOM facilities, alongwith all required Items, Accessories, Line Interface units, Fiber patchcords, Power supply units, Junction Boxes, Cables, Fiber Optic Cables, etc., and including Integration in existing Hardware andSoftware for Augmentation of Visual Monitoring System as per technical specification. | SET | 8 |  | INCLUDED | 0 | 0 | 0 | 0 | 0 | 0 | 0 | 0 | 0.18 | 0
480 | 7000020229 | 2770 | 1590 | 10 | POWER & CONTROL CABLE | 100002181 | 998736 |  | 18 |  | 1.1kV grade Power Cables (PVCinsulated)along withlugs,glands,straight joints &accessories,etc. | LS | 1 |  | INCLUDED | 0 | 0 | 0 | 0 | 0 | 0 | 0 | 0 | 0.18 | 0
481 | 7000020229 | 2770 | 1590 | 20 | POWER & CONTROL CABLE | 100002182 | 998736 |  | 18 |  | 1.1kV grade Control Cables (PVCinsulated) along withlugs,glands,straight joints &accessories,etc. | LS | 1 |  | INCLUDED | 0 | 0 | 0 | 0 | 0 | 0 | 0 | 0 | 0.18 | 0
482 | 7000020229 | 2780 | 1600 | 10 | AIR CONDITIONING & VENTILATION SYSTEM | 100001881 | 995463 |  | 18 |  | Air conditioning system for Switchyard Panel Room of 9m length | SET | 4 |  | INCLUDED | 0 | 0 | 0 | 0 | 0 | 0 | 0 | 0 | 0.18 | 0
483 | 7000020229 | 2780 | 1600 | 20 | AIR CONDITIONING & VENTILATION SYSTEM | 100001882 | 995463 |  | 18 |  | Air conditioning system for Switchyard Panel Room of 6m length | SET | 2 |  | INCLUDED | 0 | 0 | 0 | 0 | 0 | 0 | 0 | 0 | 0.18 | 0
484 | 7000020229 | 2790 | 1610 | 10 | FIRE FIGHTING SYSTEM | 100000975 | 995461 |  | 18 |  | 4.5 kg CO2 type Portable Fire extinguisher | EA | 10 |  | INCLUDED | 0 | 0 | 0 | 0 | 0 | 0 | 0 | 0 | 0.18 | 0
485 | 7000020229 | 2790 | 1610 | 20 | FIRE FIGHTING SYSTEM | 100008260 | 998736 |  | 18 |  | 60 litre foam type Trolley/Wheel mounted Fire extinguisher | EA | 10 |  | INCLUDED | 0 | 0 | 0 | 0 | 0 | 0 | 0 | 0 | 0.18 | 0
486 | 7000020229 | 2790 | 1610 | 30 | FIRE FIGHTING SYSTEM | 100002062 | 995461 |  | 18 |  | Fire Detection and Alarm System for Switchyard Panel Room of 6 m length | SET | 2 |  | INCLUDED | 0 | 0 | 0 | 0 | 0 | 0 | 0 | 0 | 0.18 | 0
487 | 7000020229 | 2790 | 1610 | 40 | FIRE FIGHTING SYSTEM | 100001871 | 995461 |  | 18 |  | Fire Detection and Alarm System for Switchyard Panel Room of 9 m length | SET | 4 |  | INCLUDED | 0 | 0 | 0 | 0 | 0 | 0 | 0 | 0 | 0.18 | 0
488 | 7000020229 | 2790 | 1610 | 50 | FIRE FIGHTING SYSTEM | 100016783 | 998736 |  | 18 |  | HVW spray system, Hydrant system and complete U/G & O/G piping and accessories etc. out side the pump house for 400kV, 3-phaseAutotransformer | SET | 5 |  | INCLUDED | 0 | 0 | 0 | 0 | 0 | 0 | 0 | 0 | 0.18 | 0
489 | 7000020229 | 2800 | 1620 | 10 | ILLUMINATION SYSTEM | 100001021 | 995461 |  | 18 |  | Lighting Panel type ACP-2 as per technical specification | EA | 5 |  | INCLUDED | 0 | 0 | 0 | 0 | 0 | 0 | 0 | 0 | 0.18 | 0
490 | 7000020229 | 2800 | 1620 | 20 | ILLUMINATION SYSTEM | 100004852 | 998731 |  | 18 |  | Lighting Fixture LED Luminaires type FL-1 as per tech. specifications | EA | 20 |  | INCLUDED | 0 | 0 | 0 | 0 | 0 | 0 | 0 | 0 | 0.18 | 0
491 | 7000020229 | 2800 | 1620 | 30 | ILLUMINATION SYSTEM | 100004926 | 998731 |  | 18 |  | Lighting Fixture LED Luminaires type FL2 as per tech. specifications | EA | 20 |  | INCLUDED | 0 | 0 | 0 | 0 | 0 | 0 | 0 | 0 | 0.18 | 0
492 | 7000020229 | 2800 | 1620 | 40 | ILLUMINATION SYSTEM | 100001116 | 998739 |  | 18 |  | Illumination System for switchyard panel room of 6 m length | SET | 4 |  | INCLUDED | 0 | 0 | 0 | 0 | 0 | 0 | 0 | 0 | 0.18 | 0
493 | 7000020229 | 2800 | 1620 | 50 | ILLUMINATION SYSTEM | 100001115 | 998739 |  | 18 |  | Illumination System for switchyard panel room of 9 m length | SET | 2 |  | INCLUDED | 0 | 0 | 0 | 0 | 0 | 0 | 0 | 0 | 0.18 | 0
494 | 7000020229 | 2800 | 1620 | 60 | ILLUMINATION SYSTEM | 100001885 | 998739 |  | 18 |  | Outdoor Power Receptacle for oilfiltration unit (250A) | EA | 2 |  | INCLUDED | 0 | 0 | 0 | 0 | 0 | 0 | 0 | 0 | 0.18 | 0
495 | 7000020229 | 2810 | 1660 | 10 | 400kV Equipment support structures | 100001217 | 995455 |  | 18 |  | Erection of Pipe Structure - 400 kV, 1-Phase, BPI, (Excluding Wave Trap), including nuts, bolts, all type of washers,packplates, step bolts and gusset plates excluding foundation bolts | EA | 27 |  | INCLUDED | 0 | 0 | 0 | 0 | 0 | 0 | 0 | 0 | 0.18 | 0
496 | 7000020229 | 2810 | 1660 | 20 | 400kV Equipment support structures | 100001212 | 995455 |  | 18 |  | Erection of Pipe Structure - 400 kV 1-Phase CT including nuts, bolts, all type of washers, packplates, step bolts and gusset platesexcluding foundation bolts | EA | 24 |  | INCLUDED | 0 | 0 | 0 | 0 | 0 | 0 | 0 | 0 | 0.18 | 0
497 | 7000020229 | 2810 | 1660 | 30 | 400kV Equipment support structures | 100001214 | 995455 |  | 18 |  | Erection of Pipe Structure - 400 kV 3-Phase ISOLATOR including nuts, bolts, all type of washers, packplates, step bolts and gussetplates excluding foundation bolts | EA | 21 |  | INCLUDED | 0 | 0 | 0 | 0 | 0 | 0 | 0 | 0 | 0.18 | 0
498 | 7000020229 | 2810 | 1660 | 40 | 400kV Equipment support structures | 100001216 | 995455 |  | 18 |  | Erection of Pipe Structure - 400 kV 1-Phase SA including nuts, bolts, all type of washers, packplates, step bolts and gusset platesexcluding foundation bolts | EA | 15 |  | INCLUDED | 0 | 0 | 0 | 0 | 0 | 0 | 0 | 0 | 0.18 | 0
499 | 7000020229 | 2820 | 1680 | 10 | 220kV Equipment support structures | 100001226 | 995455 |  | 18 |  | Erection of Pipe Structure - 220 kV 1-Phase High BPI including nuts, bolts, all type of washers, packplates, step bolts and gussetplates excluding foundation bolts | EA | 15 |  | INCLUDED | 0 | 0 | 0 | 0 | 0 | 0 | 0 | 0 | 0.18 | 0
500 | 7000020229 | 2820 | 1680 | 20 | 220kV Equipment support structures | 100001225 | 995455 |  | 18 |  | Erection of Pipe Structure - 220 kV 1-Phase BPI including nuts, bolts, all type of washers, packplates, step bolts and gusset platesexcluding foundation bolts | EA | 145 |  | INCLUDED | 0 | 0 | 0 | 0 | 0 | 0 | 0 | 0 | 0.18 | 0
501 | 7000020229 | 2820 | 1680 | 30 | 220kV Equipment support structures | 100001220 | 995455 |  | 18 |  | Erection of Pipe Structure - 220 kV 1-Phase CT including nuts, bolts, all type of washers, packplates, step bolts and gusset platesexcluding foundation bolts | EA | 15 |  | INCLUDED | 0 | 0 | 0 | 0 | 0 | 0 | 0 | 0 | 0.18 | 0
502 | 7000020229 | 2820 | 1680 | 40 | 220kV Equipment support structures | 100001222 | 995455 |  | 18 |  | Erection of Pipe Structure - 220 kV 3-Phase ISOLATOR including nuts, bolts, all type of washers, packplates, step bolts and gussetplates excluding foundation bolts | EA | 20 |  | INCLUDED | 0 | 0 | 0 | 0 | 0 | 0 | 0 | 0 | 0.18 | 0
503 | 7000020229 | 2820 | 1680 | 50 | 220kV Equipment support structures | 100001224 | 995455 |  | 18 |  | Erection of Pipe Structure - 220 kV 1-Phase SA including nuts, bolts, all type of washers, packplates, step bolts and gusset platesexcluding foundation bolts | EA | 15 |  | INCLUDED | 0 | 0 | 0 | 0 | 0 | 0 | 0 | 0 | 0.18 | 0
504 | 7000020229 | 2840 | 1710 | 10 | 220KV TOWERS | 100001208 | 995455 |  | 18 |  | Lightening Mast(LM)-50m complete with foundation bolts/nuts platforms etc. | EA | 2 |  | INCLUDED | 0 | 0 | 0 | 0 | 0 | 0 | 0 | 0 | 0.18 | 0
505 | 7000020229 | 2850 | 1720 | 10 | Civil Works | 100004518 | 995433 |  | 18 |  | Excavation in all kind of soil including rock for all leads and lifts, backfilling, disposal of surplus earth within a lead up to2Km as per technical specification. The surplus earth shall be roughly graded . | M3 | 14727 |  | INCLUDED | 0 | 0 | 0 | 0 | 0 | 0 | 0 | 0 | 0.18 | 0
506 | 7000020229 | 2850 | 1720 | 20 | Civil Works | 100001325 | 995454 |  | 18 |  | Providing and laying of Plain Cement Concrete (PCC) (1:4:8) | M3 | 533 |  | INCLUDED | 0 | 0 | 0 | 0 | 0 | 0 | 0 | 0 | 0.18 | 0
507 | 7000020229 | 2850 | 1720 | 30 | Civil Works | 100001326 | 995454 |  | 18 |  | Providing and laying of Plain Cement Concrete (PCC) (1:2:4) | M3 | 29 |  | INCLUDED | 0 | 0 | 0 | 0 | 0 | 0 | 0 | 0 | 0.18 | 0
508 | 7000020229 | 2850 | 1720 | 40 | Civil Works | 100001327 | 995454 |  | 18 |  | Providing and laying of Reinforced Cement Concrete M25 mix including pre cast, shuttering, Grouting of pockets & underpinning butexcluding steel reinforcement | M3 | 3566 |  | INCLUDED | 0 | 0 | 0 | 0 | 0 | 0 | 0 | 0 | 0.18 | 0
509 | 7000020229 | 2850 | 1720 | 50 | Civil Works | 100001329 | 995454 |  | 18 |  | Steel Reinforcement | MT | 259 |  | INCLUDED | 0 | 0 | 0 | 0 | 0 | 0 | 0 | 0 | 0.18 | 0
510 | 7000020229 | 2850 | 1720 | 60 | Civil Works | 100001330 | 995428 |  | 18 |  | Stone filling (40 mm size) for transformer/Reactor foundation | M3 | 102 |  | INCLUDED | 0 | 0 | 0 | 0 | 0 | 0 | 0 | 0 | 0.18 | 0
511 | 7000020229 | 2850 | 1720 | 70 | Civil Works | 100001331 | 995455 |  | 18 |  | Misc. Structural steel including rails, embedments, edge protection angles, gratings etc. but excluding the reinforcement steel andsteel for lattice and pipe structures. | MT | 49 |  | INCLUDED | 0 | 0 | 0 | 0 | 0 | 0 | 0 | 0 | 0.18 | 0
512 | 7000020229 | 2850 | 1720 | 80 | Civil Works | 100001714 | 995428 |  | 18 |  | Stone spreading in switchyard excluding PCC | M2 | 20000 |  | INCLUDED | 0 | 0 | 0 | 0 | 0 | 0 | 0 | 0 | 0.18 | 0
513 | 7000020229 | 2850 | 1720 | 90 | Civil Works | 100001713 | 995424 |  | 18 |  | Antiweed treatment | M2 | 24000 |  | INCLUDED | 0 | 0 | 0 | 0 | 0 | 0 | 0 | 0 | 0.18 | 0
514 | 7000020229 | 2850 | 1720 | 100 | Civil Works | 100001712 | 995428 |  | 18 |  | Removing,cleaning and washing of existing stones and respreading of stones in switchyard excluding PCC | M2 | 4000 |  | INCLUDED | 0 | 0 | 0 | 0 | 0 | 0 | 0 | 0 | 0.18 | 0
515 | 7000020229 | 2850 | 1720 | 110 | Civil Works | 100008110 | 995421 |  | 18 |  | 3.75m wide Bitumen road with earthen shoulder including 100 mm dia RCC Hume Pipe @ 100 metre interval as per drawing and TS (as perDSR item no 16.35 and 16.30.1) and including 225 mm thick WBM in three equal layers of 75 mm each as per CPWD specification. | M2 | 1500 |  | INCLUDED | 0 | 0 | 0 | 0 | 0 | 0 | 0 | 0 | 0.18 | 0
516 | 7000020229 | 2850 | 1720 | 120 | Civil Works | 100001457 | 995421 |  | 18 |  | Construction of rail cum road as per drawing including all item such as excavation,compactions, rolling watering, WBM etc. butexcluding concrete reinforcement and structural steel-Section having four rails for auto transformer. | M2 | 461 |  | INCLUDED | 0 | 0 | 0 | 0 | 0 | 0 | 0 | 0 | 0.18 | 0
517 | 7000020229 | 2850 | 1720 | 130 | Civil Works | 100008611 | 995477 |  | 18 |  | Swtichyard fencing: Providing and fixing fencing of GI barbed wire consisting of galvanized MS tubular posts at 3 m intervals; GIbarded wire shall run horizontally from post to post at a spacing of 300 mm (vertically) and a cross formation in each panel,complete as per technical specification and drawing. | M | 50 |  | INCLUDED | 0 | 0 | 0 | 0 | 0 | 0 | 0 | 0 | 0.18 | 0
518 | 7000020229 | 2850 | 1720 | 140 | Civil Works | 100001542 | 995429 |  | 18 |  | Dismantling & Re-erection of Existing fence | M | 50 |  | INCLUDED | 0 | 0 | 0 | 0 | 0 | 0 | 0 | 0 | 0.18 | 0
519 | 7000020229 | 2850 | 1720 | 150 | Civil Works | 130000761 | 995428 |  | 18 |  | 14.4.2 Providing, laying and fixing following dia RCC pipe NP2 class (light duty) in ground complete with RCC collars, jointingwith cement mortar 1:2 (1 cement : 2 fine sand) including trenching (75 cm deep) and refilling etc as required. : 150 mm dia | M | 50 |  | INCLUDED | 0 | 0 | 0 | 0 | 0 | 0 | 0 | 0 | 0.18 | 0
520 | 7000020229 | 2850 | 1720 | 160 | Civil Works | 130000762 | 995428 |  | 18 |  | 14.4.3 Providing, laying and fixing following dia RCC pipe NP2 class (light duty) in ground complete with RCC collars, jointingwith cement mortar 1:2 (1 cement : 2 fine sand) including trenching (75 cm deep) and refilling etc as required. : 250 mm dia | M | 209 |  | INCLUDED | 0 | 0 | 0 | 0 | 0 | 0 | 0 | 0 | 0.18 | 0
521 | 7000020229 | 2850 | 1720 | 170 | Civil Works | 100020961 | 995461 |  | 18 |  | RCC culvert crossings including supplying and laying hume pipe 300mm dia of grade (NP-3) excluding concrete as per specification. | M | 30 |  | INCLUDED | 0 | 0 | 0 | 0 | 0 | 0 | 0 | 0 | 0.18 | 0
522 | 7000020229 | 2850 | 1720 | 180 | Civil Works | 100020962 | 995461 |  | 18 |  | RCC culvert crossings including supplying and laying hume pipe 450mm dia of grade (NP-3) excluding concrete as per specification. | M | 30 |  | INCLUDED | 0 | 0 | 0 | 0 | 0 | 0 | 0 | 0 | 0.18 | 0
523 | 7000020229 | 2850 | 1720 | 190 | Civil Works | 100020963 | 995461 |  | 18 |  | RCC culvert crossings including supplying and laying hume pipe 600mm dia of grade (NP-3) excluding concrete as per specification. | M | 30 |  | INCLUDED | 0 | 0 | 0 | 0 | 0 | 0 | 0 | 0 | 0.18 | 0
524 | 7000020229 | 2850 | 1720 | 200 | Civil Works | 100001409 | 995462 |  | 18 |  | Supplying and erecting dewatering pumps-5 HP | EA | 1 |  | INCLUDED | 0 | 0 | 0 | 0 | 0 | 0 | 0 | 0 | 0.18 | 0
525 | 7000020229 | 2850 | 1720 | 210 | Civil Works | 100015791 | 995454 |  | 18 |  | All civil works for Drains construction of Section A-A including crossings if any as per technical specification and tender drawingscomplete in all respect with all labour and materials. | M | 300 |  | INCLUDED | 0 | 0 | 0 | 0 | 0 | 0 | 0 | 0 | 0.18 | 0
526 | 7000020229 | 2850 | 1720 | 220 | Civil Works | 100015792 | 995454 |  | 18 |  | All civil works for Drains construction of Section B-B including crossings if any as per technical specification and tender drawingscomplete in all respect with all labour and materials. | M | 300 |  | INCLUDED | 0 | 0 | 0 | 0 | 0 | 0 | 0 | 0 | 0.18 | 0
527 | 7000020229 | 2850 | 1720 | 230 | Civil Works | 100015793 | 995454 |  | 18 |  | All civil works for Drains construction of Section C-C including crossings if any as per technical specification and tender drawingscomplete in all respect with all labour and materials. | M | 300 |  | INCLUDED | 0 | 0 | 0 | 0 | 0 | 0 | 0 | 0 | 0.18 | 0
528 | 7000020229 | 2850 | 1720 | 240 | Civil Works | 100015794 | 995454 |  | 18 |  | All civil works for Drains construction of Section D-D including crossings if any as per technical specification and tender drawingscomplete in all respect with all labour and materials. | M | 100 |  | INCLUDED | 0 | 0 | 0 | 0 | 0 | 0 | 0 | 0 | 0.18 | 0
529 | 7000020229 | 2850 | 1720 | 250 | Civil Works | 100001477 | 995454 |  | 18 |  | Cable Trench including all types of crossings, all metallic works and sump pit including concrte and reinforcement steel Section 1-1 | M | 50 |  | INCLUDED | 0 | 0 | 0 | 0 | 0 | 0 | 0 | 0 | 0.18 | 0
530 | 7000020229 | 2850 | 1720 | 260 | Civil Works | 100001478 | 995454 |  | 18 |  | Cable Trench including all types of crossings, all metallic works and sump pit including concrte and reinforcement steel Section 2-2 | M | 150 |  | INCLUDED | 0 | 0 | 0 | 0 | 0 | 0 | 0 | 0 | 0.18 | 0
531 | 7000020229 | 2850 | 1720 | 270 | Civil Works | 100001479 | 995454 |  | 18 |  | Cable Trench including all types of crossings, all metallic works and sump pit including concrte and reinforcement steel Section 3-3 | M | 150 |  | INCLUDED | 0 | 0 | 0 | 0 | 0 | 0 | 0 | 0 | 0.18 | 0
532 | 7000020229 | 2850 | 1720 | 280 | Civil Works | 100001480 | 995454 |  | 18 |  | Cable Trench including all types of crossings, all metallic works and sump pit including concrte and reinforcement steel Section 4-4 | M | 150 |  | INCLUDED | 0 | 0 | 0 | 0 | 0 | 0 | 0 | 0 | 0.18 | 0
533 | 7000020229 | 2850 | 1720 | 290 | Civil Works | 100003437 | 995454 |  | 18 |  | Switchyard Panel Room - Civil Works. All civil works as per drawing and specifications complete, including - brickwork, finishing(external and internal), windows etc. However, excavation, PCC, RCC and reinforcement shall be paid separately as per BPS. | M2 | 210 |  | INCLUDED | 0 | 0 | 0 | 0 | 0 | 0 | 0 | 0 | 0.18 | 0
534 | 7000020229 | 2850 | 1720 | 300 | Civil Works | 100002911 | 995432 |  | 18 |  | Earthwork in excavation & filling in all types of soil and soft/disintegrated rock in open areas/nallas/channels, to the requiredslopes, shapes, levels, elevations and profile, including trimming of bottom and slopes of excavation, bailing out rain(dewatering), pumping, removal of slush, preparing embankments/marginal banks, loosening, dressing, spreading material in layers notexceeding 200mm, as per direction of Engineer-in-Charge, water flooding, compacting to achieve 95% consolidation at optimum moisturecontent, finishing etc. all complete, for all leads and lifts within leveling boundary, including disposal of surplus earth andstacking of unsuitable material within a lead of 2.0 Km beyond substation boundary, with all labour, material, tools, tackles andequipment, safeguards and incidentals, Royalty,taxes etc. as necessary, as per drawings, specification and directions of theEngineer-in-Charge. Clearing of jungle is included in this item. (Only excavation/cutting will be measured for payment purpose.) | M3 | 33000 |  | INCLUDED | 0 | 0 | 0 | 0 | 0 | 0 | 0 | 0 | 0.18 | 0
535 | 7000020229 | 2850 | 1720 | 310 | Civil Works | 100002583 | 995432 |  | 18 |  | Supply of earth (excluding rock & boulders) at site including royalty, carriage and filling in specified areas in layers notexceeding 200mm in depth, compacting under optimum moisture condition to achieve 95% of Proctor density, finishing etc. allcomplete, for all leads & lifts, with all labour, material, tools, tackles, equipments, safeguards & incidentals as necessary as perdrawings, specification and direction of the Engineer- in- Charge. | M3 | 16500 |  | INCLUDED | 0 | 0 | 0 | 0 | 0 | 0 | 0 | 0 | 0.18 | 0
536 | 7000020229 | 2850 | 1720 | 320 | Civil Works | 100001721 | 995428 |  | 18 |  | Supplying, filling and compacting stone boulders mixed with sand under foundations, roads, cable trenches, drains etc in layers notexceeding 250mm thickness including ramming, watering compacting | M3 | 1022 |  | INCLUDED | 0 | 0 | 0 | 0 | 0 | 0 | 0 | 0 | 0.18 | 0
537 | 7000020229 | 2850 | 1720 | 330 | Civil Works | 100003295 | 995429 |  | 18 |  | Dismantling of RCC in foundation including disposal of debris and reinforcement bars of dismantled RCC works within substationboundaries as per direction of enginner incahrge | M3 | 5 |  | INCLUDED | 0 | 0 | 0 | 0 | 0 | 0 | 0 | 0 | 0.18 | 0
538 | 7000020229 | 2860 | 1730 | 10 | Foundation Bolt | 100002453 | 995455 |  | 18 |  | Erection of 20mm dia foundation bolts including nuts, checknuts, washers and packplates | EA | 64 |  | INCLUDED | 0 | 0 | 0 | 0 | 0 | 0 | 0 | 0 | 0.18 | 0
539 | 7000020229 | 2860 | 1730 | 20 | Foundation Bolt | 100001674 | 995455 |  | 18 |  | Erection of 28mm dia foundation bolts including nuts, checknuts, washers and packplates. | EA | 2032 |  | INCLUDED | 0 | 0 | 0 | 0 | 0 | 0 | 0 | 0 | 0.18 | 0
540 | 7000020229 | 2860 | 1730 | 30 | Foundation Bolt | 100001675 | 995455 |  | 18 |  | Erection of 32mm dia foundation bolts including nuts, checknuts, washers and packplates | EA | 64 |  | INCLUDED | 0 | 0 | 0 | 0 | 0 | 0 | 0 | 0 | 0.18 | 0
541 | 7000020229 | 2860 | 1730 | 40 | Foundation Bolt | 100001677 | 995455 |  | 18 |  | Erection of 56mm dia foundation bolts including nuts, checknuts, washers and packplates | EA | 128 |  | INCLUDED | 0 | 0 | 0 | 0 | 0 | 0 | 0 | 0 | 0.18 | 0
542 | 7000020229 | 2910 | 1750 | 10 | Non Standard Structure | 100001210 | 995455 |  | 18 |  | Erection of Lattice Structures (MS Steel), to be designed during detailed engineering, for towers, beams and equipment supportstructure including pack plates / packwashers and gusset plates excluding fasteners and foundation bolts | MT | 102 |  | INCLUDED | 0 | 0 | 0 | 0 | 0 | 0 | 0 | 0 | 0.18 | 0
543 | 7000020229 | 2910 | 1750 | 20 | Non Standard Structure | 100001680 | 995455 |  | 18 |  | Erection of fasteners ( nuts, bolts and washers ) including step bolts for lattice and pipe structures to be designed duringdetailed engineering | MT | 5 |  | INCLUDED | 0 | 0 | 0 | 0 | 0 | 0 | 0 | 0 | 0.18 | 0
544 | 7000020229 | 2910 | 1750 | 30 | Non Standard Structure | 100001681 | 995455 |  | 18 |  | Erection of foundation bolts including nuts, checknut and washers for lattice and pipe structures to be designed during detailedengineering | MT | 11 |  | INCLUDED | 0 | 0 | 0 | 0 | 0 | 0 | 0 | 0 | 0.18 | 0
545 | 7000020229 | 3030 | 1780 | 10 | 400KVTOWERS | 100018022 | 995454 |  | 18 |  | Erection of Std 400 kV Gantry 4G1(BIKANER-II) including nuts, bolts, all type of washers, packplates, step bolts and gusset platesexcluding foundation bolts | EA | 3 |  | INCLUDED | 0 | 0 | 0 | 0 | 0 | 0 | 0 | 0 | 0.18 | 0
546 | 7000020229 | 3030 | 1780 | 20 | 400KVTOWERS | 100018024 | 995454 |  | 18 |  | Erection of Std 400 kV Gantry 4G2-3D(BIKANER-II) including nuts, bolts, all type of washers, packplates, step bolts and gussetplates excluding foundation bolts | EA | 4 |  | INCLUDED | 0 | 0 | 0 | 0 | 0 | 0 | 0 | 0 | 0.18 | 0
547 | 7000020229 | 3030 | 1780 | 30 | 400KVTOWERS | 100018023 | 995454 |  | 18 |  | Erection of Std 400 kV Gantry 4G3(BIKANER-II) including nuts, bolts, all type of washers, packplates, step bolts and gusset platesexcluding foundation bolts | EA | 6 |  | INCLUDED | 0 | 0 | 0 | 0 | 0 | 0 | 0 | 0 | 0.18 | 0
548 | 7000020229 | 3030 | 1780 | 40 | 400KVTOWERS | 100018020 | 995454 |  | 18 |  | Erection of Std 400 kV Tower 4TC(BIKANER-II) including nuts, bolts, all type of washers, packplates, step bolts and gusset platesexcluding foundation bolts | EA | 4 |  | INCLUDED | 0 | 0 | 0 | 0 | 0 | 0 | 0 | 0 | 0.18 | 0
549 | 7000020229 | 3030 | 1780 | 50 | 400KVTOWERS | 100017998 | 995454 |  | 18 |  | Erection of 400 kV Tower 4TH(BIKANER-II) including nuts, bolts, all type of washers, packplates, step bolts and gusset platesexcluding foundation bolts | EA | 4 |  | INCLUDED | 0 | 0 | 0 | 0 | 0 | 0 | 0 | 0 | 0.18 | 0
550 | 7000020229 | 3030 | 1780 | 60 | 400KVTOWERS | 100018021 | 995454 |  | 18 |  | Erection of Std 400 kV Tower 4TJ(BIKANER-II) including nuts, bolts, all type of washers, packplates, step bolts and gusset platesexcluding foundation bolts | EA | 4 |  | INCLUDED | 0 | 0 | 0 | 0 | 0 | 0 | 0 | 0 | 0.18 | 0
551 | 7000020229 | 3030 | 1780 | 70 | 400KVTOWERS | 100037973 | 995454 |  | 18 |  | Erection of Std 400 kV Tower 4TN (BIKANER-II) including nuts, bolts, all type of washers, packplates, step bolts and gusset platesexcluding foundation bolts | EA | 2 |  | INCLUDED | 0 | 0 | 0 | 0 | 0 | 0 | 0 | 0 | 0.18 | 0
552 | 7000020229 | 3030 | 1780 | 80 | 400KVTOWERS | 100037974 | 995454 |  | 18 |  | Erection of Std 400 kV Tower 4TM (BIKANER-II) including nuts, bolts, all type of washers, packplates, step bolts and gusset platesexcluding foundation bolts | EA | 2 |  | INCLUDED | 0 | 0 | 0 | 0 | 0 | 0 | 0 | 0 | 0.18 | 0
| Total | [13 empty] | 0 |  | 0 |  |  | 0 | 0 |  | 0 |  | 0
[23 empty] | Total Corrected Price (excl. GST) |  | GST Amount
# | In case the bidder leaves the cell for confirmation of the SAC and/or GST rate “blank”, the SAC and corresponding GST rate indicated by the Employer shall be deemed to be the one confirmed by the Bidder.
| Date | [10 empty] | Printed Name
| Place | [10 empty] | Designation
0

## Sch-4
SPEC. NO.: CC/NT/AIS/DOM/A04/22/00610 | [14 empty] | Schedule - 4
Substation Package SS-104 for (I) (a) Extension of 765/400kV Bikaner (PG) S/s (b) Extension of 400/220kV Kotputli S/s (c) Extension of 400/220kV Bikaner -II S/s associated with ‘Transmission System for Evacuation of Power from Rajasthan REZ PH-IV (Part-I) (Bikaner Complex) Part-E’ and (II) (a) Extn. Of 400/220kV Bahadurgarh S/s (b) Extn of 400/220kV Jind S/s (c) Extension of 220kV Sonipat S/s associated with ‘Augmentation of ISTS for Interconnection of HVPNL Transmission Schemes’
(SCHEDULE OF RATES AND PRICES )
BIDDER:
0 | [12 empty] | To:
Bidder’s Name and Address (Sole Bidder) : | [12 empty] | Contract Services
Name : | [12 empty] | Power Grid Corporation of India Ltd.,
Address : | [12 empty] | "Saudamini", Plot No.-2
Sector-29,
Gurgaon (Haryana) - 122001
Training Charges :
SI. No. | PR No | Line Item No | Activity Header | PR Activity No | Activity Description | Service Code | SAC (Service Accounting Codes) | Whether SAC in column ‘…’ is confirmed. If not indicate applicable the SAC # | Rate of GST applicable ( in %) | Whether rate of GST in column ‘---’ is confirmed. If not indicate applicable rate of GST # | Description | Unit | Quantity | Unit Charges | Total Charges
1 | 2 | 3 | 4 | 5 | 6 | 7 | 8 | 9 | 10 | 11 | 12 | 13 | 14 | 15 | 16=14*15
NOT APPLICABLE
NOTE: To and fro charges and accommodation for the Instructor (Trainer) and Training material for the Trainees shall be included in the prices quoted by the bidder.
# In case the bidder leaves the cell for confirmation of the SAC and/or GST rate “blank” “blank”, the SAC and corresponding GST rate indicated by the Employer shall be deemed to be the one confirmed by the Bidder
Date
| Place | [9 empty] | Printed Name
Designation

## Sch-5
SPEC. NO.: CC/NT/AIS/DOM/A04/22/00610 |  |  |  | Schedule - 5
Substation Package SS-104 for (I) (a) Extension of 765/400kV Bikaner (PG) S/s (b) Extension of 400/220kV Kotputli S/s (c) Extension of 400/220kV Bikaner -II S/s associated with ‘Transmission System for Evacuation of Power from Rajasthan REZ PH-IV (Part-I) (Bikaner Complex) Part-E’ and (II) (a) Extn. Of 400/220kV Bahadurgarh S/s (b) Extn of 400/220kV Jind S/s (c) Extension of 220kV Sonipat S/s associated with ‘Augmentation of ISTS for Interconnection of HVPNL Transmission Schemes’
(SUMMARY OF TAXES & DUTIES APPLICABLE ON PLANT & EQUIPMENT)
BIDDER:
0 |  |  | To:
Bidder’s Name and Address (Sole Bidder) : |  |  | Contract Services
Name : |  |  | Power Grid Corporation of India Ltd.,
Address : |  |  | "Saudamini", Plot No.-2
Sector-29,
Gurgaon (Haryana) - 122001
Sl. No. | Item Nos. |  | Total Price (INR) |  | After Discount |  | After MPDiscount
1 | TOTAL GST on Goods |  | 0 |  | Excise Duty | #REF! | Excise Duty | #REF!
Total GST for Supply of Goods (inter-alia including Type Test Charges) between the Contractor and the Employer (identified in Schedule 1') which are not included in the Ex-works price as per the provision of the Bidding Documents, as applicable.
2 | TOTAL GST on Services |  | 0 |  | Sales Tax | 0 | Sales Tax | 0
| Total GST on Installation Services (indentified in Schedule-3) and Training to be imparted in India (identified in Schedule-4) which are not included in the Installation and Training charges as per the provision of the Bidding Documents, as applicable |  |  |  | #REF! | 0 | #REF! | 0
| GRAND TOTAL [1+2] |  | 0
Date : |  | Printed Name :
Place : |  | Designation :
Click for Sch-6

## Sch-5 after discount (hidden)
SPEC. NO.: CC/NT/AIS/DOM/A04/22/00610 |  |  |  | Schedule - 5
Substation Package SS-104 for (I) (a) Extension of 765/400kV Bikaner (PG) S/s (b) Extension of 400/220kV Kotputli S/s (c) Extension of 400/220kV Bikaner -II S/s associated with ‘Transmission System for Evacuation of Power from Rajasthan REZ PH-IV (Part-I) (Bikaner Complex) Part-E’ and (II) (a) Extn. Of 400/220kV Bahadurgarh S/s (b) Extn of 400/220kV Jind S/s (c) Extension of 220kV Sonipat S/s associated with ‘Augmentation of ISTS for Interconnection of HVPNL Transmission Schemes’
(SUMMARY OF TAXES & DUTIES APPLICABLE ON PLANT & EQUIPMENT)
BIDDER:
0 |  |  | To:
Bidder’s Name and Address (Sole Bidder) : |  |  | Contract Services
Name : |  |  | Power Grid Corporation of India Ltd.,
Address : |  |  | "Saudamini", Plot No.-2
Sector-29,
Gurgaon (Haryana) - 122001
Sl. No. | Item Nos. |  | Total Price (INR)
1 | TOTAL GST on Goods |  | 0
Total GST for Supply of Goods (inter-alia including Type Test Charges) between the Contractor and the Employer (identified in Schedule 1') which are not included in the Ex-works price as per the provision of the Bidding Documents, as applicable.
2 | TOTAL GST on Services |  | 0
Total GST on Installation Services (indentified in Schedule-3) and Training to be imparted in India (identified in Schedule-4) which are not included in the Installation and Training charges as per the provision of the Bidding Documents, as applicable
| GRAND TOTAL [1+2] |  | 0
Date : |  | Printed Name :
Place : |  | Designation :
Click for Sch-6

## Sch-6
SPEC. NO.: CC/NT/AIS/DOM/A04/22/00610 |  |  | Schedule - 6
Substation Package SS-104 for (I) (a) Extension of 765/400kV Bikaner (PG) S/s (b) Extension of 400/220kV Kotputli S/s (c) Extension of 400/220kV Bikaner -II S/s associated with ‘Transmission System for Evacuation of Power from Rajasthan REZ PH-IV (Part-I) (Bikaner Complex) Part-E’ and (II) (a) Extn. Of 400/220kV Bahadurgarh S/s (b) Extn of 400/220kV Jind S/s (c) Extension of 220kV Sonipat S/s associated with ‘Augmentation of ISTS for Interconnection of HVPNL Transmission Schemes’
(GRAND SUMMARY)
BIDDER:
0 |  |  | To:
Bidder’s Name and Address (Sole Bidder) : |  |  | Contract Services
Name : |  |  | Power Grid Corporation of India Ltd.,
Address : |  |  | "Saudamini", Plot No.-2
Sector-29,
Gurgaon (Haryana) - 122001
Sl. No. | Description |  | Total Price (INR)
1 | TOTAL SCHEDULE NO. 1 |  | 0
Ex-works price of Plant and Equipment including Type Test Charges
2 | TOTAL SCHEDULE NO. 2 |  | 0
Local Transportation, In-transit Insurance, loading and unloading
3 | TOTAL SCHEDULE NO. 3 |  | 0
Installation Charges
4 | TOTAL SCHEDULE NO. 4 |  | Not Applicable
Training Charges
5 | TOTAL SCHEDULE NO. 5 |  | 0
Taxes and Duties
6 | TOTAL SCHEDULE NO. 7 |  | Not Applicable
Type Test Charges [Total of this Schedule is included in Schedule - 1 above.]
GRAND TOTAL [1+2+3+5]
0
Date : |  | Printed Name :
Place : |  | Designation :
Click for Sch-7

## Sch-6 After Discount (hidden)
SPEC. NO.: CC/NT/AIS/DOM/A04/22/00610 |  |  | Schedule - 6 After Discount
Substation Package SS-104 for (I) (a) Extension of 765/400kV Bikaner (PG) S/s (b) Extension of 400/220kV Kotputli S/s (c) Extension of 400/220kV Bikaner -II S/s associated with ‘Transmission System for Evacuation of Power from Rajasthan REZ PH-IV (Part-I) (Bikaner Complex) Part-E’ and (II) (a) Extn. Of 400/220kV Bahadurgarh S/s (b) Extn of 400/220kV Jind S/s (c) Extension of 220kV Sonipat S/s associated with ‘Augmentation of ISTS for Interconnection of HVPNL Transmission Schemes’
(GRAND SUMMARY)
#REF! |  |  | To:
Bidder’s Name and Address (Sole Bidder) : |  |  | Contract Services
Name : |  |  | Power Grid Corporation of India Ltd.,
Address : |  |  | "Saudamini", Plot No.-2
Sector-29,
Gurgaon (Haryana) - 122001
Sl. No. | Description |  | Total Price (INR)
1 | TOTAL SCHEDULE NO. 1
Ex-works price of Plant and Equipment including Type Test Charges
2 | TOTAL SCHEDULE NO. 2
Local Transportation, Insurance and other Incidental Services
3 | TOTAL SCHEDULE NO. 3
Installation Charges
4 | TOTAL SCHEDULE NO. 4
Training Charges
5 | TOTAL SCHEDULE NO. 5
Taxes and Duties
6 | TOTAL SCHEDULE NO. 7
Type Test Charges [Total of this Schedule is included in Schedule - 1 above.]
GRAND TOTAL [1+2+3+4+5]
Date : |  | Printed Name :
Place : |  | Designation :
Click for Sch-7

## Sch-6 (After Discount)
SPEC. NO.: CC/NT/AIS/DOM/A04/22/00610 |  |  | Schedule - 6
Substation Package SS-104 for (I) (a) Extension of 765/400kV Bikaner (PG) S/s (b) Extension of 400/220kV Kotputli S/s (c) Extension of 400/220kV Bikaner -II S/s associated with ‘Transmission System for Evacuation of Power from Rajasthan REZ PH-IV (Part-I) (Bikaner Complex) Part-E’ and (II) (a) Extn. Of 400/220kV Bahadurgarh S/s (b) Extn of 400/220kV Jind S/s (c) Extension of 220kV Sonipat S/s associated with ‘Augmentation of ISTS for Interconnection of HVPNL Transmission Schemes’
(GRAND SUMMARY)
BIDDER:
0 |  |  | To:
Bidder’s Name and Address (Sole Bidder) : |  |  | Contract Services
Name : |  |  | Power Grid Corporation of India Ltd.,
Address : |  |  | "Saudamini", Plot No.-2
Sector-29,
Gurgaon (Haryana) - 122001
Sl. No. | Description |  | Total Price (INR) | From Sch-6 | Discount Factors
1 | TOTAL SCHEDULE NO. 1 |  | 0 | 0 | 0
Ex-works price of Plant and Equipment including Type Test Charges
2 | TOTAL SCHEDULE NO. 2 |  | 0 | 0 | 0
Local Transportation, In-transit Insurance, loading and unloading
3 | TOTAL SCHEDULE NO. 3 |  | 0 | 0 | 0
Installation Charges
4 | TOTAL SCHEDULE NO. 4 |  | Not Applicable
Training Charges
5 | TOTAL SCHEDULE NO. 5 |  | 0
Taxes and Duties
6 | TOTAL SCHEDULE NO. 7 |  | Not Applicable
Type Test Charges [Total of this Schedule is included in Schedule - 1 above.]
GRAND TOTAL [1+2+3+5]
0
Date : |  | Printed Name :
Place : |  | Designation :
Click for Sch-7

## Sch-7
SPEC. NO.: CC/NT/AIS/DOM/A04/22/00610 | [11 empty] | Schedule 7
Substation Package SS-104 for (I) (a) Extension of 765/400kV Bikaner (PG) S/s (b) Extension of 400/220kV Kotputli S/s (c) Extension of 400/220kV Bikaner -II S/s associated with ‘Transmission System for Evacuation of Power from Rajasthan REZ PH-IV (Part-I) (Bikaner Complex) Part-E’ and (II) (a) Extn. Of 400/220kV Bahadurgarh S/s (b) Extn of 400/220kV Jind S/s (c) Extension of 220kV Sonipat S/s associated with ‘Augmentation of ISTS for Interconnection of HVPNL Transmission Schemes’ | [12 empty] | As per Lum-sum |  | 0
(SCHEDULE OF RATES AND PRICES ) | [12 empty] | AS per Percent |  | #REF!
BIDDER:
0
| Bidder’s Name and Address (Sole Bidder) : | [8 empty] | To:
| Name : | [8 empty] | Contract Services
| Address : | [8 empty] | Power Grid Corporation of India Ltd.,
"Saudamini", Plot No.-2
Sector-29,
Gurgaon (Haryana) - 122001
Type tests on Earthwire, Hardwar Fittings & accessories of conductor & earthwire:
SL. NO. | PR No | Line Item No | Code | HSN of the Equipment /item for which type test is to be conducted | Whether HSN in column ‘---’ is confirmed. If not indicate applicable the HSN code # | Rate of GST applicable ( in %) | Whether rate of GST in column ‘---’ is confirmed. If not indicate applicable rate of GST # | Description of Test | Unit | Quantity | Unit Test Charge | Total Test Charges (Rs.) |  | Total Test Charges After Discount (Rs.) |  | Dis Alert | Total Test Charges After MPD (Rs.)
NOT APPLICABLE
| Date | [5 empty] | Printed Name
| Place | [5 empty] | Designation
SPEC. NO.: CC/NT/AIS/DOM/A04/22/00610
Substation Package SS-104 for (I) (a) Extension of 765/400kV Bikaner (PG) S/s (b) Extension of 400/220kV Kotputli S/s (c) Extension of 400/220kV Bikaner -II S/s associated with ‘Transmission System for Evacuation of Power from Rajasthan REZ PH-IV (Part-I) (Bikaner Complex) Part-E’ and (II) (a) Extn. Of 400/220kV Bahadurgarh S/s (b) Extn of 400/220kV Jind S/s (c) Extension of 220kV Sonipat S/s associated with ‘Augmentation of ISTS for Interconnection of HVPNL Transmission Schemes’ | [7 empty] | 0 | 0
(SCHEDULE OF RATES AND PRICES ) | [7 empty] | 0 | 0
#REF!
#REF! | [7 empty] | #REF! | #REF!
#REF! | [7 empty] | #REF! | #REF!
#REF! | [7 empty] | #REF! | #REF!
[8 empty] | #REF! | #REF!
[8 empty] | 0 | 0
SL. NO. | [7 empty] | Description of Test | #REF!
#REF! | [7 empty] | #REF! | #REF!
#REF! | [7 empty] | #REF!
#REF! | [7 empty] | #REF! | #REF!
#REF! | [7 empty] | #REF! | #REF!
[8 empty] | #REF! | #REF!
#REF! | [7 empty] | #REF!
#REF! | [7 empty] | #REF!
#REF! | [7 empty] | #REF!
#REF! | [7 empty] | #REF! | #REF!
#REF! | [7 empty] | #REF! | #REF!
#REF! | [7 empty] | #REF! | #REF!
#REF! | [7 empty] | #REF! | #REF!
[8 empty] | #REF! | #REF!
#REF! | [7 empty] | #REF!
#REF! | [7 empty] | #REF! | #REF!
#REF! | [7 empty] | #REF! | #REF!
#REF! | [7 empty] | #REF! | #REF!
#REF! | [7 empty] | #REF! | #REF!
[8 empty] | #REF! | #REF!
#REF! | [7 empty] | #REF!
#REF! | [7 empty] | #REF! | #REF!
#REF! | [7 empty] | #REF! | #REF!
#REF! | [7 empty] | #REF! | #REF!
[8 empty] | #REF! | #REF!
#REF! | [7 empty] | #REF!
#REF! | [7 empty] | #REF! | #REF!
#REF! | [7 empty] | #REF! | #REF!
#REF! | [7 empty] | #REF! | #REF!
[8 empty] | #REF! | #REF!
#REF! | [7 empty] | #REF!
#REF! | [7 empty] | #REF! | #REF!
#REF! | [7 empty] | #REF! | #REF!
#REF! | [7 empty] | #REF! | #REF!
#REF! | [7 empty] | #REF! | #REF!
[8 empty] | #REF! | #REF!
[8 empty] | #REF! | #REF!
#REF! | [7 empty] | #REF!
#REF! | [7 empty] | #REF!
#REF! | [7 empty] | #REF! | #REF!
#REF! | [7 empty] | #REF! | #REF!
#REF! | [7 empty] | #REF! | #REF!
[8 empty] | #REF! | #REF!
[8 empty] | #REF! | #REF!
#REF! | [7 empty] | #REF!
#REF! | [7 empty] | #REF!
#REF! | [7 empty] | #REF! | #REF!
#REF! | [7 empty] | #REF! | #REF!
#REF! | [7 empty] | #REF! | #REF!
#REF! | [7 empty] | #REF! | #REF!
#REF! | [7 empty] | #REF! | #REF!
[8 empty] | #REF! | #REF!
#REF! | [7 empty] | #REF!
#REF! | [7 empty] | #REF! | #REF!
#REF! | [7 empty] | #REF! | #REF!
#REF! | [7 empty] | #REF! | #REF!
#REF! | [7 empty] | #REF! | #REF!
#REF! | [7 empty] | #REF! | #REF!
#REF! | [7 empty] | #REF! | #REF!
[8 empty] | #REF! | #REF!
#REF! | [7 empty] | #REF!
#REF! | [7 empty] | #REF! | #REF!
#REF! | [7 empty] | #REF! | #REF!
#REF! | [7 empty] | #REF! | #REF!
#REF! | [7 empty] | #REF! | #REF!
#REF! | [7 empty] | #REF! | #REF!
#REF! | [7 empty] | #REF! | #REF!
#REF! | [7 empty] | #REF! | #REF!
#REF! | [7 empty] | #REF! | #REF!
#REF! | [7 empty] | #REF! | #REF!
[8 empty] | #REF! | #REF!
#REF! | [7 empty] | #REF!
#REF! | [7 empty] | #REF! | #REF!
#REF! | [7 empty] | #REF! | #REF!
#REF! | [7 empty] | #REF! | #REF!
[8 empty] | #REF! | #REF!
#REF! | [7 empty] | #REF!
#REF! | [7 empty] | #REF! | #REF!
#REF! | [7 empty] | #REF! | #REF!
#REF! | [7 empty] | #REF! | #REF!
[8 empty] | #REF! | #REF!
#REF! | [7 empty] | #REF!
#REF! | [7 empty] | #REF! | #REF!
#REF! | [7 empty] | #REF! | #REF!
[8 empty] | #REF! | #REF!
#REF! | [7 empty] | #REF!
#REF! | [7 empty] | #REF! | #REF!
#REF! | [7 empty] | #REF! | #REF!
#REF! | [7 empty] | #REF! | #REF!
#REF! | [7 empty] | #REF! | #REF!
#REF! | [7 empty] | #REF! | #REF!
#REF! | [7 empty] | #REF! | #REF!
[8 empty] | #REF! | #REF!
#REF! | [7 empty] | #REF!
#REF! | [7 empty] | #REF! | #REF!
#REF! | [7 empty] | #REF! | #REF!
#REF! | [7 empty] | #REF! | #REF!
#REF! | [7 empty] | #REF! | #REF!
#REF! | [7 empty] | #REF!
#REF! | [7 empty] | #REF! | #REF!
#REF! | [7 empty] | #REF! | #REF!
#REF! | [7 empty] | #REF! | #REF!
#REF! | [7 empty] | #REF! | #REF!
[8 empty] | #REF! | #REF!
[8 empty] | #REF! | #REF!
[8 empty] | #REF! | #REF!

## Discount
SPEC. NO.: CC/NT/AIS/DOM/A04/22/00610 |  |  |  |  | Letter of Discount
LETTER OF DISCOUNT
To:
Contract Services | [6 empty] | Schedule 1 | 0
Power Grid Corporation of India Ltd., | [6 empty] | Schedule 2 | 0
"Saudamini", Plot No.-2 | [6 empty] | Schedule 3 | 0
Sector-29, (near IFFCO Chowk) | [6 empty] | Total | 0
Gurgaon (Haryana) - 122001
Subject : |  | Substation Package SS-104 for (I) (a) Extension of 765/400kV Bikaner (PG) S/s (b) Extension of 400/220kV Kotputli S/s (c) Extension of 400/220kV Bikaner -II S/s associated with ‘Transmission System for Evacuation of Power from Rajasthan REZ PH-IV (Part-I) (Bikaner Complex) Part-E’ and (II) (a) Extn. Of 400/220kV Bahadurgarh S/s (b) Extn of 400/220kV Jind S/s (c) Extension of 220kV Sonipat S/s associated with ‘Augmentation of ISTS for Interconnection of HVPNL Transmission Schemes’
Dear Sir
With reference to the subject tender, we hereby offer unconditional discount on the prices quoted by us as per details given here below : | [5 empty] | Sch-1 | Sch-2 | Sch-3
| 1 | Discount on lum-sum basis on total price quoted by us without GST. [The discount shall be proportionately applicable on all the items of all the Schdules i.e. Sch-1 (without type test charges), Sch-2, Sch-3, Sch-4 & Sch-7] In Rs. |  |  |  | 0 | 0 | 0
| 2 | Discount on percent basis on total price quoted by us without GST. [The discount shall be applicable on all the items of all the Schdules i.e. Sch-1 (without type test charges), Sch-2 , Sch-3, Sch-4 & Sch-7] In Percent (%) |  |  |  | 0 | 0 | 0
| 3 | Discount on lum-sum basis on the Schedules as given below : [The discount shall be proportionately applicable on all the relevent items of the respective Schdules.] In Rs.
|  | Schedule-1 : Ex works prices |  | In Rs. |  | 0
|  | Schedule-2 : Local Transportation, In-transit Insurance, loading and unloading |  | In Rs. |  |  | 0
|  | Schedule-3 : Installation Charges |  | In Rs. |  |  |  | 0
|  | Schedule-4 : Training Charges |  | In Rs.
|  | Schedule-7 : Type Test Charges |  | In Rs.
| 4 | Discount on percent basis on the Schedules as given below : [The discount shall be applicable on all the relevent items of the respective Schdules.] In Percent (%)
|  | Schedule-1 : Ex works prices |  | In Percent (%) |  | 0
|  | Schedule-2 : Local Transportation, In-transit Insurance, loading and unloading |  | In Percent (%) |  |  | 0
|  | Schedule-3 : Installation Charges |  | In Percent (%) |  |  |  | 0
|  | Schedule-4 : Training Charges |  | In Percent (%)
|  | Schedule-7 : Type Test Charges |  | In Percent (%)
Discount(s) offered at sl. No. 1 to 4 will get displayed and accounted for automatically in the respective items of the Schedules.
| 5 | We hereby offer Multi-package discount as given below:
[6 empty] | 0 | 0 | 0 | 0 | 0
|  | Multi-Package Discount(s) offered at sl. No. 5 will not get automatically accounted for in the respective items of the Schedules. The same shall be worked out saparately for evaluation. |  |  |  | #DIV/0! | #DIV/0! | #DIV/0! | #DIV/0! | #REF!
[Discount will not be calculated authometrically. However, the same shall be considered during evaluation.]
Please consider this letter of discount as the integral part of our price bid.
Thanking you, we remain, | [5 empty] | 0 | 0 | 0
[5 empty] | Yours faithfully, | 0 | 0 | 0 | Discount Factors
For and on behalf of
Date : |  |  | Printed Name : | 0
Place : |  |  | Designation : | 0

## Octroi (hidden)
Details of Octroi
Sl No. | Description of Items | Amount on which Octroi is applicable | Rate of Octroi | Octroi
(1) | (2) | (3) | (4) | (5) =(3) x (4)
1 |  |  |  | 0
2 |  |  |  | 0
3 |  |  |  | 0
4 |  |  |  | 0
5 |  |  |  | 0
6 |  |  |  | 0
7 |  |  |  | 0
8 |  |  |  | 0
9 |  |  |  | 0
10 |  |  |  | 0
| Total |  |  | 0
Back to Sch 5

## Entry Tax (hidden)
Details of Entry Tax
Sl No. | Description of Items | Amount on which Entry Tax is applicable | Rate of Entry Tax | Entry Tax
(1) | (2) | (3) | (4) | (5) =(3) x (4)
1 |  |  |  | 0
2 |  |  |  | 0
3 |  |  |  | 0
4 |  |  |  | 0
5 |  |  |  | 0
6 |  |  |  | 0
7 |  |  |  | 0
8 |  |  |  | 0
9 |  |  |  | 0
10 |  |  |  | 0
| Total |  |  | 0
Back to Sch 5

## Other Taxes & Duties (hidden)
Details of Other Taxes & Duties
Sl No. | Description of Items | Amount on which Other Taxes & Duties are applicable | Description of Taxes & Duties | Rate of Taxes & Duties | Amount of Taxes & Duties
(1) | (2) | (3) | (4) | (5) | (6) =(3) x (4)
1 |  |  |  |  | 0
2 |  |  |  |  | 0
3 |  |  |  |  | 0
4 |  |  |  |  | 0
5 |  |  |  |  | 0
6 |  |  |  |  | 0
7 |  |  |  |  | 0
8 |  |  |  |  | 0
9 |  |  |  |  | 0
10 |  |  |  |  | 0
| Total |  |  |  | 0
Back to Sch 5

## Bid Form 2nd Envelope
SPEC. NO.: CC/NT/AIS/DOM/A04/22/00610 |  |  |  |  | Bid Form 2nd Envelope |  |  |  | Sole Bidder | 1 | st |  | 1 | January
[9 empty] | 0 | 2 | nd |  | 2 | February
BID FORM (Second Envelope) | [9 empty] | 3 | rd |  | 3 | March
[10 empty] | 4 | th |  | 4 | April
Bid Proposal Ref. No. | [9 empty] | 5 | th |  | 5 | May
Date : | [9 empty] | 6 | th | #VALUE! | 6 | June
[10 empty] | 7 | th | #VALUE! | 7 | July
To: | [9 empty] | 8 | th | #VALUE! | 8 | August
0 | [9 empty] | 9 | th | #VALUE! | 9 | September
Power Grid Corporation of India Ltd., | [9 empty] | 10 | th |  | 10 | October
"Saudamini", Plot No.-2 | [9 empty] | 11 | th |  | 11 | November
Sector-29, | [9 empty] | 12 | th |  | 12 | December
Gurgaon (Haryana) - 122001 | [9 empty] | 13 | th
[10 empty] | 14 | th
Name of Contract : |  | Substation Package SS-104 for (I) (a) Extension of 765/400kV Bikaner (PG) S/s (b) Extension of 400/220kV Kotputli S/s (c) Extension of 400/220kV Bikaner -II S/s associated with ‘Transmission System for Evacuation of Power from Rajasthan REZ PH-IV (Part-I) (Bikaner Complex) Part-E’ and (II) (a) Extn. Of 400/220kV Bahadurgarh S/s (b) Extn of 400/220kV Jind S/s (c) Extension of 220kV Sonipat S/s associated with ‘Augmentation of ISTS for Interconnection of HVPNL Transmission Schemes’ | [7 empty] | 15 | th
Dear Ladies and/or Gentlemen, | [9 empty] | 16 | th
1 | In continuation of First Envelope of our Bid, we hereby submit the Second Envelope of the Bid, both of which shall be read together and in conjunction with each other, and shall be construed as an integral part of our Bid. Accordingly, we the undersigned, offer to design, manufacture, test, deliver, install and commission (including carrying out Trial Operation, Performance & Guarantee Test as per provision of Technical Specification) under the above-named package in full conformity with the said Bidding Documents for the sum of Rs. 0/- () or such other sums as may be determined in accordance with the terms and conditions of the Bidding Documents |  |  |  |  | In continuation of First Envelope of our Bid, we hereby submit the Second Envelope of the Bid, both of which shall be read together and in conjunction with each other, and shall be construed as an integral part of our Bid. Accordingly, we the undersigned, offer to design, manufacture, test, deliver, install and commission (including carrying out Trial Operation, Performance & Guarantee Test as per provision of Technical Specification) under the above-named package in full conformity with the said Bidding Documents for the sum of Rs. |  |  |  | 17 | th
[6 empty] | 0 | /- (
)
| The above amounts are in accordance with the price schedules attached herewith and are made part of this bid. |  |  |  |  | or such other sums as may be determined in accordance with the terms and conditions of the Bidding Documents |  |  |  | 18 | th
2 | Price Schedules | [8 empty] | 19 | th
2.1 | In line with the requirements of the Bidding documents, we enclose herewith the following Price Schedules, duly filled - in as per your proforma: | [8 empty] | 20 | th
| Schedule 1 |  | Plant and Equipment (Including Mandatory Spare Parts) to be supplied, including Type Test Charges. | [6 empty] | 21 | st
| Schedule 2 |  | Local Transportation, In-transit Insurance, loading and unloading | [6 empty] | 22 | th
| Schedule 3 |  | Installation Charges. |  |  | Sole Bidder |  |  |  | 23 | th
| Schedule 4 |  | Training charges for training to be imparted. | [6 empty] | 24 | th
| Schedule 5 |  | Taxes and Duties not included in Schedule 1 | [6 empty] | 25 | th
| Schedule 6 |  | Grand Summary [Schedule 1to 5] | [6 empty] | 26 | th
| Schedule 7 |  | Break-up of Type Test Charges for Type Tests to be conducted | [6 empty] | 27 | th
2.2 | We are aware that the Price Schedules do not generally give a full description of the Work to be performed under each item and we shall be deemed to have read the Technical Specifications and other sections of the Bidding Documents and Drawings to ascertain the full scope of Work included in each item while filling-in the rates and prices. We agree that the entered rates and prices shall be deemed to include for the full scope as aforesaid, including overheads and profit. | [8 empty] | 28 | th
2.3 | We declare that as specified in Clause 11.5, Section –II:ITB, Vol.-I of the Bidding Documents, prices quoted by us in the Price Schedules shall be subject to Price Adjustment during the execution of Contract in accordance with Appendix-2 (Price Adjustment) to the Contract Agreement. | [8 empty] | 29 | th
2.4 | We understand that in the price schedules, where there are errors between the total of the amounts given under the column for the price Breakdown and the amount given under the Total Price, the former shall prevail and the latter will be corrected accordingly. We further understand that where there are discrepancies between amounts stated in figures and amounts stated in words, the amount stated in words shall prevail. Similarly, any discrepancy in the total bid price and that of the summation of Schedule price (price indicated in a Schedule indicating the total of that schedule), the total bid price shall be corrected to reflect the actual summation of the Schedule prices. | [8 empty] | 30 | th
2.5 | We declare that items left blank in the Schedules will be deemed to have been included in other items. The TOTAL for each Schedule and the TOTAL of Grand Summary shall be deemed to be the total price for executing the Facilities and sections thereof in complete accordance with the Contract, whether or not each individual item has been priced. | [8 empty] | 31 | st
3 | We confirm that except as otherwise specifically provided our Bid Prices in this Second Envelope include all taxes, duties, levies and charges as may be assessed on us/our Associate (applicable for Foreign Bidder), our Sub-Contractor/Sub-Vendor or their employees by all municipal, state or national government authorities in connection with the Facilities, in and outside of India.
3.1 | 100% of applicable Taxes and Duties i.e GST which are payable by the Employer under the Contract, shall be reimbursed by the Employer on production of satisfactory documentary evidence by the Contractor in accordance with the provisions of the Bidding Documents
3.2 | We further understand that notwithstanding 3.0 above, in case of award on us, you shall also bear and pay/reimburse to us, GST applicable on supplies by us to you, imposed on the Plant & Equipment including Mandatory Spare Parts to be incorporated into the Facilities including Type Test charges for Type test to be conducted in India specified in Schedule No. 1, Installation Services specified in Schedule No. 3 and Charges for Training to be imparted in India specified in Schedule No. 4 of the Price Schedule in this Second Envelope, by the Indian Laws.
3.3 | We confirm that we have also registered/we shall also get registered in the GST Network with a GSTIN in all the states where the project is located and the states from which we shall make our supply of goods.
4 | # (For Joint Venture only) We, the partners of Joint Venture submitting this bid, do agree and confirm that in case of Award of Contract on the Joint Venture, we shall be jointly and severally liable and responsible for the execution of the Contract in accordance with Contract terms and conditions.
5 | We, hereby, declare that only the persons or firms interested in this proposal as principals are named here and that no other persons or firms other than those mentioned herein have any interest in this proposal or in the Contract to be entered into, if the award is made on us, that this proposal is made without any connection with any other person, firm or party likewise submitting a proposal is in all respects for and in good faith, without collusion or fraud.
Thanking you, we remain,
Yours faithfully,
For and on behalf of test
Signature :
Date : |  |  |  | Printed Name : | 0
Place : |  |  |  | Designation : | 0
Common Seal :
Please provide additional information of the Bidder
Business Address :
Country of Incorporation :
State/Province to be indicated :
Name of Principal Officer :
Address of Principal Officer :
Note: Bidders may note that no prescribed proforma has been enclosed for Attachment 2 : Power of Attorney. Bidders may use their own proforma for furnishing the required information with the bid.
* * *
Back to Cover Page

## QC (hidden)
STATEMENT OF QUOTED / CORRECTED PRICES
ALL FIGURES ARE IN INDIAN RUPEES
BIDDER
SL. | PRICE COMPONENT | QUOTED PRICE | CORRECTED PRICE
1 | Price of Plant and Equipment (including Mandatory Spares Parts) to be supplied [Schedule-1] | 0 |  | 0
2 | Local Transportation, In-transit Insurance, loading and unloading charges [Schedule-2] | 0 |  | 0
3 | Installation Charges [Schedule-3] | 0 |  | 0
4 | Type Test Charges [Schedule-7] | Not Applicable |  | Not Applicable
5 | Total Bid Price excluding GST (1+2+3+4) | 0 |  | 0
6 | Discount | NIL |  | NIL
7 | Total Bid Price excluding GST (1+2+3+4) | 0 |  | 0
8 | Taxes & Duties:
| GST on Supply of Goods @5% | 0 |  | 0 | total GST on supply | 291545315.52
| GST on Supply of Goods @12% | 0 |  | 0
| GST on Supply of Goods @12% | 0 |  | 0
| GST on Supply of Goods @18% |  |  | 0
| GST on Supply of Goods @28% |  |  | 0
| GST on Supply of Installation Services @ 18% | 0 |  | 0
| GST on Type Test Charges | Not Applicable |  | Not Applicable
9 | Total Taxes & Duties | 0 |  | 0
10 | Total Bid Price (including Taxes & Duties) | 0 |  | 0
Note-1: | It may be mentioned that KEC in Schedule-1 & 3 of their bid, have confirmed/deemed confirmed HSN/SAC code. Also, KEC have confirmed/ deemed confirmed rate of GST for all the items/services in Schedule-1 & 3. Hence the GST tax rate as quoted by KEC has been considered to arrive at their total evaluated bid price, in line with the provisions of the Bidding Documents.
Note-2: | It may be mentioned that KEC in Schedule-3 of their bid, have quoted unit prices in more than 2 place of decimals. Accordingly, to work out the total corrected price, unit rates quoted by KEC are rounded off to 2 place of decimals.
765kV Transformer Package TR-35 associated with (i) Transmission Network Expansion in Gujarat to increase its ATC from ISTS: Part B; (ii) Transmission Network Expansion in Gujarat to increase its ATC from ISTS: Part C; and (iii) Transmission Network Expansion in Gujarat associated with integration of RE projects from Khavda potential RE Zone; Spec. No.: 5002002164/TRANSFORMER/DOM/A04-CC CS -5
Annexure-E9

## Contracts-Template (hidden)
Exworks
| Total Ex-Works Price Direct |  |  |  |  | 0
| Total Ex-Works Price Bought Out |  |  |  |  | 0
| Total Ex-Works Price |  |  |  |  | 0
| Total Type Test charges as per Schedule-7 |  |  |  |  | #REF!
| Total Ex-works Price including Type Test charges |  |  |  |  | #REF!
Note : | Specify amount of Excise Duty, Sales Tax/'VAT and other taxes payable on the transaction between the Contractor and the Employer and octroi/entry tax as applicable for destination site/state on all items of supply including bought-out finished items (to be identified in the Contract), which shall be dispatched directly from the sub-vendor’s works to the Employer’s site (sale-in-transit), separately in Schedule-5. Excise Duty, Sales tax and other levies for all the bought-out items are to be included in the EXW Price (Col. No. 5) only and not to be indicated in Schedule-5.
^ | If the item(s) quoted/considered as "Bought-out" in the bid are manufactured at Bidder's works and confirmed to be supplied under “Direct transaction” by the bidder, then the taxes and duties on such items shall be paid/reimbursed by POWERGRID in line with the provisions of Bidding Documents. For this purpose, at the time of award, the Ex-works price (exclusive of taxes & duties) shall be arrived at from the quoted Ex-works price (inclusive of taxes ad duties) by excluding taxes and duties applicable on such items, as on date of Bid opening, in case of supplies from manufacturer proposed in the bid. During contract execution, the taxes and duties on such items shall be paid/reimbursed at actuals, limited to the rates prevailing on date of Bid opening.
Date : | --
Place : |  |  | Printed Name : |  | --
Designation :
FandI
| Total F&I Price |  |  |  |  | (=SUM(I16:I27))
Date : | (='Sch-1'!B43)
Place : | (='Sch-1'!B44) |  | Printed Name : | (='Sch-1'!E44)
|  |  | Designation : | (='Sch-1'!E45)
service
| Total Installaiton Charges | [5 empty] | #REF!
Date : | (='Sch-1'!B43)
Place : | (='Sch-1'!B44) |  | Printed Name : | (='Sch-1'!E44)
|  |  | Designation : | (='Sch-1'!E45)
Training
Date : | (=IF('Sch-1'!B43=0,"", 'Sch-1'!B43)) |  | (="Printed Name : " & IF('Sch-1'!E44=0,"",'Sch-1'!E44))
Place : | (=IF('Sch-1'!B44=0,"", 'Sch-1'!B44)) |  | (="Designation : " & IF('Sch-1'!E45=0,"",'Sch-1'!E45))
Type test
| TOTAL TYPE TEST CHARGES |  |  |  |  | (=SUM(I17:I18))
Date : | (='Sch-1'!B43) | (="Printed Name : " & 'Sch-1'!E44)
Place : | (='Sch-1'!B44) | (="Designation : " & 'Sch-1'!E45)
Note : | Bidder should indicate the name of test laboratories where type tests are proposed to be conducted
Direct
Bought-out

## N-W (Cr.) (hidden)
#REF! |  |  | 0 |  | #REF! |  |  | 0 |  |  | #REF!
#REF!
INR
#REF! |  |  |  |  | #REF! | [5 empty] | #N/A
#N/A
#REF! | #REF! |  | 0 |  | #REF! | #REF! |  | 0
#REF! | #REF! | #REF! | 0 |  | #REF! | #REF! | #REF! | 0
#REF! | #REF! | #REF! | 0 |  | #REF! | #REF! | #REF! | 0 |  | #REF! | 0 | 0 | 0 | 0 | #REF! | plus
#REF! | #REF! | #REF! | 0 |  | #REF! | #REF! | #REF! | 0 |  | #REF! | 0 | 0 | 0 | 1 | #REF!
#REF! | #REF! | #REF! | 0 |  | #REF! | #REF! | #REF! | 0 |  | #REF! | 0 | 0 | 1 | 0 | #REF!
#REF! | #REF! | #REF! | 0 |  | #REF! | #REF! | #REF! | 0 |  | #REF! | 0 | 0 | 1 | 1 | #REF!
[10 empty] | #REF! | 0 | 1 | 0 | 0 | #REF!
1 | One |  | 1 | One | 1 | One |  | 1 | One | #REF! | 0 | 1 | 0 | 1 | #REF!
2 | Two |  | 2 | Two | 2 | Two |  | 2 | Two | #REF! | 0 | 1 | 1 | 0 | #REF!
3 | Three |  | 3 | Three | 3 | Three |  | 3 | Three | #REF! | 0 | 1 | 1 | 1 | #REF!
4 | Four |  | 4 | Four | 4 | Four |  | 4 | Four | #REF! | 1 | 0 | 0 | 0 | #REF!
5 | Five |  | 5 | Five | 5 | Five |  | 5 | Five | #REF! | 1 | 0 | 0 | 1 | #REF!
6 | Six |  | 6 | Six | 6 | Six |  | 6 | Six | #REF! | 1 | 0 | 1 | 0 | #REF!
7 | Seven |  | 7 | Seven | 7 | Seven |  | 7 | Seven | #REF! | 1 | 0 | 1 | 1 | #REF!
8 | Eight |  | 8 | Eight | 8 | Eight |  | 8 | Eight | #REF! | 1 | 1 | 0 | 0 | #REF!
9 | Nine |  | 9 | Nine | 9 | Nine |  | 9 | Nine | #REF! | 1 | 1 | 0 | 1 | #REF!
10 | Ten |  | 10 | Ten | 10 | Ten |  | 10 | Ten | #REF! | 1 | 1 | 1 | 0 | #REF!
11 | Eleven |  | 11 | Eleven | 11 | Eleven |  | 11 | Eleven | #REF! | 1 | 1 | 1 | 1 | #REF!
12 | Twelve |  | 12 | Twelve | 12 | Twelve |  | 12 | Twelve
13 | Thirteen |  | 13 | Thirteen | 13 | Thirteen |  | 13 | Thirteen
14 | Fourteen |  | 14 | Fourteen | 14 | Fourteen |  | 14 | Fourteen
15 | Fifteen |  | 15 | Fifteen | 15 | Fifteen |  | 15 | Fifteen
16 | Sixteen |  | 16 | Sixteen | 16 | Sixteen |  | 16 | Sixteen | #REF! | 0 | 0 | 0 | 0 | #REF! | +
17 | Seventeen |  | 17 | Seventeen | 17 | Seventeen |  | 17 | Seventeen | #REF! | 0 | 0 | 0 | 1 | #REF! | /- +
18 | Eighteen |  | 18 | Eighteen | 18 | Eighteen |  | 18 | Eighteen | #REF! | 0 | 0 | 1 | 0 | #REF! | /-
19 | Nineteen |  | 19 | Nineteen | 19 | Nineteen |  | 19 | Nineteen | #REF! | 0 | 0 | 1 | 1 | #REF!
20 | Twenty |  | 20 | Twenty | 20 | Twenty |  | 20 | Twenty | #REF! | 0 | 1 | 0 | 0 | #REF!
21 | Twenty One |  | 21 | Twenty One | 21 | Twenty One |  | 21 | Twenty One | #REF! | 0 | 1 | 0 | 1 | #REF!
22 | Twenty Two |  | 22 | Twenty Two | 22 | Twenty Two |  | 22 | Twenty Two | #REF! | 0 | 1 | 1 | 0 | #REF!
23 | Twenty Three |  | 23 | Twenty Three | 23 | Twenty Three |  | 23 | Twenty Three | #REF! | 0 | 1 | 1 | 1 | #REF!
24 | Twenty Four |  | 24 | Twenty Four | 24 | Twenty Four |  | 24 | Twenty Four | #REF! | 1 | 0 | 0 | 0 | #REF!
25 | Twenty Five |  | 25 | Twenty Five | 25 | Twenty Five |  | 25 | Twenty Five | #REF! | 1 | 0 | 0 | 1 | #REF!
26 | Twenty Six |  | 26 | Twenty Six | 26 | Twenty Six |  | 26 | Twenty Six | #REF! | 1 | 0 | 1 | 0 | #REF!
27 | Twenty Seven |  | 27 | Twenty Seven | 27 | Twenty Seven |  | 27 | Twenty Seven | #REF! | 1 | 0 | 1 | 1 | #REF!
28 | Twenty Eight |  | 28 | Twenty Eight | 28 | Twenty Eight |  | 28 | Twenty Eight | #REF! | 1 | 1 | 0 | 0 | #REF!
29 | Twenty Nine |  | 29 | Twenty Nine | 29 | Twenty Nine |  | 29 | Twenty Nine | #REF! | 1 | 1 | 0 | 1 | #REF!
30 | Thirty |  | 30 | Thirty | 30 | Thirty |  | 30 | Thirty | #REF! | 1 | 1 | 1 | 0 | #REF!
31 | Thirty One |  | 31 | Thirty One | 31 | Thirty One |  | 31 | Thirty One | #REF! | 1 | 1 | 1 | 1 | #REF!
32 | Thirty Two |  | 32 | Thirty Two | 32 | Thirty Two |  | 32 | Thirty Two
33 | Thirty Three |  | 33 | Thirty Three | 33 | Thirty Three |  | 33 | Thirty Three
34 | Thirty Four |  | 34 | Thirty Four | 34 | Thirty Four |  | 34 | Thirty Four
35 | Thirty Fivr |  | 35 | Thirty Fivr | 35 | Thirty Fivr |  | 35 | Thirty Fivr
36 | Thirty Six |  | 36 | Thirty Six | 36 | Thirty Six |  | 36 | Thirty Six
37 | Thirty Seven |  | 37 | Thirty Seven | 37 | Thirty Seven |  | 37 | Thirty Seven
38 | Thirty Eight |  | 38 | Thirty Eight | 38 | Thirty Eight |  | 38 | Thirty Eight
39 | Thirty Nine |  | 39 | Thirty Nine | 39 | Thirty Nine |  | 39 | Thirty Nine
40 | Forty |  | 40 | Forty | 40 | Forty |  | 40 | Forty
41 | Forty One |  | 41 | Forty One | 41 | Forty One |  | 41 | Forty One
42 | Forty Two |  | 42 | Forty Two | 42 | Forty Two |  | 42 | Forty Two
43 | Forty Three |  | 43 | Forty Three | 43 | Forty Three |  | 43 | Forty Three
44 | Forty Four |  | 44 | Forty Four | 44 | Forty Four |  | 44 | Forty Four
45 | Forty Five |  | 45 | Forty Five | 45 | Forty Five |  | 45 | Forty Five
46 | Forty Six |  | 46 | Forty Six | 46 | Forty Six |  | 46 | Forty Six
47 | Forty Seven |  | 47 | Forty Seven | 47 | Forty Seven |  | 47 | Forty Seven
48 | Forty Eight |  | 48 | Forty Eight | 48 | Forty Eight |  | 48 | Forty Eight
49 | Forty Nine |  | 49 | Forty Nine | 49 | Forty Nine |  | 49 | Forty Nine
50 | Fifty |  | 50 | Fifty | 50 | Fifty |  | 50 | Fifty
51 | Fifty One |  | 51 | Fifty One | 51 | Fifty One |  | 51 | Fifty One
52 | Fifty Two |  | 52 | Fifty Two | 52 | Fifty Two |  | 52 | Fifty Two
53 | Fifty Three |  | 53 | Fifty Three | 53 | Fifty Three |  | 53 | Fifty Three
54 | Fifty Four |  | 54 | Fifty Four | 54 | Fifty Four |  | 54 | Fifty Four
55 | Fifty Five |  | 55 | Fifty Five | 55 | Fifty Five |  | 55 | Fifty Five
56 | Fifty Six |  | 56 | Fifty Six | 56 | Fifty Six |  | 56 | Fifty Six
57 | Fifty Seven |  | 57 | Fifty Seven | 57 | Fifty Seven |  | 57 | Fifty Seven
58 | Fifty Eight |  | 58 | Fifty Eight | 58 | Fifty Eight |  | 58 | Fifty Eight
59 | Fifty Nine |  | 59 | Fifty Nine | 59 | Fifty Nine |  | 59 | Fifty Nine
60 | Sixty |  | 60 | Sixty | 60 | Sixty |  | 60 | Sixty
61 | Sixty One |  | 61 | Sixty One | 61 | Sixty One |  | 61 | Sixty One
62 | Sixty Two |  | 62 | Sixty Two | 62 | Sixty Two |  | 62 | Sixty Two
63 | Sixty Three |  | 63 | Sixty Three | 63 | Sixty Three |  | 63 | Sixty Three
64 | Sixty Four |  | 64 | Sixty Four | 64 | Sixty Four |  | 64 | Sixty Four
65 | Sixty Five |  | 65 | Sixty Five | 65 | Sixty Five |  | 65 | Sixty Five
66 | Sixty Six |  | 66 | Sixty Six | 66 | Sixty Six |  | 66 | Sixty Six
67 | Sixty Seven |  | 67 | Sixty Seven | 67 | Sixty Seven |  | 67 | Sixty Seven
68 | Sixty Eight |  | 68 | Sixty Eight | 68 | Sixty Eight |  | 68 | Sixty Eight
69 | Sixty Nine |  | 69 | Sixty Nine | 69 | Sixty Nine |  | 69 | Sixty Nine
70 | Seventy |  | 70 | Seventy | 70 | Seventy |  | 70 | Seventy
71 | Seventy One |  | 71 | Seventy One | 71 | Seventy One |  | 71 | Seventy One
72 | Seventy Two |  | 72 | Seventy Two | 72 | Seventy Two |  | 72 | Seventy Two
73 | Seventy Three |  | 73 | Seventy Three | 73 | Seventy Three |  | 73 | Seventy Three
74 | Seventy Four |  | 74 | Seventy Four | 74 | Seventy Four |  | 74 | Seventy Four
75 | Seventy Five |  | 75 | Seventy Five | 75 | Seventy Five |  | 75 | Seventy Five
76 | Seventy Six |  | 76 | Seventy Six | 76 | Seventy Six |  | 76 | Seventy Six
77 | Seventy Seven |  | 77 | Seventy Seven | 77 | Seventy Seven |  | 77 | Seventy Seven
78 | Seventy Eight |  | 78 | Seventy Eight | 78 | Seventy Eight |  | 78 | Seventy Eight
79 | Seventy Nine |  | 79 | Seventy Nine | 79 | Seventy Nine |  | 79 | Seventy Nine
80 | Eighty |  | 80 | Eighty | 80 | Eighty |  | 80 | Eighty
81 | Eighty One |  | 81 | Eighty One | 81 | Eighty One |  | 81 | Eighty One
82 | Eighty Two |  | 82 | Eighty Two | 82 | Eighty Two |  | 82 | Eighty Two
83 | Eighty Three |  | 83 | Eighty Three | 83 | Eighty Three |  | 83 | Eighty Three
84 | Eighty Four |  | 84 | Eighty Four | 84 | Eighty Four |  | 84 | Eighty Four
85 | Eighty Five |  | 85 | Eighty Five | 85 | Eighty Five |  | 85 | Eighty Five
86 | Eighty Six |  | 86 | Eighty Six | 86 | Eighty Six |  | 86 | Eighty Six
87 | Eighty Seven |  | 87 | Eighty Seven | 87 | Eighty Seven |  | 87 | Eighty Seven
88 | Eighty Eight |  | 88 | Eighty Eight | 88 | Eighty Eight |  | 88 | Eighty Eight
89 | Eighty Nine |  | 89 | Eighty Nine | 89 | Eighty Nine |  | 89 | Eighty Nine
90 | Ninety |  | 90 | Ninety | 90 | Ninety |  | 90 | Ninety
91 | Ninety One |  | 91 | Ninety One | 91 | Ninety One |  | 91 | Ninety One
92 | Ninety Two |  | 92 | Ninety Two | 92 | Ninety Two |  | 92 | Ninety Two
93 | Ninety Three |  | 93 | Ninety Three | 93 | Ninety Three |  | 93 | Ninety Three
94 | Ninety Four |  | 94 | Ninety Four | 94 | Ninety Four |  | 94 | Ninety Four
95 | Ninety Five |  | 95 | Ninety Five | 95 | Ninety Five |  | 95 | Ninety Five
96 | Ninety Six |  | 96 | Ninety Six | 96 | Ninety Six |  | 96 | Ninety Six
97 | Ninety Seven |  | 97 | Ninety Seven | 97 | Ninety Seven |  | 97 | Ninety Seven
98 | Ninety Eight |  | 98 | Ninety Eight | 98 | Ninety Eight |  | 98 | Ninety Eight
99 | Ninety Nine |  | 99 | Ninety Nine | 99 | Ninety Nine |  | 99 | Ninety Nine
100 | One Hundred |  | 100 | One Hundred | 100 | One Hundred |  | 100 | One Hundred
BG VALUE:
#REF!
#REF!
#REF! | #REF!
#REF! | #REF! | #REF!
#REF! | #REF! | #REF!
#REF! | #REF! | #REF!
#REF! | #REF! | #REF!
#REF! | #REF! | #REF!
1 | One
2 | Two
3 | Three
4 | Four
5 | Five
6 | Six
7 | Seven
8 | Eight
9 | Nine
10 | Ten
11 | Eleven
12 | Twelve
13 | Thirteen
14 | Fourteen
15 | Fifteen
16 | Sixteen
17 | Seventeen
18 | Eighteen
19 | Nineteen
20 | Twenty
21 | Twenty One
22 | Twenty Two
23 | Twenty Three
24 | Twenty Four
25 | Twenty Five
26 | Twenty Six
27 | Twenty Seven
28 | Twenty Eight
29 | Twenty Nine
30 | Thirty
31 | Thirty One
32 | Thirty Two
33 | Thirty Three
34 | Thirty Four
35 | Thirty Fivr
36 | Thirty Six
37 | Thirty Seven
38 | Thirty Eight
39 | Thirty Nine
40 | Forty
41 | Forty One
42 | Forty Two
43 | Forty Three
44 | Forty Four
45 | Forty Five
46 | Forty Six
47 | Forty Seven
48 | Forty Eight
49 | Forty Nine
50 | Fifty
51 | Fifty One
52 | Fifty Two
53 | Fifty Three
54 | Fifty Four
55 | Fifty Five
56 | Fifty Six
57 | Fifty Seven
58 | Fifty Eight
59 | Fifty Nine
60 | Sixty
61 | Sixty One
62 | Sixty Two
63 | Sixty Three
64 | Sixty Four
65 | Sixty Five
66 | Sixty Six
67 | Sixty Seven
68 | Sixty Eight
69 | Sixty Nine
70 | Seventy
71 | Seventy One
72 | Seventy Two
73 | Seventy Three
74 | Seventy Four
75 | Seventy Five
76 | Seventy Six
77 | Seventy Seven
78 | Seventy Eight
79 | Seventy Nine
80 | Eighty
81 | Eighty One
82 | Eighty Two
83 | Eighty Three
84 | Eighty Four
85 | Eighty Five
86 | Eighty Six
87 | Eighty Seven
88 | Eighty Eight
89 | Eighty Nine
90 | Ninety
91 | Ninety One
92 | Ninety Two
93 | Ninety Three
94 | Ninety Four
95 | Ninety Five
96 | Ninety Six
97 | Ninety Seven
98 | Ninety Eight
99 | Ninety Nine
100 | One Hundred