## Basic (hidden)
Package Name | 765kV AIS Extn. Substation Package SS-01 for (i) Construction of 2 nos. of 765kV line bays at Sikar II for Sikar II – Bhadla II 765kV D/c line (ii) Construction of 2 nos. of 765kV line bays at Bhadla II for Sikar II – Bhadla II 765kV D/c line associated with Transmission Scheme for evacuation of power from Solar Energy Zones in Rajasthan (8.1 GW) under Phase II-Part E.
Package Code | 765kV AIS Extn. Substation Package SS-01
Specification No. | Specification No.: CC/T/W-AIS/DOM/A06/23/02699
ORIGINAL

## Cover
Price Schedules | 765kV AIS Extn. Substation Package SS-01 for (i) Construction of 2 nos. of 765kV line bays at Sikar II for Sikar II – Bhadla II 765kV D/c line (ii) Construction of 2 nos. of 765kV line bays at Bhadla II for Sikar II – Bhadla II 765kV D/c line associated with Transmission Scheme for evacuation of power from Solar Energy Zones in Rajasthan (8.1 GW) under Phase II-Part E. |  | 765kV AIS Extn. Substation Package SS-01
Specification No.: CC/T/W-AIS/DOM/A06/23/02699
| 1 | Fill up only green shaded cells in Sch-1, Sch-2, Sch-3, Sch-4, Sch-7 and Bid Form 2nd Envelope.
| 2 | All the cells in Sch-5 & Sch-6 are auto filled, therefore no cell is required to be filled up there.
| 3 | Instructions / error messages, if any, will be displayed automatically after selecting the cell.
| 4 | After filling up all the schedues, save the file, take print out of all the schedules and Bid form and sign & stamp and submit them as hard copy of the 2nd envelope (Price part) of the bid. Also ensure to submit the soft copy of the the same file on CD/ DVD.
Click to skip Instructions & Proceed
Click for Detailed General Instructions
General guidelines for filling up the Price Schedules, Sch-1 to Sch-7

## Instructions (hidden)
General Instruction to the Bidders for filling up this workbook of Price Schedules
I | While filling up the worksheets following may please be observed :
| (i) | Fill up only green shaded cells.
| (ii) | Certain data type entries have been restricted, such as Numeric values or limits of numeric values.
| (iii) | Select only the options provided in pull down menus.
| (iv) | Do not link any cell of this work book with any other work book.
| (v) | Do not use copy & paste or cut & paste options for filling up the data.
| (vi) | Do not reformat any of the cell of the work book.
II | This Workbook consists of following worksheets :
Cover :
Opening page of the workbook.
Names of Bidder :
| ● | Select Sole Bidder or JV (Joint Venture) from the pull down menu. Do not leave this cell blank.
| ● | Select nos. of the JV Partners other than the Lead Partner from drop down menu.
| ● | In case of JV partners more than 2, enter details of 3rd & more partners along with details of 2nd partner.
| ● | Fill up names and address of the Sole Bidder and /or Joint Venture.
| ● | Fill up date in dd-mmm-yyyy format from drop down menu.
| ● | Click for Sch-1 given at the right top of the worksheet to go to Sch-1.
Sch-1 (Ex-works Prices) :
| ● | Fill up unit rates for all the items in numeric values greater than 0 (zero). If unit rate is left blank, the corresponding item shall be deemed to be included in the total price.
| ● | Corresponding cell for mode of transaction shall be come enable only after filling up the unit rate, therefore first fill up the unit rate and then mode of transaction for the corresponding item.
| ● | Select either Direct or Bought-out from the drop down menu. Do not leave the cell blank the same shall be deemed to be Bought-out if the cell is left blank.
| ● | Total amount shall get calculated automatically.
| ● | Type Test charges shall appear automatically after filling up Sch-7 appropriately.
Sch-2 (Freight & Insurance Charges) :
| ● | Fill up unit rates for all the items in numeric values greater than 0 (zero). If unit rate is left blank, the corresponding item shall be deemed to be included in the total price.
| ● | Total amount shall get calculated automatically.
Sch-3 (Erection Charges) :
| ● | Fill up unit rates for all the items in numeric values greater than 0 (zero). If unit rate is left blank, the corresponding item shall be deemed to be included in the total price.
| ● | Total amount shall get calculated automatically.
Sch-4 (Training Charges) :
| ● | Not applicable, hence no cell is required to be filled up.
Sch-4b (Maintenance Charges during and after Defect Liability Period) :
| ● | Not applicable, hence no cell is required to be filled up.
Sch-5 (Summary of Taxes and Duties applicable on the Goods) :
| ● | No cell is required to be filled in by the bidder in this worksheet.
Sch -6 :
| ● | Summary of all the Schedules without considering discount (mentioned in the work sheet discount) shall be displayed automatically.
| ● | No cell is required to be filled in by the bidder in this worksheet.
Sch-7 (Type Test Charges) :
| ● | Fill up the rates & location where type tests are proposed.
| ● | Total of this Sch-7 shall automatically appear in Sch-1.
Bid from 2nd Envelope :
| ● | Fill up ref. no. as bidder's ref no. of this letter.
| ● | This letter shall consider the net price as per Sch-6 (After Discount).
| ● | Fill up names & Designation of the representatives of other JV partner(s) if the bidder is JV (Joint Venture) .
| ● | Fill up additional information as required.
* * *
Happy Bidding !
Click to Proceed

## Names of Bidder
765kV AIS Extn. Substation Package SS-01 for (i) Construction of 2 nos. of 765kV line bays at Sikar II for Sikar II – Bhadla II 765kV D/c line (ii) Construction of 2 nos. of 765kV line bays at Bhadla II for Sikar II – Bhadla II 765kV D/c line associated with Transmission Scheme for evacuation of power from Solar Energy Zones in Rajasthan (8.1 GW) under Phase II-Part E.
Specification No.: CC/T/W-AIS/DOM/A06/23/02699 |  |  |  |  | Sole Bidder | 1 |  | Sole Bidder | 1
[5 empty] | Joint Venture | 2 or More |  | JV (Joint Venture) | 2 or More
Enter following details of the bidder
Specify type of Bidder [Select from drop down menu] | Sole Bidder |  | Sole Bidder | 1 | 0 | Sole Bidder | 1 | 0
2 or More
0
Name of Sole Bidder | …….. …….. …….. …….. …….. ……..
Address of Sole Bidder | …….. …….. …….. …….. …….. ……..
…….. …….. …….. …….. …….. ……..
…….. …….. …….. …….. …….. ……..
Name of other Partner - 1
Address of other Partner - 1
…….. …….. …….. …….. …….. ……..
…….. …….. …….. …….. …….. ……..
Name of other Partner - 2 (more, if any) | …….. …….. …….. …….. …….. ……..
Address of other Partner - 2 (more, if any) | …….. …….. …….. …….. …….. ……..
…….. …….. …….. …….. …….. ……..
…….. …….. …….. …….. …….. ……..
Printed Name
Designation
email ID of Bid Signatory
Mobile No. of Bid Signatory
Tel No. of Bid Signatory
Fax No. of Bid Signatory
Date |  | 31
Place
Click for Sch-1

## Sch-1
Specification No.: CC/T/W-AIS/DOM/A06/23/02699 | [12 empty] | Schedule - 1 | Schedule - 1 |  |  | Direct Total | 0 | Sole Bidder | `
[17 empty] | BO Total | #REF! | 0
765kV AIS Extn. Substation Package SS-01 for (i) Construction of 2 nos. of 765kV line bays at Sikar II for Sikar II – Bhadla II 765kV D/c line (ii) Construction of 2 nos. of 765kV line bays at Bhadla II for Sikar II – Bhadla II 765kV D/c line associated with Transmission Scheme for evacuation of power from Solar Energy Zones in Rajasthan (8.1 GW) under Phase II-Part E.
(SCHEDULE OF RATES AND PRICES)
Bidder’s Name and Address (Sole Bidder) : | [11 empty] | To:
Contracts Services, 3rd Floor
Name : |  | …….. …….. …….. …….. …….. …….. | [9 empty] | Power Grid Corporation of India Ltd., | [6 empty] | …….. …….. …….. …….. …….. …….. , & …….. …….. …….. …….. …….. ……..
Address : |  | …….. …….. …….. …….. …….. …….. | [9 empty] | "Saudamini", Plot No.-2
|  | …….. …….. …….. …….. …….. …….. | [9 empty] | Sector-29,
|  | …….. …….. …….. …….. …….. …….. | [9 empty] | Gurgaon (Haryana) - 122001
PLANT AND EQUIPMENT (INCLUDING MANDATORY SPARES PARTS) TO BE SUPPLIED, INCLUDING TYPE TEST CHARGES FOR TESTS TO BE CONDUCTED | [17 empty] | Direct
[11 empty] | All Prices are in Indian Rupees. | [6 empty] | Bought-Out
SI. No. | PR No | PR Line Item No | Activity Description | Material Code | HSN Code | Whether HSN in column ‘ 6 ’ is confirmed. If not indicate applicable the HSN code * | Rate of GST applicable (in %) | Whether rate of GST in column ‘4’ is confirmed. If not indicate applicable rate of GST * | Item Description | Unit | Qty. | Unit Ex-works price (excluding GST) | Total Ex-works price (excluding GST) | GST Tax as confirmed by Bidder
1 | 2 | 3 | 4 | 5 | 6 | 7 | 8 | 9 | 10 | 11 | 12 | 13 | 14= 12 x 13 | 15
PART A (Substation Portion)
I | Bay extension at Bhadla -II | [13 empty] | Revaluation of J column | Tax Calculation
1 | 7000023218 | 10 | PMU at Bhadla-II | 1000017518 | 85364900 |  | 18 |  | PMU with GPS Clock (clock can be either internal or external) | EA | 2 |  | Included | 0 | 0 | 0
2 | 7000023219 | 10 | PMU at Bhadla-II | 1000022512 | 90311000 |  | 18 |  | WAMS Hardware - Time System (GPS receiver) | EA | 2 |  | Included | 0 | 0 | 0
3 | 7000023220 | 10 | PMU at Bhadla-II | 1000022510 | 85176290 |  | 18 |  | WAMS Hardware - Substation Grade Layer-3 LAN Switches with minimum 4 x10/100 Mbps Ethernet ports and 2 x 1 Gbps Ethernet ports | EA | 3 |  | Included | 0 | 0 | 0
4 | 7000023221 | 10 | PMU at Bhadla-II | 1000022487 | 85447090 |  | 18 |  | WAMS Miscellaneous - Armored Fibre Optic Cable and associatedtermination (e.g. L2 Switch) for connecting PMU panels located indifferent control room of a station | EA | 1 |  | Included | 0 | 0 | 0
5 | 7000023222 | 10 | Telecom Equipment Suppply at Bhadla-II | 1000031367 | 85176260 |  | 18 |  | SDH EQUIPMENT (STM-16 MADM UPTO 5 MSP PROTECTED DIRECTIONS)-BASEEQUIPMENT (COMMON CARDS, CROSS CONNECT/CONTROL CARDS, OPTICAL BASECARDS, POWER SUPPLY CARDS, POWER CABLING, OTHER HARDWARE ANDACCESSORIES INCLUDING SUB RACKS, PATCH CORD, DDF ETC FULLY EQUIPEDEXCLUDING OPTICAL INTERFACE & TRIBUTARY CARDS | EA | 1 |  | Included | 0 | 0 | 0
6 | 7000023223 | 10 | Telecom Equipment Suppply at Bhadla-II | 1000018706 | 85176990 |  | 18 |  | S16.1 SFP | EA | 4 |  | Included | 0 | 0 | 0
7 | 7000023224 | 10 | Telecom Equipment Suppply at Bhadla-II | 1000031374 | 85176290 |  | 18 |  | TRIBUTARY INTERFACE- E1 INTERFACE (MINIMUM 16 NOS.) | SET | 2 |  | Included | 0 | 0 | 0
8 | 7000023225 | 10 | Telecom Equipment Suppply at Bhadla-II | 1000034950 | 85176990 |  | 18 |  | ETHERNET INTERFACE 10/100 BASE T WITH LAYER-2 SWITCHING (MIN 8INTERFACES PER CARD) | EA | 2 |  | Included | 0 | 0 | 0
9 | 7000023226 | 10 | Telecom Equipment Suppply at Bhadla-II | 1000031381 | 85176290 |  | 18 |  | TRIBUTARY INTERFACE-GIGABIT ETHERNET INTERFACES 10/100 MBPS WITH LAYER-2 SWITCHING (MINIMUM 2 NOS.) | SET | 1 |  | Included | 0 | 0 | 0
10 | 7000023227 | 10 | Telecom Equipment Suppply at Bhadla-II | 1000026228 | 85176290 |  | 18 |  | Equipment Cabinets For SDH | EA | 1 |  | Included | 0 | 0 | 0
11 | 7000023228 | 10 | Telecom Equipment Suppply at Bhadla-II | 1000034998 | 85171890 |  | 18 |  | VOIP TELEPHONE INSTRUMENT WITH ONE COMMON SWITCH (MIN. 8 PORT) | EA | 2 |  | Included | 0 | 0 | 0
12 | 7000023229 | 10 | Telecom Equipment Suppply at Bhadla-II | 1000030942 | 85447090 |  | 18 |  | 24F (DWSM) APPROACH FIBRE OPTIC CABLE INCLUDING ALL INSTALLATIONHARDWARE SET | KM | 1 |  | Included | 0 | 0 | 0
13 | 7000023230 | 10 | Telecom Equipment Suppply at Bhadla-II | 1000023471 | 85372000 |  | 18 |  | OPGW Fibre Optic Distribution Panel (FODP): Indoor Type: 96F | EA | 1 |  | Included | 0 | 0 | 0
14 | 7000023231 | 10 | Telecom Equipment Suppply at Bhadla-II | 1000019317 | 85176290 |  | 18 |  | Optical Line Interface card To support minimum 175 km | EA | 2 |  | Included | 0 | 0 | 0
15 | 7000023232 | 10 | Telecom Equipment Suppply at Bhadla-II | 1000019316 | 85176290 |  | 18 |  | Optical Line Interface card To support minimum 200 km | EA | 2 |  | Included | 0 | 0 | 0
16 | 7000023233 | 10 | 800kV 50kA AIS EQUIPMENT | 1000005827 | 85352919 |  | 18 |  | 765kV, 3150A, 50kA Circuit Breaker(3-Phase) with closing resistor (withsupport structure) | EA | 4 |  | Included | 0 | 0 | 0
17 | 7000023234 | 10 | 800kV 50kA AIS EQUIPMENT | 1000005826 | 85352919 |  | 18 |  | 765kV, 3150A, 50kA Circuit Breaker(3-Phase) without closing resistor(with support structure) | EA | 2 |  | Included | 0 | 0 | 0
18 | 7000023235 | 10 | 800kV 50kA AIS EQUIPMENT | 1000009714 | 85364900 |  | 18 |  | Controlled Switching Device for 765 kV, 3-ph Circuit Breaker | EA | 2 |  | Included | 0 | 0 | 0
19 | 7000023236 | 10 | 800kV 50kA AIS EQUIPMENT | 1000005848 | 85049090 |  | 18 |  | 765 kV, 3000A, 50KA, 1-Phase CurrentTransformer with 120% extended currentrating | EA | 12 |  | Included | 0 | 0 | 0
20 | 7000023237 | 10 | 800kV 50kA AIS EQUIPMENT | 1000005840 | 85359090 |  | 18 |  | 765 kV,8800 pF Capacitive Voltage Transformer (1-Phase) | EA | 6 |  | Included | 0 | 0 | 0
21 | 7000023238 | 10 | 800kV 50kA AIS EQUIPMENT | 1000005853 | 85353090 |  | 18 |  | 765kV, 3150A, 50Ka, Vertical Knee/DoubleBreak Isolator (3-Phase) with one E/S | EA | 6 |  | Included | 0 | 0 | 0
22 | 7000023239 | 10 | 800kV 50kA AIS EQUIPMENT | 1000005820 | 85353090 |  | 18 |  | 765kV, 3150A, 50kA, Vertical Knee/DoubleBreak Isolator (1-Phase) with one E/S | EA | 6 |  | Included | 0 | 0 | 0
23 | 7000023240 | 10 | 800kV 50kA AIS EQUIPMENT | 1000005819 | 85353090 |  | 18 |  | 765kV, 3150A, 50kA, Vertical Knee/DoubleBreak Isolator (1-Phase) without E/S | EA | 12 |  | Included | 0 | 0 | 0
24 | 7000023241 | 10 | 800kV 50kA AIS EQUIPMENT | 1000020421 | 85354010 |  | 18 |  | 624kV Surge Arrester (1-Phase) | EA | 12 |  | Included | 0 | 0 | 0
25 | 7000023242 | 10 | 800kV 50kA AIS EQUIPMENT | 1000005791 | 85462040 |  | 18 |  | 765 kV, 1 phase Bus Post Insulator (except for Line Traps) | EA | 24 |  | Included | 0 | 0 | 0
26 | 7000023243 | 10 | 800kV 50kA AIS EQUIPMENT | 1000005790 | 85462040 |  | 18 |  | 765 kV ,1 phase Bus Post Insulators for Line Traps | EA | 12 |  | Included | 0 | 0 | 0
27 | 7000023247 | 10 | 800kV 50kA AIS EQUIPMENT | 1000005854 | 85353090 |  | 18 |  | 765kV, 3150A, 50Ka, Vertical Knee/DoubleBreak Isolator (3-Phase) with two E/S | EA | 4 |  | Included | 0 | 0 | 0
28 | 7000023244 | 10 | 145kV, 31.5kV AIS EQUIPMENT | 1000000945 | 85352911 |  | 18 |  | 145kV, 1250A, 31.5KA Circuit Breakers(1-Phase) with support structure | EA | 2 |  | Included | 0 | 0 | 0
29 | 7000023245 | 10 | 145kV, 31.5kV AIS EQUIPMENT | 1000000956 | 85462040 |  | 18 |  | 145kV, 1 phase Bus Post Insulators | EA | 4 |  | Included | 0 | 0 | 0
30 | 7000023246 | 10 | 36kV AIS EQUIPMENT | 1000001999 | 85049010 |  | 18 |  | Current transformer (33kV) for Reactor Neutral along with supportstructure & terminal connector | EA | 2 |  | Included | 0 | 0 | 0
31 | 7000023248 | 10 | Erection Hardware for 765 kV S/Y | 1000011356 | 72169990 |  | 18 |  | Erection Hardware for 765kV I type layout-Line Reactors including NGRbypass arrangement as per technical specification | SET | 2 |  | Included | 0 | 0 | 0
32 | 7000023250 | 10 | Erection Hardware for 765 kV S/Y | 1000011350 | 72169990 |  | 18 |  | Erection Hardware for 765kV I type layout-Bus Work (For one diameters)as per technical specification | SET | 2 |  | Included | 0 | 0 | 0
33 | 7000023251 | 10 | Erection Hardware for 765 kV S/Y | 1000011358 | 72169990 |  | 18 |  | Erection Hardware for 765kV I type layout-Line bay as per technicalspecification | SET | 2 |  | Included | 0 | 0 | 0
34 | 7000023128 | 10 | Erection Hardware for 765 kV S/Y | 1000015929 | 85049010 |  | 18 |  | Bus post insulators, spacers, equipmentsupport structures, conductor(s), Altube, clamp, connectors including 765KV and neutral bushings terminalconnectors etc for Neutral formationfor two banks (each bank comprise ofthree single phase units of Reactors)and connection to neutral groundingreactors (as applicable) and makingconnection arrangement to connect spareunit in place of any unit of all thetwo banks without physical shifting. | LOT | 1 |  | Included | 0 | 0 | 0
35 | 7000023252 | 10 | 765kV Insulator and Hardware | 1000055997 | 72169990 |  | 18 |  | 765KV TENSION INSULATOR STRING AND ASSOCIATED HARDWARE FITTINGS WITHTURN BUCKLE SUITABLE FOR QUAD CONDUCTOR | EA | 30 |  | Included | 0 | 0 | 0
36 | 7000023253 | 10 | 765kV Insulator and Hardware | 1000055996 | 72169990 |  | 18 |  | 765KV TENSION INSULATOR STRING AND ASSOCIATED HARDWARE FITTINGS WITHTURN BUCKLE SUITABLE FOR HEXA CONDUCTOR | EA | 6 |  | Included | 0 | 0 | 0
37 | 7000023254 | 10 | 765kV Insulator and Hardware | 1000055995 | 72169990 |  | 18 |  | 765KV TENSION INSULATOR STRING AND ASSOCIATED HARDWARE FITTINGSWITHOUT TURN BUCKLE SUITABLE FOR QUAD CONDUCTOR | EA | 30 |  | Included | 0 | 0 | 0
38 | 7000023255 | 10 | 765kV Insulator and Hardware | 1000055993 | 72169990 |  | 18 |  | 765KV SUSPENSION INSULATOR STRING AND ASSOCIATED HARDWARE FITTINGSWITH THROUGH CLAMP SUITABLE FOR QUAD CONDUCTOR | EA | 18 |  | Included | 0 | 0 | 0
39 | 7000023256 | 10 | 765kV Insulator and Hardware | 1000055992 | 72169990 |  | 18 |  | 765KV SUSPENSION INSULATOR STRING AND ASSOCIATED HARDWARE FITTINGSWITH DROP CLAMP SUITABLE FOR QUAD CONDUCTOR | EA | 18 |  | Included | 0 | 0 | 0
40 | 7000023257 | 10 | Earthmat | 1000032055 | 72159090 |  | 18 |  | 40 MM MS ROD FOR MAIN EARTHMAT | KM | 4 |  | Included | 0 | 0 | 0
41 | 7000023258 | 10 | CRP for 765kV Bays | 1000055448 | 85371000 |  | 18 |  | 765KV CIRCUIT BREAKER RELAY PANEL (WITH AUTOMATION) | EA | 6 |  | Included | 0 | 0 | 0
42 | 7000023259 | 10 | CRP for 765kV Bays | 1000005522 | 85371000 |  | 18 |  | 765kV Line Protection Panel (with Automation) | EA | 2 |  | Included | 0 | 0 | 0
43 | 7000023260 | 10 | CRP for 765kV Bays | 1000005533 | 85371000 |  | 18 |  | 765kV Reactor Protection Panel (with Automation) | EA | 2 |  | Included | 0 | 0 | 0
44 | 7000023261 | 10 | CRP for 765kV Bays | 1000005072 | 85371000 |  | 18 |  | Augmentation of existing 765kV bus bar protection scheme.(No. of baysas per specification)-(with Automation) | SET | 1 |  | Included | 0 | 0 | 0
45 | 7000023262 | 10 | SAS-AUG | 1000005535 | 85371000 |  | 18 |  | Augmentation of Substation automation system for 765kV Main bay as perTechnical Specification | EA | 2 |  | Included | 0 | 0 | 0
46 | 7000023263 | 10 | SAS-AUG | 1000005538 | 85371000 |  | 18 |  | Augmentation of Substation automation System for 765kV Switchable LineReactor Bay as per Technical Specification | EA | 2 |  | Included | 0 | 0 | 0
47 | 7000023264 | 10 | SAS-AUG | 1000005537 | 85371000 |  | 18 |  | Augmentation of Substation automation System for 765kV Tie bay as perTechnical Specification | EA | 2 |  | Included | 0 | 0 | 0
48 | 7000023265 | 10 | VMS | 1000030433 | 85287390 |  | 18 |  | COLOR IP CAMERA, WITH PAN, TILT AND ZOOM FACILITIES, ALONGWITH ALLREQUIRED ITEMS, ACCESSORIES, LINE INTERFACE UNITS, FIBER PATCH CORDS,POWER SUPPLY UNITS, JUNCTION BOXES, CABLES, FIBER OPTIC CABLES, ETC.,AND INCLUDING INTEGRATION IN EXISTING HARDWARE AND SOFTWARE FORAUGMENTATION OF VISUAL MONITORING SYSTEM AS PER TECHNICALSPECIFICATION. | SET | 1 |  | Included | 0 | 0 | 0
49 | 7000023266 | 10 | PLCC Equipment | 1000036908 | 85446020 |  | 18 |  | HF CABLE 75 OHMS FOR PLCC | KM | 1 |  | Included | 0 | 0 | 0
50 | 7000023267 | 10 | PLCC Equipment | 1000001104 | 85176210 |  | 18 |  | 2wire telephone equipment | EA | 2 |  | Included | 0 | 0 | 0
51 | 7000023268 | 10 | PLCC Equipment | 1000010638 | 85176210 |  | 18 |  | Digital Protection Coupler | EA | 2 |  | Included | 0 | 0 | 0
52 | 7000023269 | 10 | PLCC Equipment | 1000017887 | 85176210 |  | 18 |  | Analog Protection Coupler for PLCC | EA | 2 |  | Included | 0 | 0 | 0
53 | 7000023270 | 10 | PLCC Equipment | 1000000046 | 85176210 |  | 18 |  | Carrier Equipment Analog type (for Speech+Data & Speech+Protection) | EA | 2 |  | Included | 0 | 0 | 0
54 | 7000023271 | 10 | PLCC Equipment | 1000010014 | 85176210 |  | 18 |  | Coupling device for PLCC | SET | 2 |  | Included | 0 | 0 | 0
55 | 7000023272 | 10 | PLCC Equipment | 1000005823 | 85176210 |  | 18 |  | 765kV,3150A,1.0mH , 50kA Line Trap | EA | 4 |  | Included | 0 | 0 | 0
56 | 7000023273 | 10 | POWER & CONTROL CABLE | 1000032050 | 85446020 |  | 18 |  | 4PAIR, 0.5SQMM SCREENED CABLE | KM | 2 |  | Included | 0 | 0 | 0
57 | 7000023274 | 10 | POWER & CONTROL CABLE | 1000056265 | 85446020 |  | 18 |  | 1.1KV GRADE 27CX1.5 SQMM CONTROL CABLE | KM | 11 |  | Included | 0 | 0 | 0
58 | 7000023275 | 10 | POWER & CONTROL CABLE | 1000056264 | 85446020 |  | 18 |  | 1.1KV GRADE 19CX1.5 SQMM CONTROL CABLE | KM | 14 |  | Included | 0 | 0 | 0
59 | 7000023276 | 10 | POWER & CONTROL CABLE | 1000031887 | 85446020 |  | 18 |  | 1.1KV GRADE 10CX2.5 SQMM CONTROL CABLE | KM | 12 |  | Included | 0 | 0 | 0
60 | 7000023277 | 10 | POWER & CONTROL CABLE | 1000031987 | 85446020 |  | 18 |  | 1.1KV GRADE 5CX2.5 SQMM CONTROL CABLE | KM | 11 |  | Included | 0 | 0 | 0
61 | 7000023278 | 10 | POWER & CONTROL CABLE | 1000031964 | 85446020 |  | 18 |  | 1.1KV GRADE 3CX2.5 SQMM CONTROL CABLE | KM | 6 |  | Included | 0 | 0 | 0
62 | 7000023279 | 10 | POWER & CONTROL CABLE | 1000031985 | 85446020 |  | 18 |  | 1.1KV GRADE 4CX6 SQMM (PVC) POWER CABLE | KM | 2 |  | Included | 0 | 0 | 0
63 | 7000023280 | 10 | POWER & CONTROL CABLE | 1000031976 | 85446020 |  | 18 |  | 1.1KV GRADE 4CX16 SQMM (PVC) POWER CABLE | KM | 6 |  | Included | 0 | 0 | 0
64 | 7000023281 | 10 | POWER & CONTROL CABLE | 1000031953 | 85446020 |  | 18 |  | 1.1KV GRADE 3.5CX35 SQMM (PVC) POWER CABLE | KM | 2 |  | Included | 0 | 0 | 0
65 | 7000023282 | 10 | POWER & CONTROL CABLE | 1000031957 | 85446020 |  | 18 |  | 1.1KV GRADE 3.5CX70 SQMM (PVC) POWER CABLE | KM | 4 |  | Included | 0 | 0 | 0
66 | 7000023283 | 10 | POWER & CONTROL CABLE | 1000031951 | 85446090 |  | 18 |  | 1.1KV GRADE 3.5CX300 SQMM (XLPE) POWER CABLE | KM | 0.2 |  | Included | 0 | 0 | 0
67 | 7000023284 | 10 | POWER & CONTROL CABLE | 1000031943 | 85446020 |  | 18 |  | 1.1KV GRADE 2CX6 SQMM (PVC) POWER CABLE | KM | 2 |  | Included | 0 | 0 | 0
68 | 7000023285 | 10 | FIRE FIGHTING SYSTEM | 1000055459 | 84248990 |  | 18 |  | HVW SPRAY SYSTEM, HYDRANT SYSTEM AND COMPLETE U/G & O/G PIPING ANDACCESSORIES ETC. OUT SIDE THE PUMP HOUSE FOR 765/Ã‚Ë†Å 3 KV SINGLE PHASEREACTOR | SET | 6 |  | Included | 0 | 0 | 0
69 | 7000023286 | 10 | FIRE FIGHTING SYSTEM | 1000012019 | 85311020 |  | 18 |  | Fire Detection and Alarm System for Switchyard Panel Room of 9 mlength | SET | 1 |  | Included | 0 | 0 | 0
70 | 7000023287 | 10 | FIRE FIGHTING SYSTEM | 1000012022 | 84241000 |  | 18 |  | 4.5 kg CO2 type Portable Fire extinguisher | EA | 1 |  | Included | 0 | 0 | 0
71 | 7000023288 | 10 | FIRE FIGHTING SYSTEM | 1000028771 | 84241000 |  | 18 |  | PORTABLE FIRE EXTINGUISHER-DCP TYPE 4.5/5 KG | EA | 1 |  | Included | 0 | 0 | 0
72 | 7000023290 | 10 | ILLUMINATION SYSTEM | 1000014547 | 85371000 |  | 18 |  | Lighting Panel type ACP-2 as per technical specification | EA | 2 |  | Included | 0 | 0 | 0
73 | 7000023291 | 10 | ILLUMINATION SYSTEM | 1000001894 | 94059900 |  | 18 |  | Outdoor Power Receptacle for oilfiltration unit (250A) | EA | 2 |  | Included | 0 | 0 | 0
74 | 7000023292 | 10 | ILLUMINATION SYSTEM | 1000038387 | 94051090 |  | 18 |  | LED FLOOD LIGHT LUMINARIESTYPE FL-1 (150W) AS PER TECHNICALSPECIFICATION | EA | 10 |  | Included | 0 | 0 | 0
75 | 7000023293 | 10 | ILLUMINATION SYSTEM | 1000038325 | 94059900 |  | 18 |  | LIGHTING FIXTURE LED LUMINAIRES TYPE FL2 AS PER TECH. SPECIFICATIONS | EA | 20 |  | Included | 0 | 0 | 0
76 | 7000023294 | 10 | ILLUMINATION SYSTEM | 1000038385 | 94059900 |  | 18 |  | FIRE WALL MOUNTED LED LUMINARIE TYPE FL-2 (250W) | EA | 12 |  | Included | 0 | 0 | 0
77 | 7000023295 | 10 | ILLUMINATION SYSTEM | 1000004952 | 94059900 |  | 18 |  | 63A, 415V : Interlocked switch socket outdoor Receptacle (type RP) asper technical specifications | EA | 1 |  | Included | 0 | 0 | 0
78 | 7000023296 | 10 | ILLUMINATION SYSTEM | 1000013796 | 94059900 |  | 18 |  | Illumination System for switchyard panel room of 9 m length | LS | 1 |  | Included | 0 | 0 | 0
79 | 7000023297 | 10 | 765 kV Equipment support structures | 1000050817 | 73045930 |  | 18 |  | EQUIPMENT STRUCTURE INCLUDING FOUNDATION BOLT-765KV ISO (3PH) | EA | 10 |  | Included | 0 | 0 | 0
80 | 7000023298 | 10 | 765 kV Equipment support structures | 1000050814 | 73045930 |  | 18 |  | EQUIPMENT STRUCTURE INCLUDING FOUNDATION BOLT-765KV ISO (1PH) | EA | 18 |  | Included | 0 | 0 | 0
81 | 7000023299 | 10 | 765 kV Equipment support structures | 1000050815 | 73045930 |  | 18 |  | EQUIPMENT STRUCTURE INCLUDING FOUNDATION BOLT-765KV CLASS SA (1PH) | EA | 12 |  | Included | 0 | 0 | 0
82 | 7000023300 | 10 | 765 kV Equipment support structures | 1000050816 | 73045930 |  | 18 |  | EQUIPMENT STRUCTURE INCLUDING FOUNDATION BOLT-765KV WT (1PH) | EA | 4 |  | Included | 0 | 0 | 0
83 | 7000023301 | 10 | 765 kV Equipment support structures | 1000050812 | 73045930 |  | 18 |  | EQUIPMENT STRUCTURE INCLUDING FOUNDATION BOLT-765KV CT (1PH) | EA | 12 |  | Included | 0 | 0 | 0
84 | 7000023302 | 10 | 765 kV Equipment support structures | 1000050813 | 73045930 |  | 18 |  | EQUIPMENT STRUCTURE INCLUDING FOUNDATION BOLT-765KV CVT (1PH) | EA | 6 |  | Included | 0 | 0 | 0
85 | 7000023303 | 10 | 765 kV Equipment support structures | 1000050811 | 73045930 |  | 18 |  | EQUIPMENT STRUCTURE INCLUDING FOUNDATION BOLT-765KV BPI (1PH) | EA | 24 |  | Included | 0 | 0 | 0
86 | 7000023304 | 10 | 145kV Equipment support structures | 1000050973 | 73045930 |  | 18 |  | EQUIPMENT STRUCTURE INCLUDING FOUNDATION BOLT-145KV BPI (1PH) | EA | 4 |  | Included | 0 | 0 | 0
87 | 7000023129 | 10 | Mandatory Spare LOT | 1000027625 | 85352919 |  | 18 |  | Spare-765KV Circuit Breaker | LOT | 1 |  | Included | 0 | 0 | 0
88 | 7000023470 | 10 | Mandatory Spare LOT | 1000028091 | 85353090 |  | 18 |  | Spare-765kV VKDB Isolator | LOT | 1 |  | Included | 0 | 0 | 0
89 | 7000023471 | 10 | Mandatory Spare LOT | 1000054976 | 85352919 |  | 18 |  | SPARE-765KV CURRENT TRANSFORMER | LOT | 1 |  | Included | 0 | 0 | 0
90 | 7000023472 | 10 | Mandatory Spare LOT | 1000054977 | 85352919 |  | 18 |  | SPARE-765KV CAPACITIVE VOLTAGE TRANSFORMER | LOT | 1 |  | Included | 0 | 0 | 0
91 | 7000023473 | 10 | Mandatory Spare LOT | 1000028372 | 85354010 |  | 18 |  | SPARES FOR 624KV SURGE ARRESTER | LS | 1 |  | Included | 0 | 0 | 0
92 | 7000023474 | 10 | Mandatory Spare LOT | 1000019912 | 85371000 |  | 18 |  | Relay & protection Panels (with automation) | LS | 1 |  | Included | 0 | 0 | 0
93 | 7000023475 | 10 | Mandatory Spare LOT | 1000019927 | 85389000 |  | 18 |  | Spares-Substation Automation System | LS | 1 |  | Included | 0 | 0 | 0
94 | 7000023476 | 10 | Mandatory Spare LOT | 1000025950 | 85176210 |  | 18 |  | Spare-PLCC | SET | 1 |  | Included | 0 | 0 | 0
95 | 7000023477 | 10 | Mandatory Spare LOT | 1000032289 | 84819090 |  | 18 |  | SPARES FOFIRE PROTECTION SYSTEM | SET | 1 |  | Included | 0 | 0 | 0
96 | 7000023478 | 10 | Mandatory Spare LOT | 1000053851 | 76169990 |  | 18 |  | SPARES FOR CLAMPS & CONNECTORS | LOT | 1 |  | Included | 0 | 0 | 0
97 | 7000023479 | 10 | Mandatory Spare LOT | 1000054979 | 85352919 |  | 18 |  | SPARE-800KV BUS POST INSULATOR | LOT | 1 |  | Included | 0 | 0 | 0
98 | 7000023305 | 10 | Non Standard Structure | 1000015954 | 73082011 |  | 18 |  | Fabrication, galvanising and supply of Lattice Structures (MS Steel),to be designed during detailed engineering, for towers, beams andequipment support structure including pack plates / packwashers andgusset plates excluding fasteners and foundation bolts | MT | 439 |  | Included | 0 | 0 | 0
99 | 7000023306 | 10 | Non Standard Structure | 1000015953 | 73082011 |  | 18 |  | Fabrication, galvanising and supply of Lattice Structures (HT Steel),to be designed during detailed engineering, for towers, beams andequipment support structure including pack plates / packwashers andgusset plates excluding fasteners and foundation bolts | MT | 161 |  | Included | 0 | 0 | 0
99 | 7000023307 | 10 | Non Standard Structure | 1000011713 | 73082011 |  | 18 |  | Fabrication, galvanising and supply of fasteners ( nuts, bolts andwashers ) including step bolts for lattice and pipe structures to bedesigned during detailed engineering | MT | 22 |  | Included | 0 | 0 | 0
99 | 7000023308 | 10 | Non Standard Structure | 1000012373 | 73082011 |  | 18 |  | Fabrication, galvanising and supply of foundation bolts including nuts,checknut and washers for lattice and pipe structures to be designedduring detailed engineering | MT | 30 |  | Included | 0 | 0 | 0
100 | 7000023289 | 10 | AIR CONDITIONING SYSTEM | 1000006285 | 84151090 |  | 28 |  | Air conditioning system for Switchyard Panel Room of 9m length | SET | 1 |  | Included | 0 | 0 | 0
II | Bay extension at SIKAR-II
1 | 7000023341 | 10 | PMU for Sikar-II S/S | 1000017518 | 85364900 |  | 18 |  | PMU with GPS Clock (clock can be either internal or external) | EA | 2 |  | Included | 0 | 0 | 0
5 | 7000023342 | 10 | PMU for Sikar-II S/S | 1000022512 | 90311000 |  | 18 |  | WAMS Hardware - Time System (GPS receiver) | EA | 2 |  | Included | 0 | 0 | 0
6 | 7000023343 | 10 | PMU for Sikar-II S/S | 1000022510 | 85176290 |  | 18 |  | WAMS Hardware - Substation Grade Layer-3 LAN Switches with minimum 4 x10/100 Mbps Ethernet ports and 2 x 1 Gbps Ethernet ports | EA | 3 |  | Included | 0 | 0 | 0
7 | 7000023344 | 10 | PMU for Sikar-II S/S | 1000022487 | 85447090 |  | 18 |  | WAMS Miscellaneous - Armored Fibre Optic Cable and associatedtermination (e.g. L2 Switch) for connecting PMU panels located indifferent control room of a station | EA | 1 |  | Included | 0 | 0 | 0
8 | 7000023345 | 10 | Telecom Equipment Supply at Sikar-II | 1000031367 | 85176260 |  | 18 |  | SDH EQUIPMENT (STM-16 MADM UPTO 5 MSP PROTECTED DIRECTIONS)-BASEEQUIPMENT (COMMON CARDS, CROSS CONNECT/CONTROL CARDS, OPTICAL BASECARDS, POWER SUPPLY CARDS, POWER CABLING, OTHER HARDWARE ANDACCESSORIES INCLUDING SUB RACKS, PATCH CORD, DDF ETC FULLY EQUIPEDEXCLUDING OPTICAL INTERFACE & TRIBUTARY CARDS | EA | 1 |  | Included | 0 | 0 | 0
4 | 7000023346 | 10 | Telecom Equipment Supply at Sikar-II | 1000018706 | 85176990 |  | 18 |  | S16.1 SFP | EA | 4 |  | Included | 0 | 0 | 0
5 | 7000023347 | 10 | Telecom Equipment Supply at Sikar-II | 1000031374 | 85176290 |  | 18 |  | TRIBUTARY INTERFACE- E1 INTERFACE (MINIMUM 16 NOS.) | SET | 2 |  | Included | 0 | 0 | 0
6 | 7000023348 | 10 | Telecom Equipment Supply at Sikar-II | 1000034950 | 85176990 |  | 18 |  | ETHERNET INTERFACE 10/100 BASE T WITH LAYER-2 SWITCHING (MIN 8INTERFACES PER CARD) | EA | 2 |  | Included | 0 | 0 | 0
7 | 7000023349 | 10 | Telecom Equipment Supply at Sikar-II | 1000031381 | 85176290 |  | 18 |  | TRIBUTARY INTERFACE-GIGABIT ETHERNET INTERFACES 10/100 MBPS WITH LAYER-2 SWITCHING (MINIMUM 2 NOS.) | SET | 1 |  | Included | 0 | 0 | 0
8 | 7000023350 | 10 | Telecom Equipment Supply at Sikar-II | 1000026228 | 85176290 |  | 18 |  | Equipment Cabinets For SDH | EA | 1 |  | Included | 0 | 0 | 0
9 | 7000023351 | 10 | Telecom Equipment Supply at Sikar-II | 1000028495 | 84715000 |  | 18 |  | NMS- CRAFT TERMINAL-HARDWARE | EA | 1 |  | Included | 0 | 0 | 0
10 | 7000023352 | 10 | Telecom Equipment Supply at Sikar-II | 1000028265 | 85238020 |  | 18 |  | Software for Craft Terminal | EA | 1 |  | Included | 0 | 0 | 0
11 | 7000023353 | 10 | Telecom Equipment Supply at Sikar-II | 1000034998 | 85171890 |  | 18 |  | VOIP TELEPHONE INSTRUMENT WITH ONE COMMON SWITCH (MIN. 8 PORT) | EA | 4 |  | Included | 0 | 0 | 0
4 | 7000023354 | 10 | Telecom Equipment Supply at Sikar-II | 1000030942 | 85447090 |  | 18 |  | 24F (DWSM) APPROACH FIBRE OPTIC CABLE INCLUDING ALL INSTALLATIONHARDWARE SET | KM | 1 |  | Included | 0 | 0 | 0
5 | 7000023355 | 10 | Telecom Equipment Supply at Sikar-II | 1000023471 | 85372000 |  | 18 |  | OPGW Fibre Optic Distribution Panel (FODP): Indoor Type: 96F | EA | 1 |  | Included | 0 | 0 | 0
6 | 7000023356 | 10 | Telecom Equipment Supply at Sikar-II | 1000019317 | 85176290 |  | 18 |  | Optical Line Interface card To support minimum 175 km | EA | 2 |  | Included | 0 | 0 | 0
7 | 7000023357 | 10 | Telecom Equipment Supply at Sikar-II | 1000019316 | 85176290 |  | 18 |  | Optical Line Interface card To support minimum 200 km | EA | 2 |  | Included | 0 | 0 | 0
5 | 7000023358 | 10 | Telecom Repeater station at sikar-II | 1000031367 | 85176260 |  | 18 |  | SDH EQUIPMENT (STM-16 MADM UPTO 5 MSP PROTECTED DIRECTIONS)-BASEEQUIPMENT (COMMON CARDS, CROSS CONNECT/CONTROL CARDS, OPTICAL BASECARDS, POWER SUPPLY CARDS, POWER CABLING, OTHER HARDWARE ANDACCESSORIES INCLUDING SUB RACKS, PATCH CORD, DDF ETC FULLY EQUIPEDEXCLUDING OPTICAL INTERFACE & TRIBUTARY CARDS | EA | 1 |  | Included | 0 | 0 | 0
6 | 7000023359 | 10 | Telecom Repeater station at sikar-II | 1000019317 | 85176290 |  | 18 |  | Optical Line Interface card To support minimum 175 km | EA | 4 |  | Included | 0 | 0 | 0
7 | 7000023360 | 10 | Telecom Repeater station at sikar-II | 1000019316 | 85176290 |  | 18 |  | Optical Line Interface card To support minimum 200 km | EA | 4 |  | Included | 0 | 0 | 0
8 | 7000023361 | 10 | Telecom Repeater station at sikar-II | 1000026228 | 85176290 |  | 18 |  | Equipment Cabinets For SDH | EA | 1 |  | Included | 0 | 0 | 0
4 | 7000023362 | 10 | Telecom Repeater station at sikar-II | 1000030942 | 85447090 |  | 18 |  | 24F (DWSM) APPROACH FIBRE OPTIC CABLE INCLUDING ALL INSTALLATIONHARDWARE SET | KM | 1 |  | Included | 0 | 0 | 0
5 | 7000023363 | 10 | Telecom Repeater station at sikar-II | 1000023471 | 85372000 |  | 18 |  | OPGW Fibre Optic Distribution Panel (FODP): Indoor Type: 96F | EA | 1 |  | Included | 0 | 0 | 0
6 | 7000023364 | 10 | Telecom Repeater station at sikar-II | 1000031403 | 85437099 |  | 18 |  | REPEATER SHELTER SYSTEM INCLUDING ALL SHELTER ITEMS SUCH ASAIR-CONDITIONER, DG SETS, STATIC VOLTAGE STABLISER, DCPS & BATTERY ETC AS PER TECHNICAL SPECIFICATION OF PUF INSULATED PRE-COATED STEELSHELTER (INNER DIMENSION : 4340 X 2540 X 3000 MM & OUTER DIMENSION4500 X 2700 X 3160 MM) | SET | 1 |  | Included | 0 | 0 | 0
7 | 7000023365 | 10 | Telecom Mandatory Spares Sikar-II | 1000031369 | 85176260 |  | 18 |  | SDH EQUIPMENT (STM-16 MADM UPTO 5 MSP PROTECTED DIRECTIONS)-COMMONCARDS, CROSS-CONNECT/CONTROL CARDS, OPTICAL BASE CARD, POWER SUPPLYCARDS, POWER CABLING, OTHER HARDWARE & ACCESSORIES (EACH). | SET | 1 |  | Included | 0 | 0 | 0
8 | 7000023366 | 10 | Telecom Mandatory Spares Sikar-II | 1000018706 | 85176990 |  | 18 |  | S16.1 SFP | EA | 1 |  | Included | 0 | 0 | 0
9 | 7000023367 | 10 | Telecom Mandatory Spares Sikar-II | 1000019317 | 85176290 |  | 18 |  | Optical Line Interface card To support minimum 175 km | EA | 1 |  | Included | 0 | 0 | 0
10 | 7000023368 | 10 | Telecom Mandatory Spares Sikar-II | 1000019316 | 85176290 |  | 18 |  | Optical Line Interface card To support minimum 200 km | EA | 1 |  | Included | 0 | 0 | 0
11 | 7000023369 | 10 | Telecom Mandatory Spares Sikar-II | 1000034950 | 85176990 |  | 18 |  | ETHERNET INTERFACE 10/100 BASE T WITH LAYER-2 SWITCHING (MIN 8INTERFACES PER CARD) | EA | 1 |  | Included | 0 | 0 | 0
4 | 7000023370 | 10 | Telecom Mandatory Spares Sikar-II | 1000031381 | 85176290 |  | 18 |  | TRIBUTARY INTERFACE-GIGABIT ETHERNET INTERFACES 10/100 MBPS WITH LAYER-2 SWITCHING (MINIMUM 2 NOS.) | SET | 1 |  | Included | 0 | 0 | 0
5 | 7000023371 | 10 | Telecom Mandatory Spares Sikar-II | 1000034998 | 85171890 |  | 18 |  | VOIP TELEPHONE INSTRUMENT WITH ONE COMMON SWITCH (MIN. 8 PORT) | EA | 1 |  | Included | 0 | 0 | 0
6 | 7000023372 | 10 | Telecom Mandatory Spares Sikar-II | 1000031398 | 85171890 |  | 18 |  | PRE CONNECTORIZED OPTICAL FIBER PATCH CORDS(10 MTRS) â€“ PACK OF SIXPATCH CORDS | SET | 1 |  | Included | 0 | 0 | 0
7 | 7000023373 | 10 | Telecom Mandatory Spares Sikar-II | 1000030942 | 85447090 |  | 18 |  | 24F (DWSM) APPROACH FIBRE OPTIC CABLE INCLUDING ALL INSTALLATIONHARDWARE SET | KM | 1 |  | Included | 0 | 0 | 0
4 | 7000023374 | 10 | Telecom Mandatory Spares Sikar-II | 1000031374 | 85176290 |  | 18 |  | TRIBUTARY INTERFACE- E1 INTERFACE (MINIMUM 16 NOS.) | SET | 1 |  | Included | 0 | 0 | 0
5 | 7000023375 | 10 | 800kV 50kA AIS EQUIPMENT | 1000005827 | 85352919 |  | 18 |  | 765kV, 3150A, 50kA Circuit Breaker(3-Phase) with closing resistor (withsupport structure) | EA | 4 |  | Included | 0 | 0 | 0
6 | 7000023376 | 10 | 800kV 50kA AIS EQUIPMENT | 1000005826 | 85352919 |  | 18 |  | 765kV, 3150A, 50kA Circuit Breaker(3-Phase) without closing resistor(with support structure) | EA | 2 |  | Included | 0 | 0 | 0
7 | 7000023377 | 10 | 800kV 50kA AIS EQUIPMENT | 1000009714 | 85364900 |  | 18 |  | Controlled Switching Device for 765 kV, 3-ph Circuit Breaker | EA | 2 |  | Included | 0 | 0 | 0
8 | 7000023378 | 10 | 800kV 50kA AIS EQUIPMENT | 1000005848 | 85049090 |  | 18 |  | 765 kV, 3000A, 50KA, 1-Phase CurrentTransformer with 120% extended currentrating | EA | 12 |  | Included | 0 | 0 | 0
4 | 7000023379 | 10 | 800kV 50kA AIS EQUIPMENT | 1000005840 | 85359090 |  | 18 |  | 765 kV,8800 pF Capacitive Voltage Transformer (1-Phase) | EA | 6 |  | Included | 0 | 0 | 0
5 | 7000023380 | 10 | 800kV 50kA AIS EQUIPMENT | 1000005853 | 85353090 |  | 18 |  | 765kV, 3150A, 50Ka, Vertical Knee/DoubleBreak Isolator (3-Phase) with one E/S | EA | 6 |  | Included | 0 | 0 | 0
6 | 7000023381 | 10 | 800kV 50kA AIS EQUIPMENT | 1000005854 | 85353090 |  | 18 |  | 765kV, 3150A, 50Ka, Vertical Knee/DoubleBreak Isolator (3-Phase) with two E/S | EA | 4 |  | Included | 0 | 0 | 0
7 | 7000023382 | 10 | 800kV 50kA AIS EQUIPMENT | 1000005820 | 85353090 |  | 18 |  | 765kV, 3150A, 50kA, Vertical Knee/DoubleBreak Isolator (1-Phase) with one E/S | EA | 6 |  | Included | 0 | 0 | 0
8 | 7000023383 | 10 | 800kV 50kA AIS EQUIPMENT | 1000005819 | 85353090 |  | 18 |  | 765kV, 3150A, 50kA, Vertical Knee/DoubleBreak Isolator (1-Phase) without E/S | EA | 12 |  | Included | 0 | 0 | 0
9 | 7000023384 | 10 | 800kV 50kA AIS EQUIPMENT | 1000020421 | 85354010 |  | 18 |  | 624kV Surge Arrester (1-Phase) | EA | 12 |  | Included | 0 | 0 | 0
10 | 7000023385 | 10 | 800kV 50kA AIS EQUIPMENT | 1000005791 | 85462040 |  | 18 |  | 765 kV, 1 phase Bus Post Insulator (except for Line Traps) | EA | 24 |  | Included | 0 | 0 | 0
11 | 7000023386 | 10 | 800kV 50kA AIS EQUIPMENT | 1000005790 | 85462040 |  | 18 |  | 765 kV ,1 phase Bus Post Insulators for Line Traps | EA | 12 |  | Included | 0 | 0 | 0
4 | 7000023387 | 10 | 145kV, 31.5kV AIS EQUIPMENT | 1000000945 | 85352911 |  | 18 |  | 145kV, 1250A, 31.5KA Circuit Breakers(1-Phase) with support structure | EA | 2 |  | Included | 0 | 0 | 0
5 | 7000023388 | 10 | 145kV, 31.5kV AIS EQUIPMENT | 1000000956 | 85462040 |  | 18 |  | 145kV, 1 phase Bus Post Insulators | EA | 4 |  | Included | 0 | 0 | 0
6 | 7000023389 | 10 | 36kV AIS EQUIPMENT | 1000001999 | 85049010 |  | 18 |  | Current transformer (33kV) for Reactor Neutral along with supportstructure & terminal connector | EA | 2 |  | Included | 0 | 0 | 0
7 | 7000023390 | 10 | Erection Hardware for 765 kV S/Y | 1000011350 | 72169990 |  | 18 |  | Erection Hardware for 765kV I type layout-Bus Work (For one diameters)as per technical specification | SET | 2 |  | Included | 0 | 0 | 0
8 | 7000023391 | 10 | Erection Hardware for 765 kV S/Y | 1000011358 | 72169990 |  | 18 |  | Erection Hardware for 765kV I type layout-Line bay as per technicalspecification | SET | 2 |  | Included | 0 | 0 | 0
4 | 7000023392 | 10 | Erection Hardware for 765 kV S/Y | 1000011356 | 72169990 |  | 18 |  | Erection Hardware for 765kV I type layout-Line Reactors including NGRbypass arrangement as per technical specification | SET | 2 |  | Included | 0 | 0 | 0
5 | 7000023393 | 10 | Erection Hardware for 765 kV S/Y | 1000015928 | 85049010 |  | 18 |  | Bus post insulators, spacers, equipmentsupport structures including foundationbolts,conductor(s), Al tube, clamp,connectors including 765 KV and neutralbushings terminal connectors etc forNeutral formation for two (2) Reactorbanks (each bank comprise of threesingle phase units of Reactors) andconnection to neutral groundingReactors (as applicable) and makingconnection arrangement to connect spareunit in place of any unit of all thetwo banks without pysical shifting | LOT | 1 |  | Included | 0 | 0 | 0
6 | 7000023394 | 10 | 765kV Insulator and Hardware | 1000055997 | 72169990 |  | 18 |  | 765KV TENSION INSULATOR STRING AND ASSOCIATED HARDWARE FITTINGS WITHTURN BUCKLE SUITABLE FOR QUAD CONDUCTOR | EA | 24 |  | Included | 0 | 0 | 0
7 | 7000023395 | 10 | 765kV Insulator and Hardware | 1000055996 | 72169990 |  | 18 |  | 765KV TENSION INSULATOR STRING AND ASSOCIATED HARDWARE FITTINGS WITHTURN BUCKLE SUITABLE FOR HEXA CONDUCTOR | EA | 6 |  | Included | 0 | 0 | 0
8 | 7000023396 | 10 | 765kV Insulator and Hardware | 1000055995 | 72169990 |  | 18 |  | 765KV TENSION INSULATOR STRING AND ASSOCIATED HARDWARE FITTINGSWITHOUT TURN BUCKLE SUITABLE FOR QUAD CONDUCTOR | EA | 24 |  | Included | 0 | 0 | 0
9 | 7000023397 | 10 | 765kV Insulator and Hardware | 1000055993 | 72169990 |  | 18 |  | 765KV SUSPENSION INSULATOR STRING AND ASSOCIATED HARDWARE FITTINGSWITH THROUGH CLAMP SUITABLE FOR QUAD CONDUCTOR | EA | 12 |  | Included | 0 | 0 | 0
10 | 7000023398 | 10 | 765kV Insulator and Hardware | 1000055992 | 72169990 |  | 18 |  | 765KV SUSPENSION INSULATOR STRING AND ASSOCIATED HARDWARE FITTINGSWITH DROP CLAMP SUITABLE FOR QUAD CONDUCTOR | EA | 6 |  | Included | 0 | 0 | 0
11 | 7000023399 | 10 | Earthmat | 1000032055 | 72159090 |  | 18 |  | 40 MM MS ROD FOR MAIN EARTHMAT | KM | 4 |  | Included | 0 | 0 | 0
4 | 7000023400 | 10 | CRP for 765kV Bays | 1000055448 | 85371000 |  | 18 |  | 765KV CIRCUIT BREAKER RELAY PANEL (WITH AUTOMATION) | EA | 6 |  | Included | 0 | 0 | 0
5 | 7000023401 | 10 | CRP for 765kV Bays | 1000005522 | 85371000 |  | 18 |  | 765kV Line Protection Panel (with Automation) | EA | 2 |  | Included | 0 | 0 | 0
6 | 7000023402 | 10 | CRP for 765kV Bays | 1000005533 | 85371000 |  | 18 |  | 765kV Reactor Protection Panel (with Automation) | EA | 2 |  | Included | 0 | 0 | 0
7 | 7000023403 | 10 | CRP for 765kV Bays | 1000005072 | 85371000 |  | 18 |  | Augmentation of existing 765kV bus bar protection scheme.(No. of baysas per specification)-(with Automation) | SET | 1 |  | Included | 0 | 0 | 0
8 | 7000023404 | 10 | SAS-AUG | 1000005535 | 85371000 |  | 18 |  | Augmentation of Substation automation system for 765kV Main bay as perTechnical Specification | EA | 2 |  | Included | 0 | 0 | 0
4 | 7000023405 | 10 | SAS-AUG | 1000005537 | 85371000 |  | 18 |  | Augmentation of Substation automation System for 765kV Tie bay as perTechnical Specification | EA | 2 |  | Included | 0 | 0 | 0
5 | 7000023406 | 10 | SAS-AUG | 1000005538 | 85371000 |  | 18 |  | Augmentation of Substation automation System for 765kV Switchable LineReactor Bay as per Technical Specification | EA | 2 |  | Included | 0 | 0 | 0
6 | 7000023407 | 10 | VMS | 1000030433 | 85287390 |  | 18 |  | COLOR IP CAMERA, WITH PAN, TILT AND ZOOM FACILITIES, ALONGWITH ALLREQUIRED ITEMS, ACCESSORIES, LINE INTERFACE UNITS, FIBER PATCH CORDS,POWER SUPPLY UNITS, JUNCTION BOXES, CABLES, FIBER OPTIC CABLES, ETC.,AND INCLUDING INTEGRATION IN EXISTING HARDWARE AND SOFTWARE FORAUGMENTATION OF VISUAL MONITORING SYSTEM AS PER TECHNICALSPECIFICATION. | SET | 1 |  | Included | 0 | 0 | 0
7 | 7000023408 | 10 | PLCC Equipment | 1000005823 | 85176210 |  | 18 |  | 765kV,3150A,1.0mH , 50kA Line Trap | EA | 4 |  | Included | 0 | 0 | 0
8 | 7000023409 | 10 | PLCC Equipment | 1000010014 | 85176210 |  | 18 |  | Coupling device for PLCC | SET | 2 |  | Included | 0 | 0 | 0
9 | 7000023410 | 10 | PLCC Equipment | 1000000046 | 85176210 |  | 18 |  | Carrier Equipment Analog type (for Speech+Data & Speech+Protection) | EA | 2 |  | Included | 0 | 0 | 0
10 | 7000023411 | 10 | PLCC Equipment | 1000017887 | 85176210 |  | 18 |  | Analog Protection Coupler for PLCC | EA | 2 |  | Included | 0 | 0 | 0
11 | 7000023412 | 10 | PLCC Equipment | 1000010638 | 85176210 |  | 18 |  | Digital Protection Coupler | EA | 2 |  | Included | 0 | 0 | 0
4 | 7000023413 | 10 | PLCC Equipment | 1000001104 | 85176210 |  | 18 |  | 2wire telephone equipment | EA | 2 |  | Included | 0 | 0 | 0
5 | 7000023414 | 10 | PLCC Equipment | 1000036908 | 85446020 |  | 18 |  | HF CABLE 75 OHMS FOR PLCC | KM | 1 |  | Included | 0 | 0 | 0
6 | 7000023415 | 10 | POWER & CONTROL CABLE | 1000032050 | 85446020 |  | 18 |  | 4PAIR, 0.5SQMM SCREENED CABLE | KM | 2 |  | Included | 0 | 0 | 0
7 | 7000023416 | 10 | POWER & CONTROL CABLE | 1000056265 | 85446020 |  | 18 |  | 1.1KV GRADE 27CX1.5 SQMM CONTROL CABLE | KM | 11 |  | Included | 0 | 0 | 0
8 | 7000023417 | 10 | POWER & CONTROL CABLE | 1000056264 | 85446020 |  | 18 |  | 1.1KV GRADE 19CX1.5 SQMM CONTROL CABLE | KM | 14 |  | Included | 0 | 0 | 0
4 | 7000023418 | 10 | POWER & CONTROL CABLE | 1000031887 | 85446020 |  | 18 |  | 1.1KV GRADE 10CX2.5 SQMM CONTROL CABLE | KM | 12 |  | Included | 0 | 0 | 0
5 | 7000023419 | 10 | POWER & CONTROL CABLE | 1000031987 | 85446020 |  | 18 |  | 1.1KV GRADE 5CX2.5 SQMM CONTROL CABLE | KM | 11 |  | Included | 0 | 0 | 0
6 | 7000023420 | 10 | POWER & CONTROL CABLE | 1000031964 | 85446020 |  | 18 |  | 1.1KV GRADE 3CX2.5 SQMM CONTROL CABLE | KM | 6 |  | Included | 0 | 0 | 0
7 | 7000023421 | 10 | POWER & CONTROL CABLE | 1000031985 | 85446020 |  | 18 |  | 1.1KV GRADE 4CX6 SQMM (PVC) POWER CABLE | KM | 2 |  | Included | 0 | 0 | 0
8 | 7000023422 | 10 | POWER & CONTROL CABLE | 1000031976 | 85446020 |  | 18 |  | 1.1KV GRADE 4CX16 SQMM (PVC) POWER CABLE | KM | 6 |  | Included | 0 | 0 | 0
9 | 7000023423 | 10 | POWER & CONTROL CABLE | 1000031953 | 85446020 |  | 18 |  | 1.1KV GRADE 3.5CX35 SQMM (PVC) POWER CABLE | KM | 2 |  | Included | 0 | 0 | 0
10 | 7000023424 | 10 | POWER & CONTROL CABLE | 1000031957 | 85446020 |  | 18 |  | 1.1KV GRADE 3.5CX70 SQMM (PVC) POWER CABLE | KM | 4 |  | Included | 0 | 0 | 0
11 | 7000023425 | 10 | POWER & CONTROL CABLE | 1000031951 | 85446090 |  | 18 |  | 1.1KV GRADE 3.5CX300 SQMM (XLPE) POWER CABLE | KM | 0.2 |  | Included | 0 | 0 | 0
2 | 7000023426 | 10 | POWER & CONTROL CABLE | 1000031943 | 85446020 |  | 18 |  | 1.1KV GRADE 2CX6 SQMM (PVC) POWER CABLE | KM | 2 |  | Included | 0 | 0 | 0
3 | 7000023427 | 10 | AIR CONDITIONING SYSTEM | 1000006285 | 84151090 |  | 28 |  | Air conditioning system for Switchyard Panel Room of 9m length | SET | 1 |  | Included | 0 | 0 | 0
4 | 7000023428 | 10 | FIRE FIGHTING SYSTEM | 1000055459 | 84248990 |  | 18 |  | HVW SPRAY SYSTEM, HYDRANT SYSTEM AND COMPLETE U/G & O/G PIPING ANDACCESSORIES ETC. OUT SIDE THE PUMP HOUSE FOR 765/Ã‚Ë†Å 3 KV SINGLE PHASEREACTOR | SET | 6 |  | Included | 0 | 0 | 0
5 | 7000023429 | 10 | FIRE FIGHTING SYSTEM | 1000012019 | 85311020 |  | 18 |  | Fire Detection and Alarm System for Switchyard Panel Room of 9 mlength | SET | 1 |  | Included | 0 | 0 | 0
6 | 7000023430 | 10 | FIRE FIGHTING SYSTEM | 1000012022 | 84241000 |  | 18 |  | 4.5 kg CO2 type Portable Fire extinguisher | EA | 1 |  | Included | 0 | 0 | 0
8 | 7000023431 | 10 | FIRE FIGHTING SYSTEM | 1000028771 | 84241000 |  | 18 |  | PORTABLE FIRE EXTINGUISHER-DCP TYPE 4.5/5 KG | EA | 1 |  | Included | 0 | 0 | 0
4 | 7000023432 | 10 | ILLUMINATION SYSTEM | 1000014547 | 85371000 |  | 18 |  | Lighting Panel type ACP-2 as per technical specification | EA | 2 |  | Included | 0 | 0 | 0
5 | 7000023433 | 10 | ILLUMINATION SYSTEM | 1000004952 | 94059900 |  | 18 |  | 63A, 415V : Interlocked switch socket outdoor Receptacle (type RP) asper technical specifications | EA | 1 |  | Included | 0 | 0 | 0
6 | 7000023434 | 10 | ILLUMINATION SYSTEM | 1000001894 | 94059900 |  | 18 |  | Outdoor Power Receptacle for oilfiltration unit (250A) | EA | 2 |  | Included | 0 | 0 | 0
7 | 7000023435 | 10 | ILLUMINATION SYSTEM | 1000038387 | 94051090 |  | 18 |  | LED FLOOD LIGHT LUMINARIESTYPE FL-1 (150W) AS PER TECHNICALSPECIFICATION | EA | 10 |  | Included | 0 | 0 | 0
8 | 7000023436 | 10 | ILLUMINATION SYSTEM | 1000038325 | 94059900 |  | 18 |  | LIGHTING FIXTURE LED LUMINAIRES TYPE FL2 AS PER TECH. SPECIFICATIONS | EA | 20 |  | Included | 0 | 0 | 0
9 | 7000023437 | 10 | ILLUMINATION SYSTEM | 1000038385 | 94059900 |  | 18 |  | FIRE WALL MOUNTED LED LUMINARIE TYPE FL-2 (250W) | EA | 12 |  | Included | 0 | 0 | 0
10 | 7000023438 | 10 | ILLUMINATION SYSTEM | 1000013796 | 94059900 |  | 18 |  | Illumination System for switchyard panel room of 9 m length | LS | 1 |  | Included | 0 | 0 | 0
11 | 7000023439 | 10 | 765 kV Equipment support structures | 1000050817 | 73045930 |  | 18 |  | EQUIPMENT STRUCTURE INCLUDING FOUNDATION BOLT-765KV ISO (3PH) | EA | 10 |  | Included | 0 | 0 | 0
12 | 7000023440 | 10 | 765 kV Equipment support structures | 1000050814 | 73045930 |  | 18 |  | EQUIPMENT STRUCTURE INCLUDING FOUNDATION BOLT-765KV ISO (1PH) | EA | 18 |  | Included | 0 | 0 | 0
13 | 7000023441 | 10 | 765 kV Equipment support structures | 1000050815 | 73045930 |  | 18 |  | EQUIPMENT STRUCTURE INCLUDING FOUNDATION BOLT-765KV CLASS SA (1PH) | EA | 12 |  | Included | 0 | 0 | 0
14 | 7000023442 | 10 | 765 kV Equipment support structures | 1000050816 | 73045930 |  | 18 |  | EQUIPMENT STRUCTURE INCLUDING FOUNDATION BOLT-765KV WT (1PH) | EA | 4 |  | Included | 0 | 0 | 0
7 | 7000023443 | 10 | 765 kV Equipment support structures | 1000050812 | 73045930 |  | 18 |  | EQUIPMENT STRUCTURE INCLUDING FOUNDATION BOLT-765KV CT (1PH) | EA | 12 |  | Included | 0 | 0 | 0
8 | 7000023444 | 10 | 765 kV Equipment support structures | 1000050813 | 73045930 |  | 18 |  | EQUIPMENT STRUCTURE INCLUDING FOUNDATION BOLT-765KV CVT (1PH) | EA | 6 |  | Included | 0 | 0 | 0
4 | 7000023445 | 10 | 765 kV Equipment support structures | 1000050811 | 73045930 |  | 18 |  | EQUIPMENT STRUCTURE INCLUDING FOUNDATION BOLT-765KV BPI (1PH) | EA | 24 |  | Included | 0 | 0 | 0
5 | 7000023480 | 10 | Mandatory Spare LOT | 1000027625 | 85352919 |  | 18 |  | Spare-765KV Circuit Breaker | LOT | 1 |  | Included | 0 | 0 | 0
6 | 7000023481 | 10 | Mandatory Spare LOT | 1000028091 | 85353090 |  | 18 |  | Spare-765kV VKDB Isolator | LOT | 1 |  | Included | 0 | 0 | 0
7 | 7000023482 | 10 | Mandatory Spare LOT | 1000054976 | 85352919 |  | 18 |  | SPARE-765KV CURRENT TRANSFORMER | LOT | 1 |  | Included | 0 | 0 | 0
8 | 7000023483 | 10 | Mandatory Spare LOT | 1000054977 | 85352919 |  | 18 |  | SPARE-765KV CAPACITIVE VOLTAGE TRANSFORMER | LOT | 1 |  | Included | 0 | 0 | 0
9 | 7000023484 | 10 | Mandatory Spare LOT | 1000028372 | 85354010 |  | 18 |  | SPARES FOR 624KV SURGE ARRESTER | LS | 1 |  | Included | 0 | 0 | 0
10 | 7000023485 | 10 | Mandatory Spare LOT | 1000019912 | 85371000 |  | 18 |  | Relay & protection Panels (with automation) | LS | 1 |  | Included | 0 | 0 | 0
11 | 7000023486 | 10 | Mandatory Spare LOT | 1000019927 | 85389000 |  | 18 |  | Spares-Substation Automation System | LS | 1 |  | Included | 0 | 0 | 0
12 | 7000023487 | 10 | Mandatory Spare LOT | 1000025950 | 85176210 |  | 18 |  | Spare-PLCC | SET | 1 |  | Included | 0 | 0 | 0
13 | 7000023488 | 10 | Mandatory Spare LOT | 1000032289 | 84819090 |  | 18 |  | SPARES FOFIRE PROTECTION SYSTEM | SET | 1 |  | Included | 0 | 0 | 0
14 | 7000023489 | 10 | Mandatory Spare LOT | 1000053851 | 76169990 |  | 18 |  | SPARES FOR CLAMPS & CONNECTORS | LOT | 1 |  | Included | 0 | 0 | 0
15 | 7000023490 | 10 | Mandatory Spare LOT | 1000054979 | 85352919 |  | 18 |  | SPARE-800KV BUS POST INSULATOR | LOT | 1 |  | Included | 0 | 0 | 0
16 | 7000023446 | 10 | Non Standard Structure | 1000015954 | 73082011 |  | 18 |  | Fabrication, galvanising and supply of Lattice Structures (MS Steel),to be designed during detailed engineering, for towers, beams andequipment support structure including pack plates / packwashers andgusset plates excluding fasteners and foundation bolts | MT | 439 |  | Included | 0 | 0 | 0
17 | 7000023447 | 10 | Non Standard Structure | 1000015953 | 73082011 |  | 18 |  | Fabrication, galvanising and supply of Lattice Structures (HT Steel),to be designed during detailed engineering, for towers, beams andequipment support structure including pack plates / packwashers andgusset plates excluding fasteners and foundation bolts | MT | 161 |  | Included | 0 | 0 | 0
18 | 7000023448 | 10 | Non Standard Structure | 1000011713 | 73082011 |  | 18 |  | Fabrication, galvanising and supply of fasteners ( nuts, bolts andwashers ) including step bolts for lattice and pipe structures to bedesigned during detailed engineering | MT | 22 |  | Included | 0 | 0 | 0
19 | 7000023449 | 10 | Non Standard Structure | 1000012373 | 73082011 |  | 18 |  | Fabrication, galvanising and supply of foundation bolts including nuts,checknut and washers for lattice and pipe structures to be designedduring detailed engineering | MT | 30 |  | Included | 0 | 0 | 0
20 | 7000023450 | 10 | 145kV Equipment support structures | 1000050973 | 73045930 |  | 18 |  | EQUIPMENT STRUCTURE INCLUDING FOUNDATION BOLT-145KV BPI (1PH) | EA | 4 |  | Included | 0 | 0 | 0
[7 empty] | Total Ex-works Price | [5 empty] | 0 | 0
[7 empty] | Total Type Test charges as per Schedule-7 | [5 empty] | 0
[7 empty] | Total Ex-works Price including Type Test charges | [5 empty] | 0
[7 empty] | Total GST Tax as confirmed by Bidder | [5 empty] | 0
Note : | Specify amount of GST on the transaction between the Contractor and the Employer.
* | In case the bidder leaves the cell for confirmation of the HSN code and/or GST rate “blank”, the HSN code and corresponding GST rate indicated by the Employer shall be deemed to be the one confirmed by the Bidder.
Date : | --
Place : | [10 empty] | Printed Name :
Designation :
Click for Sch-2

## Sch-1 dis (hidden)
Specification No.: CC/T/W-AIS/DOM/A06/23/02699 | [5 empty] | Schedule - 1 |  |  |  | Direct Total | 0 | Sole Bidder | `
[10 empty] | BO Total | #REF! | 0
765kV AIS Extn. Substation Package SS-01 for (i) Construction of 2 nos. of 765kV line bays at Sikar II for Sikar II – Bhadla II 765kV D/c line (ii) Construction of 2 nos. of 765kV line bays at Bhadla II for Sikar II – Bhadla II 765kV D/c line associated with Transmission Scheme for evacuation of power from Solar Energy Zones in Rajasthan (8.1 GW) under Phase II-Part E.
(SCHEDULE OF RATES AND PRICES : EX-WORKS PRICES)
Bidder’s Name and Address (Sole Bidder) : |  |  |  | To:
Contract Services
Name : | …….. …….. …….. …….. …….. …….. |  |  | Power Grid Corporation of India Ltd., | [7 empty] | …….. …….. …….. …….. …….. …….. , & …….. …….. …….. …….. …….. ……..
Address : | …….. …….. …….. …….. …….. …….. |  |  | "Saudamini", Plot No.-2
| …….. …….. …….. …….. …….. …….. |  |  | Sector-29,
| …….. …….. …….. …….. …….. …….. |  |  | Gurgaon (Haryana) - 122001
Plant and Equipment (including Mandatory Spares Parts) to be supplied, including Type Test Charges for Tests to be conducted. | [10 empty] | Direct
[6 empty] | All Prices are in Indian Rupees. |  |  |  |  | Bought-Out
SI. No. | Item Description | Unit | Qty. | Unit Ex-works price | Total Ex-works price | Mode of Transaction (Direct / Bought-out)
1 | 2 | 3 | 4 | 5 | 6 = 4 x 5 | 7
0 | 0
#REF! | #REF!
0 | 0
#REF! | #REF! | #REF! | #REF! | #REF! | #REF! | #REF!
#REF! | #REF! | #REF! | #REF! | #REF! | #REF! | #REF!
#REF! | #REF!
#REF! | #REF! | #REF! | #REF! | #REF! | #REF! | #REF!
#REF! | #REF! | #REF! | #REF! | #REF! | #REF! | #REF!
#REF! | #REF!
#REF! | #REF! | #REF! | #REF! | #REF! | #REF! | #REF!
#REF! | #REF! | #REF! | #REF! | #REF! | #REF! | #REF!
#REF! | #REF!
#REF! | #REF!
#REF! | #REF! | #REF! | #REF! | #REF! | #REF! | #REF!
#REF! | #REF! | #REF! | #REF! | #REF! | #REF! | #REF!
#REF! | #REF!
#REF! | #REF! | #REF! | #REF! | #REF! | #REF! | #REF!
#REF! | #REF! | #REF! | #REF! | #REF! | #REF! | #REF!
#REF! | #REF! | #REF! | #REF! | #REF! | #REF! | #REF!
#REF! | #REF! | #REF! | #REF! | #REF! | #REF! | #REF!
#REF! | #REF! | #REF! | #REF! | #REF! | #REF! | #REF!
#REF! | #REF! | #REF! | #REF! | #REF! | #REF! | #REF!
#REF! | #REF!
#REF! | #REF! | #REF! | #REF! | #REF! | #REF! | #REF!
#REF! | #REF!
#REF! | #REF! | #REF! | #REF! | #REF! | #REF! | #REF!
#REF! | #REF! | #REF! | #REF! | #REF! | #REF! | #REF!
#REF! | #REF! | #REF! | #REF! | #REF! | #REF! | #REF!
#REF! | #REF! | #REF! | #REF! | #REF! | #REF! | #REF!
#REF! | #REF!
#REF! | #REF! | #REF! | #REF! | #REF! | #REF! | #REF!
#REF! | #REF! | #REF! | #REF! | #REF! | #REF! | #REF!
#REF! | #REF! | #REF! | #REF! | #REF! | #REF! | #REF!
#REF! | #REF!
#REF! | #REF! | #REF! | #REF! | #REF! | #REF! | #REF!
#REF! | #REF! | #REF! | #REF! | #REF! | #REF! | #REF!
#REF! | #REF! | #REF! | #REF! | #REF! | #REF! | #REF!
#REF! | #REF! | #REF! | #REF! | #REF! | #REF! | #REF!
#REF! | #REF! | #REF! | #REF! | #REF! | #REF! | #REF!
#REF! | #REF!
| #REF! | #REF! | #REF! | #REF! | #REF! | #REF!
#REF!
| #REF! | #REF! | #REF! | #REF! | #REF! | #REF!
| #REF! | #REF! | #REF! | #REF! | #REF! | #REF!
| Total Ex-Works Price Direct |  |  |  | 0 | Direct
| Total Ex-Works Price Bought Out |  |  |  | 0
| Total Ex-Works Price |  |  |  | 0
| Total Type Test charges as per Schedule-7 |  |  |  | #REF! |  |  | #REF! |  | #REF!
| Total Ex-works Price including Type Test charges |  |  |  | #REF! |  |  | #REF! |  | #REF!
[7 empty] | Discount Sch-1 | #REF! | MPD Sch-1 | #REF!
[7 empty] | Dis Alert | #REF!
Note : | Specify amount of Excise Duty, Sales Tax/'VAT and other taxes payable on the transaction between the Contractor and the Employer and octroi/entry tax as applicable for destination site/state on all items of supply including bought-out finished items (to be identified in the Contract), which shall be dispatched directly from the sub-vendor’s works to the Employer’s site (sale-in-transit), separately in Schedule-5. Excise Duty, Sales tax and other levies for all the bought-out items are to be included in the EXW Price (Col. No. 5) only and not to be indicated in Schedule-5.
Date : | --
Place : |  |  | Printed Name :
Designation :
Click for Sch-2

## Sch-2
Specification No.: CC/T/W-AIS/DOM/A06/23/02699 | [8 empty] | Schedule - 2
765kV AIS Extn. Substation Package SS-01 for (i) Construction of 2 nos. of 765kV line bays at Sikar II for Sikar II – Bhadla II 765kV D/c line (ii) Construction of 2 nos. of 765kV line bays at Bhadla II for Sikar II – Bhadla II 765kV D/c line associated with Transmission Scheme for evacuation of power from Solar Energy Zones in Rajasthan (8.1 GW) under Phase II-Part E.
(SCHEDULE OF RATES AND PRICES)
Bidder’s Name and Address (Sole Bidder) : | [7 empty] | To:
Contracts Services, 3rd Floor
Name : |  | …….. …….. …….. …….. …….. …….. | [5 empty] | Power Grid Corporation of India Ltd.,
Address : |  | …….. …….. …….. …….. …….. …….. | [5 empty] | "Saudamini", Plot No.-2
|  | …….. …….. …….. …….. …….. …….. | [5 empty] | Sector-29,
|  | …….. …….. …….. …….. …….. …….. | [5 empty] | Gurgaon (Haryana) - 122001
LOCAL TRANSPORTATION, IN-TRANSIT INSURANCE, LOADING AND UNLOADING
All Prices are in Indian Rupees.
SI. No. | PR No | PR Line Item No | Activity Description | Material Code | Description | Unit | Quantity | Unit Freight, In-transit Insurance, loading & unloading Charges | Total Freight, In-transit Insurance, loading & unloading Charges
1 | 2 | 3 | 4 | 5 | 4 | 5 | 6 | 7 | 8= 6 x 7
PART A (Substation Portion)
I | Bay extension at Bhadla -II
1 | 7000023218 | 10 | PMU at Bhadla-II | 1000017518 | PMU with GPS Clock (clock can be either internal or external) | EA | 2 |  | Included
2 | 7000023219 | 10 | PMU at Bhadla-II | 1000022512 | WAMS Hardware - Time System (GPS receiver) | EA | 2 |  | Included
3 | 7000023220 | 10 | PMU at Bhadla-II | 1000022510 | WAMS Hardware - Substation Grade Layer-3 LAN Switches with minimum 4 x10/100 Mbps Ethernet ports and 2 x 1 Gbps Ethernet ports | EA | 3 |  | Included
4 | 7000023221 | 10 | PMU at Bhadla-II | 1000022487 | WAMS Miscellaneous - Armored Fibre Optic Cable and associatedtermination (e.g. L2 Switch) for connecting PMU panels located indifferent control room of a station | EA | 1 |  | Included
5 | 7000023222 | 10 | Telecom Equipment Suppply at Bhadla-II | 1000031367 | SDH EQUIPMENT (STM-16 MADM UPTO 5 MSP PROTECTED DIRECTIONS)-BASEEQUIPMENT (COMMON CARDS, CROSS CONNECT/CONTROL CARDS, OPTICAL BASECARDS, POWER SUPPLY CARDS, POWER CABLING, OTHER HARDWARE ANDACCESSORIES INCLUDING SUB RACKS, PATCH CORD, DDF ETC FULLY EQUIPEDEXCLUDING OPTICAL INTERFACE & TRIBUTARY CARDS | EA | 1 |  | Included
6 | 7000023223 | 10 | Telecom Equipment Suppply at Bhadla-II | 1000018706 | S16.1 SFP | EA | 4 |  | Included
7 | 7000023224 | 10 | Telecom Equipment Suppply at Bhadla-II | 1000031374 | TRIBUTARY INTERFACE- E1 INTERFACE (MINIMUM 16 NOS.) | SET | 2 |  | Included
8 | 7000023225 | 10 | Telecom Equipment Suppply at Bhadla-II | 1000034950 | ETHERNET INTERFACE 10/100 BASE T WITH LAYER-2 SWITCHING (MIN 8INTERFACES PER CARD) | EA | 2 |  | Included
9 | 7000023226 | 10 | Telecom Equipment Suppply at Bhadla-II | 1000031381 | TRIBUTARY INTERFACE-GIGABIT ETHERNET INTERFACES 10/100 MBPS WITH LAYER-2 SWITCHING (MINIMUM 2 NOS.) | SET | 1 |  | Included
10 | 7000023227 | 10 | Telecom Equipment Suppply at Bhadla-II | 1000026228 | Equipment Cabinets For SDH | EA | 1 |  | Included
11 | 7000023228 | 10 | Telecom Equipment Suppply at Bhadla-II | 1000034998 | VOIP TELEPHONE INSTRUMENT WITH ONE COMMON SWITCH (MIN. 8 PORT) | EA | 2 |  | Included
12 | 7000023229 | 10 | Telecom Equipment Suppply at Bhadla-II | 1000030942 | 24F (DWSM) APPROACH FIBRE OPTIC CABLE INCLUDING ALL INSTALLATIONHARDWARE SET | KM | 1 |  | Included
13 | 7000023230 | 10 | Telecom Equipment Suppply at Bhadla-II | 1000023471 | OPGW Fibre Optic Distribution Panel (FODP): Indoor Type: 96F | EA | 1 |  | Included
14 | 7000023231 | 10 | Telecom Equipment Suppply at Bhadla-II | 1000019317 | Optical Line Interface card To support minimum 175 km | EA | 2 |  | Included
15 | 7000023232 | 10 | Telecom Equipment Suppply at Bhadla-II | 1000019316 | Optical Line Interface card To support minimum 200 km | EA | 2 |  | Included
16 | 7000023233 | 10 | 800kV 50kA AIS EQUIPMENT | 1000005827 | 765kV, 3150A, 50kA Circuit Breaker(3-Phase) with closing resistor (withsupport structure) | EA | 4 |  | Included
17 | 7000023234 | 10 | 800kV 50kA AIS EQUIPMENT | 1000005826 | 765kV, 3150A, 50kA Circuit Breaker(3-Phase) without closing resistor(with support structure) | EA | 2 |  | Included
18 | 7000023235 | 10 | 800kV 50kA AIS EQUIPMENT | 1000009714 | Controlled Switching Device for 765 kV, 3-ph Circuit Breaker | EA | 2 |  | Included
19 | 7000023236 | 10 | 800kV 50kA AIS EQUIPMENT | 1000005848 | 765 kV, 3000A, 50KA, 1-Phase CurrentTransformer with 120% extended currentrating | EA | 12 |  | Included
20 | 7000023237 | 10 | 800kV 50kA AIS EQUIPMENT | 1000005840 | 765 kV,8800 pF Capacitive Voltage Transformer (1-Phase) | EA | 6 |  | Included
21 | 7000023238 | 10 | 800kV 50kA AIS EQUIPMENT | 1000005853 | 765kV, 3150A, 50Ka, Vertical Knee/DoubleBreak Isolator (3-Phase) with one E/S | EA | 6 |  | Included
22 | 7000023239 | 10 | 800kV 50kA AIS EQUIPMENT | 1000005820 | 765kV, 3150A, 50kA, Vertical Knee/DoubleBreak Isolator (1-Phase) with one E/S | EA | 6 |  | Included
23 | 7000023240 | 10 | 800kV 50kA AIS EQUIPMENT | 1000005819 | 765kV, 3150A, 50kA, Vertical Knee/DoubleBreak Isolator (1-Phase) without E/S | EA | 12 |  | Included
24 | 7000023241 | 10 | 800kV 50kA AIS EQUIPMENT | 1000020421 | 624kV Surge Arrester (1-Phase) | EA | 12 |  | Included
25 | 7000023242 | 10 | 800kV 50kA AIS EQUIPMENT | 1000005791 | 765 kV, 1 phase Bus Post Insulator (except for Line Traps) | EA | 24 |  | Included
26 | 7000023243 | 10 | 800kV 50kA AIS EQUIPMENT | 1000005790 | 765 kV ,1 phase Bus Post Insulators for Line Traps | EA | 12 |  | Included
27 | 7000023247 | 10 | 800kV 50kA AIS EQUIPMENT | 1000005854 | 765kV, 3150A, 50Ka, Vertical Knee/DoubleBreak Isolator (3-Phase) with two E/S | EA | 4 |  | Included
28 | 7000023244 | 10 | 145kV, 31.5kV AIS EQUIPMENT | 1000000945 | 145kV, 1250A, 31.5KA Circuit Breakers(1-Phase) with support structure | EA | 2 |  | Included
29 | 7000023245 | 10 | 145kV, 31.5kV AIS EQUIPMENT | 1000000956 | 145kV, 1 phase Bus Post Insulators | EA | 4 |  | Included
30 | 7000023246 | 10 | 36kV AIS EQUIPMENT | 1000001999 | Current transformer (33kV) for Reactor Neutral along with supportstructure & terminal connector | EA | 2 |  | Included
31 | 7000023248 | 10 | Erection Hardware for 765 kV S/Y | 1000011356 | Erection Hardware for 765kV I type layout-Line Reactors including NGRbypass arrangement as per technical specification | SET | 2 |  | Included
32 | 7000023250 | 10 | Erection Hardware for 765 kV S/Y | 1000011350 | Erection Hardware for 765kV I type layout-Bus Work (For one diameters)as per technical specification | SET | 2 |  | Included
33 | 7000023251 | 10 | Erection Hardware for 765 kV S/Y | 1000011358 | Erection Hardware for 765kV I type layout-Line bay as per technicalspecification | SET | 2 |  | Included
34 | 7000023128 | 10 | Erection Hardware for 765 kV S/Y | 1000015929 | Bus post insulators, spacers, equipmentsupport structures, conductor(s), Altube, clamp, connectors including 765KV and neutral bushings terminalconnectors etc for Neutral formationfor two banks (each bank comprise ofthree single phase units of Reactors)and connection to neutral groundingreactors (as applicable) and makingconnection arrangement to connect spareunit in place of any unit of all thetwo banks without physical shifting. | LOT | 1 |  | Included
35 | 7000023252 | 10 | 765kV Insulator and Hardware | 1000055997 | 765KV TENSION INSULATOR STRING AND ASSOCIATED HARDWARE FITTINGS WITHTURN BUCKLE SUITABLE FOR QUAD CONDUCTOR | EA | 30 |  | Included
36 | 7000023253 | 10 | 765kV Insulator and Hardware | 1000055996 | 765KV TENSION INSULATOR STRING AND ASSOCIATED HARDWARE FITTINGS WITHTURN BUCKLE SUITABLE FOR HEXA CONDUCTOR | EA | 6 |  | Included
37 | 7000023254 | 10 | 765kV Insulator and Hardware | 1000055995 | 765KV TENSION INSULATOR STRING AND ASSOCIATED HARDWARE FITTINGSWITHOUT TURN BUCKLE SUITABLE FOR QUAD CONDUCTOR | EA | 30 |  | Included
38 | 7000023255 | 10 | 765kV Insulator and Hardware | 1000055993 | 765KV SUSPENSION INSULATOR STRING AND ASSOCIATED HARDWARE FITTINGSWITH THROUGH CLAMP SUITABLE FOR QUAD CONDUCTOR | EA | 18 |  | Included
39 | 7000023256 | 10 | 765kV Insulator and Hardware | 1000055992 | 765KV SUSPENSION INSULATOR STRING AND ASSOCIATED HARDWARE FITTINGSWITH DROP CLAMP SUITABLE FOR QUAD CONDUCTOR | EA | 18 |  | Included
40 | 7000023257 | 10 | Earthmat | 1000032055 | 40 MM MS ROD FOR MAIN EARTHMAT | KM | 4 |  | Included
41 | 7000023258 | 10 | CRP for 765kV Bays | 1000055448 | 765KV CIRCUIT BREAKER RELAY PANEL (WITH AUTOMATION) | EA | 6 |  | Included
42 | 7000023259 | 10 | CRP for 765kV Bays | 1000005522 | 765kV Line Protection Panel (with Automation) | EA | 2 |  | Included
43 | 7000023260 | 10 | CRP for 765kV Bays | 1000005533 | 765kV Reactor Protection Panel (with Automation) | EA | 2 |  | Included
44 | 7000023261 | 10 | CRP for 765kV Bays | 1000005072 | Augmentation of existing 765kV bus bar protection scheme.(No. of baysas per specification)-(with Automation) | SET | 1 |  | Included
45 | 7000023262 | 10 | SAS-AUG | 1000005535 | Augmentation of Substation automation system for 765kV Main bay as perTechnical Specification | EA | 2 |  | Included
46 | 7000023263 | 10 | SAS-AUG | 1000005538 | Augmentation of Substation automation System for 765kV Switchable LineReactor Bay as per Technical Specification | EA | 2 |  | Included
47 | 7000023264 | 10 | SAS-AUG | 1000005537 | Augmentation of Substation automation System for 765kV Tie bay as perTechnical Specification | EA | 2 |  | Included
48 | 7000023265 | 10 | VMS | 1000030433 | COLOR IP CAMERA, WITH PAN, TILT AND ZOOM FACILITIES, ALONGWITH ALLREQUIRED ITEMS, ACCESSORIES, LINE INTERFACE UNITS, FIBER PATCH CORDS,POWER SUPPLY UNITS, JUNCTION BOXES, CABLES, FIBER OPTIC CABLES, ETC.,AND INCLUDING INTEGRATION IN EXISTING HARDWARE AND SOFTWARE FORAUGMENTATION OF VISUAL MONITORING SYSTEM AS PER TECHNICALSPECIFICATION. | SET | 1 |  | Included
49 | 7000023266 | 10 | PLCC Equipment | 1000036908 | HF CABLE 75 OHMS FOR PLCC | KM | 1 |  | Included
50 | 7000023267 | 10 | PLCC Equipment | 1000001104 | 2wire telephone equipment | EA | 2 |  | Included
51 | 7000023268 | 10 | PLCC Equipment | 1000010638 | Digital Protection Coupler | EA | 2 |  | Included
52 | 7000023269 | 10 | PLCC Equipment | 1000017887 | Analog Protection Coupler for PLCC | EA | 2 |  | Included
53 | 7000023270 | 10 | PLCC Equipment | 1000000046 | Carrier Equipment Analog type (for Speech+Data & Speech+Protection) | EA | 2 |  | Included
54 | 7000023271 | 10 | PLCC Equipment | 1000010014 | Coupling device for PLCC | SET | 2 |  | Included
55 | 7000023272 | 10 | PLCC Equipment | 1000005823 | 765kV,3150A,1.0mH , 50kA Line Trap | EA | 4 |  | Included
56 | 7000023273 | 10 | POWER & CONTROL CABLE | 1000032050 | 4PAIR, 0.5SQMM SCREENED CABLE | KM | 2 |  | Included
57 | 7000023274 | 10 | POWER & CONTROL CABLE | 1000056265 | 1.1KV GRADE 27CX1.5 SQMM CONTROL CABLE | KM | 11 |  | Included
58 | 7000023275 | 10 | POWER & CONTROL CABLE | 1000056264 | 1.1KV GRADE 19CX1.5 SQMM CONTROL CABLE | KM | 14 |  | Included
59 | 7000023276 | 10 | POWER & CONTROL CABLE | 1000031887 | 1.1KV GRADE 10CX2.5 SQMM CONTROL CABLE | KM | 12 |  | Included
60 | 7000023277 | 10 | POWER & CONTROL CABLE | 1000031987 | 1.1KV GRADE 5CX2.5 SQMM CONTROL CABLE | KM | 11 |  | Included
61 | 7000023278 | 10 | POWER & CONTROL CABLE | 1000031964 | 1.1KV GRADE 3CX2.5 SQMM CONTROL CABLE | KM | 6 |  | Included
62 | 7000023279 | 10 | POWER & CONTROL CABLE | 1000031985 | 1.1KV GRADE 4CX6 SQMM (PVC) POWER CABLE | KM | 2 |  | Included
63 | 7000023280 | 10 | POWER & CONTROL CABLE | 1000031976 | 1.1KV GRADE 4CX16 SQMM (PVC) POWER CABLE | KM | 6 |  | Included
64 | 7000023281 | 10 | POWER & CONTROL CABLE | 1000031953 | 1.1KV GRADE 3.5CX35 SQMM (PVC) POWER CABLE | KM | 2 |  | Included
65 | 7000023282 | 10 | POWER & CONTROL CABLE | 1000031957 | 1.1KV GRADE 3.5CX70 SQMM (PVC) POWER CABLE | KM | 4 |  | Included
66 | 7000023283 | 10 | POWER & CONTROL CABLE | 1000031951 | 1.1KV GRADE 3.5CX300 SQMM (XLPE) POWER CABLE | KM | 0.2 |  | Included
67 | 7000023284 | 10 | POWER & CONTROL CABLE | 1000031943 | 1.1KV GRADE 2CX6 SQMM (PVC) POWER CABLE | KM | 2 |  | Included
68 | 7000023285 | 10 | FIRE FIGHTING SYSTEM | 1000055459 | HVW SPRAY SYSTEM, HYDRANT SYSTEM AND COMPLETE U/G & O/G PIPING ANDACCESSORIES ETC. OUT SIDE THE PUMP HOUSE FOR 765/Ã‚Ë†Å 3 KV SINGLE PHASEREACTOR | SET | 6 |  | Included
69 | 7000023286 | 10 | FIRE FIGHTING SYSTEM | 1000012019 | Fire Detection and Alarm System for Switchyard Panel Room of 9 mlength | SET | 1 |  | Included
70 | 7000023287 | 10 | FIRE FIGHTING SYSTEM | 1000012022 | 4.5 kg CO2 type Portable Fire extinguisher | EA | 1 |  | Included
71 | 7000023288 | 10 | FIRE FIGHTING SYSTEM | 1000028771 | PORTABLE FIRE EXTINGUISHER-DCP TYPE 4.5/5 KG | EA | 1 |  | Included
72 | 7000023290 | 10 | ILLUMINATION SYSTEM | 1000014547 | Lighting Panel type ACP-2 as per technical specification | EA | 2 |  | Included
73 | 7000023291 | 10 | ILLUMINATION SYSTEM | 1000001894 | Outdoor Power Receptacle for oilfiltration unit (250A) | EA | 2 |  | Included
74 | 7000023292 | 10 | ILLUMINATION SYSTEM | 1000038387 | LED FLOOD LIGHT LUMINARIESTYPE FL-1 (150W) AS PER TECHNICALSPECIFICATION | EA | 10 |  | Included
75 | 7000023293 | 10 | ILLUMINATION SYSTEM | 1000038325 | LIGHTING FIXTURE LED LUMINAIRES TYPE FL2 AS PER TECH. SPECIFICATIONS | EA | 20 |  | Included
76 | 7000023294 | 10 | ILLUMINATION SYSTEM | 1000038385 | FIRE WALL MOUNTED LED LUMINARIE TYPE FL-2 (250W) | EA | 12 |  | Included
77 | 7000023295 | 10 | ILLUMINATION SYSTEM | 1000004952 | 63A, 415V : Interlocked switch socket outdoor Receptacle (type RP) asper technical specifications | EA | 1 |  | Included
78 | 7000023296 | 10 | ILLUMINATION SYSTEM | 1000013796 | Illumination System for switchyard panel room of 9 m length | LS | 1 |  | Included
79 | 7000023297 | 10 | 765 kV Equipment support structures | 1000050817 | EQUIPMENT STRUCTURE INCLUDING FOUNDATION BOLT-765KV ISO (3PH) | EA | 10 |  | Included
80 | 7000023298 | 10 | 765 kV Equipment support structures | 1000050814 | EQUIPMENT STRUCTURE INCLUDING FOUNDATION BOLT-765KV ISO (1PH) | EA | 18 |  | Included
81 | 7000023299 | 10 | 765 kV Equipment support structures | 1000050815 | EQUIPMENT STRUCTURE INCLUDING FOUNDATION BOLT-765KV CLASS SA (1PH) | EA | 12 |  | Included
82 | 7000023300 | 10 | 765 kV Equipment support structures | 1000050816 | EQUIPMENT STRUCTURE INCLUDING FOUNDATION BOLT-765KV WT (1PH) | EA | 4 |  | Included
83 | 7000023301 | 10 | 765 kV Equipment support structures | 1000050812 | EQUIPMENT STRUCTURE INCLUDING FOUNDATION BOLT-765KV CT (1PH) | EA | 12 |  | Included
84 | 7000023302 | 10 | 765 kV Equipment support structures | 1000050813 | EQUIPMENT STRUCTURE INCLUDING FOUNDATION BOLT-765KV CVT (1PH) | EA | 6 |  | Included
85 | 7000023303 | 10 | 765 kV Equipment support structures | 1000050811 | EQUIPMENT STRUCTURE INCLUDING FOUNDATION BOLT-765KV BPI (1PH) | EA | 24 |  | Included
86 | 7000023304 | 10 | 145kV Equipment support structures | 1000050973 | EQUIPMENT STRUCTURE INCLUDING FOUNDATION BOLT-145KV BPI (1PH) | EA | 4 |  | Included
87 | 7000023129 | 10 | Mandatory Spare LOT | 1000027625 | Spare-765KV Circuit Breaker | LOT | 1 |  | Included
88 | 7000023470 | 10 | Mandatory Spare LOT | 1000028091 | Spare-765kV VKDB Isolator | LOT | 1 |  | Included
89 | 7000023471 | 10 | Mandatory Spare LOT | 1000054976 | SPARE-765KV CURRENT TRANSFORMER | LOT | 1 |  | Included
90 | 7000023472 | 10 | Mandatory Spare LOT | 1000054977 | SPARE-765KV CAPACITIVE VOLTAGE TRANSFORMER | LOT | 1 |  | Included
91 | 7000023473 | 10 | Mandatory Spare LOT | 1000028372 | SPARES FOR 624KV SURGE ARRESTER | LS | 1 |  | Included
92 | 7000023474 | 10 | Mandatory Spare LOT | 1000019912 | Relay & protection Panels (with automation) | LS | 1 |  | Included
93 | 7000023475 | 10 | Mandatory Spare LOT | 1000019927 | Spares-Substation Automation System | LS | 1 |  | Included
94 | 7000023476 | 10 | Mandatory Spare LOT | 1000025950 | Spare-PLCC | SET | 1 |  | Included
95 | 7000023477 | 10 | Mandatory Spare LOT | 1000032289 | SPARES FOFIRE PROTECTION SYSTEM | SET | 1 |  | Included
96 | 7000023478 | 10 | Mandatory Spare LOT | 1000053851 | SPARES FOR CLAMPS & CONNECTORS | LOT | 1 |  | Included
97 | 7000023479 | 10 | Mandatory Spare LOT | 1000054979 | SPARE-800KV BUS POST INSULATOR | LOT | 1 |  | Included
98 | 7000023305 | 10 | Non Standard Structure | 1000015954 | Fabrication, galvanising and supply of Lattice Structures (MS Steel),to be designed during detailed engineering, for towers, beams andequipment support structure including pack plates / packwashers andgusset plates excluding fasteners and foundation bolts | MT | 439 |  | Included
99 | 7000023306 | 10 | Non Standard Structure | 1000015953 | Fabrication, galvanising and supply of Lattice Structures (HT Steel),to be designed during detailed engineering, for towers, beams andequipment support structure including pack plates / packwashers andgusset plates excluding fasteners and foundation bolts | MT | 161 |  | Included
100 | 7000023307 | 10 | Non Standard Structure | 1000011713 | Fabrication, galvanising and supply of fasteners ( nuts, bolts andwashers ) including step bolts for lattice and pipe structures to bedesigned during detailed engineering | MT | 22 |  | Included
101 | 7000023308 | 10 | Non Standard Structure | 1000012373 | Fabrication, galvanising and supply of foundation bolts including nuts,checknut and washers for lattice and pipe structures to be designedduring detailed engineering | MT | 30 |  | Included
102 | 7000023289 | 10 | AIR CONDITIONING SYSTEM | 1000006285 | Air conditioning system for Switchyard Panel Room of 9m length | SET | 1 |  | Included
II | Bay extension at SIKAR-II
1 | 7000023341 | 10 | PMU for Sikar-II S/S | 1000017518 | PMU with GPS Clock (clock can be either internal or external) | EA | 2 |  | Included
2 | 7000023342 | 10 | PMU for Sikar-II S/S | 1000022512 | WAMS Hardware - Time System (GPS receiver) | EA | 2 |  | Included
3 | 7000023343 | 10 | PMU for Sikar-II S/S | 1000022510 | WAMS Hardware - Substation Grade Layer-3 LAN Switches with minimum 4 x10/100 Mbps Ethernet ports and 2 x 1 Gbps Ethernet ports | EA | 3 |  | Included
4 | 7000023344 | 10 | PMU for Sikar-II S/S | 1000022487 | WAMS Miscellaneous - Armored Fibre Optic Cable and associatedtermination (e.g. L2 Switch) for connecting PMU panels located indifferent control room of a station | EA | 1 |  | Included
5 | 7000023345 | 10 | Telecom Equipment Supply at Sikar-II | 1000031367 | SDH EQUIPMENT (STM-16 MADM UPTO 5 MSP PROTECTED DIRECTIONS)-BASEEQUIPMENT (COMMON CARDS, CROSS CONNECT/CONTROL CARDS, OPTICAL BASECARDS, POWER SUPPLY CARDS, POWER CABLING, OTHER HARDWARE ANDACCESSORIES INCLUDING SUB RACKS, PATCH CORD, DDF ETC FULLY EQUIPEDEXCLUDING OPTICAL INTERFACE & TRIBUTARY CARDS | EA | 1 |  | Included
6 | 7000023346 | 10 | Telecom Equipment Supply at Sikar-II | 1000018706 | S16.1 SFP | EA | 4 |  | Included
7 | 7000023347 | 10 | Telecom Equipment Supply at Sikar-II | 1000031374 | TRIBUTARY INTERFACE- E1 INTERFACE (MINIMUM 16 NOS.) | SET | 2 |  | Included
8 | 7000023348 | 10 | Telecom Equipment Supply at Sikar-II | 1000034950 | ETHERNET INTERFACE 10/100 BASE T WITH LAYER-2 SWITCHING (MIN 8INTERFACES PER CARD) | EA | 2 |  | Included
9 | 7000023349 | 10 | Telecom Equipment Supply at Sikar-II | 1000031381 | TRIBUTARY INTERFACE-GIGABIT ETHERNET INTERFACES 10/100 MBPS WITH LAYER-2 SWITCHING (MINIMUM 2 NOS.) | SET | 1 |  | Included
10 | 7000023350 | 10 | Telecom Equipment Supply at Sikar-II | 1000026228 | Equipment Cabinets For SDH | EA | 1 |  | Included
11 | 7000023351 | 10 | Telecom Equipment Supply at Sikar-II | 1000028495 | NMS- CRAFT TERMINAL-HARDWARE | EA | 1 |  | Included
12 | 7000023352 | 10 | Telecom Equipment Supply at Sikar-II | 1000028265 | Software for Craft Terminal | EA | 1 |  | Included
13 | 7000023353 | 10 | Telecom Equipment Supply at Sikar-II | 1000034998 | VOIP TELEPHONE INSTRUMENT WITH ONE COMMON SWITCH (MIN. 8 PORT) | EA | 4 |  | Included
14 | 7000023354 | 10 | Telecom Equipment Supply at Sikar-II | 1000030942 | 24F (DWSM) APPROACH FIBRE OPTIC CABLE INCLUDING ALL INSTALLATIONHARDWARE SET | KM | 1 |  | Included
15 | 7000023355 | 10 | Telecom Equipment Supply at Sikar-II | 1000023471 | OPGW Fibre Optic Distribution Panel (FODP): Indoor Type: 96F | EA | 1 |  | Included
16 | 7000023356 | 10 | Telecom Equipment Supply at Sikar-II | 1000019317 | Optical Line Interface card To support minimum 175 km | EA | 2 |  | Included
17 | 7000023357 | 10 | Telecom Equipment Supply at Sikar-II | 1000019316 | Optical Line Interface card To support minimum 200 km | EA | 2 |  | Included
18 | 7000023358 | 10 | Telecom Repeater station at sikar-II | 1000031367 | SDH EQUIPMENT (STM-16 MADM UPTO 5 MSP PROTECTED DIRECTIONS)-BASEEQUIPMENT (COMMON CARDS, CROSS CONNECT/CONTROL CARDS, OPTICAL BASECARDS, POWER SUPPLY CARDS, POWER CABLING, OTHER HARDWARE ANDACCESSORIES INCLUDING SUB RACKS, PATCH CORD, DDF ETC FULLY EQUIPEDEXCLUDING OPTICAL INTERFACE & TRIBUTARY CARDS | EA | 1 |  | Included
19 | 7000023359 | 10 | Telecom Repeater station at sikar-II | 1000019317 | Optical Line Interface card To support minimum 175 km | EA | 4 |  | Included
20 | 7000023360 | 10 | Telecom Repeater station at sikar-II | 1000019316 | Optical Line Interface card To support minimum 200 km | EA | 4 |  | Included
21 | 7000023361 | 10 | Telecom Repeater station at sikar-II | 1000026228 | Equipment Cabinets For SDH | EA | 1 |  | Included
22 | 7000023362 | 10 | Telecom Repeater station at sikar-II | 1000030942 | 24F (DWSM) APPROACH FIBRE OPTIC CABLE INCLUDING ALL INSTALLATIONHARDWARE SET | KM | 1 |  | Included
23 | 7000023363 | 10 | Telecom Repeater station at sikar-II | 1000023471 | OPGW Fibre Optic Distribution Panel (FODP): Indoor Type: 96F | EA | 1 |  | Included
24 | 7000023364 | 10 | Telecom Repeater station at sikar-II | 1000031403 | REPEATER SHELTER SYSTEM INCLUDING ALL SHELTER ITEMS SUCH ASAIR-CONDITIONER, DG SETS, STATIC VOLTAGE STABLISER, DCPS & BATTERY ETC AS PER TECHNICAL SPECIFICATION OF PUF INSULATED PRE-COATED STEELSHELTER (INNER DIMENSION : 4340 X 2540 X 3000 MM & OUTER DIMENSION4500 X 2700 X 3160 MM) | SET | 1 |  | Included
25 | 7000023365 | 10 | Telecom Mandatory Spares Sikar-II | 1000031369 | SDH EQUIPMENT (STM-16 MADM UPTO 5 MSP PROTECTED DIRECTIONS)-COMMONCARDS, CROSS-CONNECT/CONTROL CARDS, OPTICAL BASE CARD, POWER SUPPLYCARDS, POWER CABLING, OTHER HARDWARE & ACCESSORIES (EACH). | SET | 1 |  | Included
26 | 7000023366 | 10 | Telecom Mandatory Spares Sikar-II | 1000018706 | S16.1 SFP | EA | 1 |  | Included
27 | 7000023367 | 10 | Telecom Mandatory Spares Sikar-II | 1000019317 | Optical Line Interface card To support minimum 175 km | EA | 1 |  | Included
28 | 7000023368 | 10 | Telecom Mandatory Spares Sikar-II | 1000019316 | Optical Line Interface card To support minimum 200 km | EA | 1 |  | Included
29 | 7000023369 | 10 | Telecom Mandatory Spares Sikar-II | 1000034950 | ETHERNET INTERFACE 10/100 BASE T WITH LAYER-2 SWITCHING (MIN 8INTERFACES PER CARD) | EA | 1 |  | Included
30 | 7000023370 | 10 | Telecom Mandatory Spares Sikar-II | 1000031381 | TRIBUTARY INTERFACE-GIGABIT ETHERNET INTERFACES 10/100 MBPS WITH LAYER-2 SWITCHING (MINIMUM 2 NOS.) | SET | 1 |  | Included
31 | 7000023371 | 10 | Telecom Mandatory Spares Sikar-II | 1000034998 | VOIP TELEPHONE INSTRUMENT WITH ONE COMMON SWITCH (MIN. 8 PORT) | EA | 1 |  | Included
32 | 7000023372 | 10 | Telecom Mandatory Spares Sikar-II | 1000031398 | PRE CONNECTORIZED OPTICAL FIBER PATCH CORDS(10 MTRS) â€“ PACK OF SIXPATCH CORDS | SET | 1 |  | Included
33 | 7000023373 | 10 | Telecom Mandatory Spares Sikar-II | 1000030942 | 24F (DWSM) APPROACH FIBRE OPTIC CABLE INCLUDING ALL INSTALLATIONHARDWARE SET | KM | 1 |  | Included
34 | 7000023374 | 10 | Telecom Mandatory Spares Sikar-II | 1000031374 | TRIBUTARY INTERFACE- E1 INTERFACE (MINIMUM 16 NOS.) | SET | 1 |  | Included
35 | 7000023375 | 10 | 800kV 50kA AIS EQUIPMENT | 1000005827 | 765kV, 3150A, 50kA Circuit Breaker(3-Phase) with closing resistor (withsupport structure) | EA | 4 |  | Included
36 | 7000023376 | 10 | 800kV 50kA AIS EQUIPMENT | 1000005826 | 765kV, 3150A, 50kA Circuit Breaker(3-Phase) without closing resistor(with support structure) | EA | 2 |  | Included
37 | 7000023377 | 10 | 800kV 50kA AIS EQUIPMENT | 1000009714 | Controlled Switching Device for 765 kV, 3-ph Circuit Breaker | EA | 2 |  | Included
38 | 7000023378 | 10 | 800kV 50kA AIS EQUIPMENT | 1000005848 | 765 kV, 3000A, 50KA, 1-Phase CurrentTransformer with 120% extended currentrating | EA | 12 |  | Included
39 | 7000023379 | 10 | 800kV 50kA AIS EQUIPMENT | 1000005840 | 765 kV,8800 pF Capacitive Voltage Transformer (1-Phase) | EA | 6 |  | Included
40 | 7000023380 | 10 | 800kV 50kA AIS EQUIPMENT | 1000005853 | 765kV, 3150A, 50Ka, Vertical Knee/DoubleBreak Isolator (3-Phase) with one E/S | EA | 6 |  | Included
41 | 7000023381 | 10 | 800kV 50kA AIS EQUIPMENT | 1000005854 | 765kV, 3150A, 50Ka, Vertical Knee/DoubleBreak Isolator (3-Phase) with two E/S | EA | 4 |  | Included
42 | 7000023382 | 10 | 800kV 50kA AIS EQUIPMENT | 1000005820 | 765kV, 3150A, 50kA, Vertical Knee/DoubleBreak Isolator (1-Phase) with one E/S | EA | 6 |  | Included
43 | 7000023383 | 10 | 800kV 50kA AIS EQUIPMENT | 1000005819 | 765kV, 3150A, 50kA, Vertical Knee/DoubleBreak Isolator (1-Phase) without E/S | EA | 12 |  | Included
44 | 7000023384 | 10 | 800kV 50kA AIS EQUIPMENT | 1000020421 | 624kV Surge Arrester (1-Phase) | EA | 12 |  | Included
45 | 7000023385 | 10 | 800kV 50kA AIS EQUIPMENT | 1000005791 | 765 kV, 1 phase Bus Post Insulator (except for Line Traps) | EA | 24 |  | Included
46 | 7000023386 | 10 | 800kV 50kA AIS EQUIPMENT | 1000005790 | 765 kV ,1 phase Bus Post Insulators for Line Traps | EA | 12 |  | Included
47 | 7000023387 | 10 | 145kV, 31.5kV AIS EQUIPMENT | 1000000945 | 145kV, 1250A, 31.5KA Circuit Breakers(1-Phase) with support structure | EA | 2 |  | Included
48 | 7000023388 | 10 | 145kV, 31.5kV AIS EQUIPMENT | 1000000956 | 145kV, 1 phase Bus Post Insulators | EA | 4 |  | Included
49 | 7000023389 | 10 | 36kV AIS EQUIPMENT | 1000001999 | Current transformer (33kV) for Reactor Neutral along with supportstructure & terminal connector | EA | 2 |  | Included
50 | 7000023390 | 10 | Erection Hardware for 765 kV S/Y | 1000011350 | Erection Hardware for 765kV I type layout-Bus Work (For one diameters)as per technical specification | SET | 2 |  | Included
51 | 7000023391 | 10 | Erection Hardware for 765 kV S/Y | 1000011358 | Erection Hardware for 765kV I type layout-Line bay as per technicalspecification | SET | 2 |  | Included
52 | 7000023392 | 10 | Erection Hardware for 765 kV S/Y | 1000011356 | Erection Hardware for 765kV I type layout-Line Reactors including NGRbypass arrangement as per technical specification | SET | 2 |  | Included
53 | 7000023393 | 10 | Erection Hardware for 765 kV S/Y | 1000015928 | Bus post insulators, spacers, equipmentsupport structures including foundationbolts,conductor(s), Al tube, clamp,connectors including 765 KV and neutralbushings terminal connectors etc forNeutral formation for two (2) Reactorbanks (each bank comprise of threesingle phase units of Reactors) andconnection to neutral groundingReactors (as applicable) and makingconnection arrangement to connect spareunit in place of any unit of all thetwo banks without pysical shifting | LOT | 1 |  | Included
54 | 7000023394 | 10 | 765kV Insulator and Hardware | 1000055997 | 765KV TENSION INSULATOR STRING AND ASSOCIATED HARDWARE FITTINGS WITHTURN BUCKLE SUITABLE FOR QUAD CONDUCTOR | EA | 24 |  | Included
55 | 7000023395 | 10 | 765kV Insulator and Hardware | 1000055996 | 765KV TENSION INSULATOR STRING AND ASSOCIATED HARDWARE FITTINGS WITHTURN BUCKLE SUITABLE FOR HEXA CONDUCTOR | EA | 6 |  | Included
56 | 7000023396 | 10 | 765kV Insulator and Hardware | 1000055995 | 765KV TENSION INSULATOR STRING AND ASSOCIATED HARDWARE FITTINGSWITHOUT TURN BUCKLE SUITABLE FOR QUAD CONDUCTOR | EA | 24 |  | Included
57 | 7000023397 | 10 | 765kV Insulator and Hardware | 1000055993 | 765KV SUSPENSION INSULATOR STRING AND ASSOCIATED HARDWARE FITTINGSWITH THROUGH CLAMP SUITABLE FOR QUAD CONDUCTOR | EA | 12 |  | Included
58 | 7000023398 | 10 | 765kV Insulator and Hardware | 1000055992 | 765KV SUSPENSION INSULATOR STRING AND ASSOCIATED HARDWARE FITTINGSWITH DROP CLAMP SUITABLE FOR QUAD CONDUCTOR | EA | 6 |  | Included
59 | 7000023399 | 10 | Earthmat | 1000032055 | 40 MM MS ROD FOR MAIN EARTHMAT | KM | 4 |  | Included
60 | 7000023400 | 10 | CRP for 765kV Bays | 1000055448 | 765KV CIRCUIT BREAKER RELAY PANEL (WITH AUTOMATION) | EA | 6 |  | Included
61 | 7000023401 | 10 | CRP for 765kV Bays | 1000005522 | 765kV Line Protection Panel (with Automation) | EA | 2 |  | Included
62 | 7000023402 | 10 | CRP for 765kV Bays | 1000005533 | 765kV Reactor Protection Panel (with Automation) | EA | 2 |  | Included
63 | 7000023403 | 10 | CRP for 765kV Bays | 1000005072 | Augmentation of existing 765kV bus bar protection scheme.(No. of baysas per specification)-(with Automation) | SET | 1 |  | Included
64 | 7000023404 | 10 | SAS-AUG | 1000005535 | Augmentation of Substation automation system for 765kV Main bay as perTechnical Specification | EA | 2 |  | Included
65 | 7000023405 | 10 | SAS-AUG | 1000005537 | Augmentation of Substation automation System for 765kV Tie bay as perTechnical Specification | EA | 2 |  | Included
66 | 7000023406 | 10 | SAS-AUG | 1000005538 | Augmentation of Substation automation System for 765kV Switchable LineReactor Bay as per Technical Specification | EA | 2 |  | Included
67 | 7000023407 | 10 | VMS | 1000030433 | COLOR IP CAMERA, WITH PAN, TILT AND ZOOM FACILITIES, ALONGWITH ALLREQUIRED ITEMS, ACCESSORIES, LINE INTERFACE UNITS, FIBER PATCH CORDS,POWER SUPPLY UNITS, JUNCTION BOXES, CABLES, FIBER OPTIC CABLES, ETC.,AND INCLUDING INTEGRATION IN EXISTING HARDWARE AND SOFTWARE FORAUGMENTATION OF VISUAL MONITORING SYSTEM AS PER TECHNICALSPECIFICATION. | SET | 1 |  | Included
68 | 7000023408 | 10 | PLCC Equipment | 1000005823 | 765kV,3150A,1.0mH , 50kA Line Trap | EA | 4 |  | Included
69 | 7000023409 | 10 | PLCC Equipment | 1000010014 | Coupling device for PLCC | SET | 2 |  | Included
70 | 7000023410 | 10 | PLCC Equipment | 1000000046 | Carrier Equipment Analog type (for Speech+Data & Speech+Protection) | EA | 2 |  | Included
71 | 7000023411 | 10 | PLCC Equipment | 1000017887 | Analog Protection Coupler for PLCC | EA | 2 |  | Included
72 | 7000023412 | 10 | PLCC Equipment | 1000010638 | Digital Protection Coupler | EA | 2 |  | Included
73 | 7000023413 | 10 | PLCC Equipment | 1000001104 | 2wire telephone equipment | EA | 2 |  | Included
74 | 7000023414 | 10 | PLCC Equipment | 1000036908 | HF CABLE 75 OHMS FOR PLCC | KM | 1 |  | Included
75 | 7000023415 | 10 | POWER & CONTROL CABLE | 1000032050 | 4PAIR, 0.5SQMM SCREENED CABLE | KM | 2 |  | Included
76 | 7000023416 | 10 | POWER & CONTROL CABLE | 1000056265 | 1.1KV GRADE 27CX1.5 SQMM CONTROL CABLE | KM | 11 |  | Included
77 | 7000023417 | 10 | POWER & CONTROL CABLE | 1000056264 | 1.1KV GRADE 19CX1.5 SQMM CONTROL CABLE | KM | 14 |  | Included
78 | 7000023418 | 10 | POWER & CONTROL CABLE | 1000031887 | 1.1KV GRADE 10CX2.5 SQMM CONTROL CABLE | KM | 12 |  | Included
79 | 7000023419 | 10 | POWER & CONTROL CABLE | 1000031987 | 1.1KV GRADE 5CX2.5 SQMM CONTROL CABLE | KM | 11 |  | Included
80 | 7000023420 | 10 | POWER & CONTROL CABLE | 1000031964 | 1.1KV GRADE 3CX2.5 SQMM CONTROL CABLE | KM | 6 |  | Included
81 | 7000023421 | 10 | POWER & CONTROL CABLE | 1000031985 | 1.1KV GRADE 4CX6 SQMM (PVC) POWER CABLE | KM | 2 |  | Included
82 | 7000023422 | 10 | POWER & CONTROL CABLE | 1000031976 | 1.1KV GRADE 4CX16 SQMM (PVC) POWER CABLE | KM | 6 |  | Included
83 | 7000023423 | 10 | POWER & CONTROL CABLE | 1000031953 | 1.1KV GRADE 3.5CX35 SQMM (PVC) POWER CABLE | KM | 2 |  | Included
84 | 7000023424 | 10 | POWER & CONTROL CABLE | 1000031957 | 1.1KV GRADE 3.5CX70 SQMM (PVC) POWER CABLE | KM | 4 |  | Included
85 | 7000023425 | 10 | POWER & CONTROL CABLE | 1000031951 | 1.1KV GRADE 3.5CX300 SQMM (XLPE) POWER CABLE | KM | 0.2 |  | Included
86 | 7000023426 | 10 | POWER & CONTROL CABLE | 1000031943 | 1.1KV GRADE 2CX6 SQMM (PVC) POWER CABLE | KM | 2 |  | Included
87 | 7000023427 | 10 | AIR CONDITIONING SYSTEM | 1000006285 | Air conditioning system for Switchyard Panel Room of 9m length | SET | 1 |  | Included
88 | 7000023428 | 10 | FIRE FIGHTING SYSTEM | 1000055459 | HVW SPRAY SYSTEM, HYDRANT SYSTEM AND COMPLETE U/G & O/G PIPING ANDACCESSORIES ETC. OUT SIDE THE PUMP HOUSE FOR 765/Ã‚Ë†Å 3 KV SINGLE PHASEREACTOR | SET | 6 |  | Included
89 | 7000023429 | 10 | FIRE FIGHTING SYSTEM | 1000012019 | Fire Detection and Alarm System for Switchyard Panel Room of 9 mlength | SET | 1 |  | Included
90 | 7000023430 | 10 | FIRE FIGHTING SYSTEM | 1000012022 | 4.5 kg CO2 type Portable Fire extinguisher | EA | 1 |  | Included
91 | 7000023431 | 10 | FIRE FIGHTING SYSTEM | 1000028771 | PORTABLE FIRE EXTINGUISHER-DCP TYPE 4.5/5 KG | EA | 1 |  | Included
92 | 7000023432 | 10 | ILLUMINATION SYSTEM | 1000014547 | Lighting Panel type ACP-2 as per technical specification | EA | 2 |  | Included
93 | 7000023433 | 10 | ILLUMINATION SYSTEM | 1000004952 | 63A, 415V : Interlocked switch socket outdoor Receptacle (type RP) asper technical specifications | EA | 1 |  | Included
94 | 7000023434 | 10 | ILLUMINATION SYSTEM | 1000001894 | Outdoor Power Receptacle for oilfiltration unit (250A) | EA | 2 |  | Included
95 | 7000023435 | 10 | ILLUMINATION SYSTEM | 1000038387 | LED FLOOD LIGHT LUMINARIESTYPE FL-1 (150W) AS PER TECHNICALSPECIFICATION | EA | 10 |  | Included
96 | 7000023436 | 10 | ILLUMINATION SYSTEM | 1000038325 | LIGHTING FIXTURE LED LUMINAIRES TYPE FL2 AS PER TECH. SPECIFICATIONS | EA | 20 |  | Included
97 | 7000023437 | 10 | ILLUMINATION SYSTEM | 1000038385 | FIRE WALL MOUNTED LED LUMINARIE TYPE FL-2 (250W) | EA | 12 |  | Included
98 | 7000023438 | 10 | ILLUMINATION SYSTEM | 1000013796 | Illumination System for switchyard panel room of 9 m length | LS | 1 |  | Included
99 | 7000023439 | 10 | 765 kV Equipment support structures | 1000050817 | EQUIPMENT STRUCTURE INCLUDING FOUNDATION BOLT-765KV ISO (3PH) | EA | 10 |  | Included
100 | 7000023440 | 10 | 765 kV Equipment support structures | 1000050814 | EQUIPMENT STRUCTURE INCLUDING FOUNDATION BOLT-765KV ISO (1PH) | EA | 18 |  | Included
101 | 7000023441 | 10 | 765 kV Equipment support structures | 1000050815 | EQUIPMENT STRUCTURE INCLUDING FOUNDATION BOLT-765KV CLASS SA (1PH) | EA | 12 |  | Included
102 | 7000023442 | 10 | 765 kV Equipment support structures | 1000050816 | EQUIPMENT STRUCTURE INCLUDING FOUNDATION BOLT-765KV WT (1PH) | EA | 4 |  | Included
103 | 7000023443 | 10 | 765 kV Equipment support structures | 1000050812 | EQUIPMENT STRUCTURE INCLUDING FOUNDATION BOLT-765KV CT (1PH) | EA | 12 |  | Included
104 | 7000023444 | 10 | 765 kV Equipment support structures | 1000050813 | EQUIPMENT STRUCTURE INCLUDING FOUNDATION BOLT-765KV CVT (1PH) | EA | 6 |  | Included
105 | 7000023445 | 10 | 765 kV Equipment support structures | 1000050811 | EQUIPMENT STRUCTURE INCLUDING FOUNDATION BOLT-765KV BPI (1PH) | EA | 24 |  | Included
106 | 7000023480 | 10 | Mandatory Spare LOT | 1000027625 | Spare-765KV Circuit Breaker | LOT | 1 |  | Included
107 | 7000023481 | 10 | Mandatory Spare LOT | 1000028091 | Spare-765kV VKDB Isolator | LOT | 1 |  | Included
108 | 7000023482 | 10 | Mandatory Spare LOT | 1000054976 | SPARE-765KV CURRENT TRANSFORMER | LOT | 1 |  | Included
109 | 7000023483 | 10 | Mandatory Spare LOT | 1000054977 | SPARE-765KV CAPACITIVE VOLTAGE TRANSFORMER | LOT | 1 |  | Included
110 | 7000023484 | 10 | Mandatory Spare LOT | 1000028372 | SPARES FOR 624KV SURGE ARRESTER | LS | 1 |  | Included
111 | 7000023485 | 10 | Mandatory Spare LOT | 1000019912 | Relay & protection Panels (with automation) | LS | 1 |  | Included
112 | 7000023486 | 10 | Mandatory Spare LOT | 1000019927 | Spares-Substation Automation System | LS | 1 |  | Included
113 | 7000023487 | 10 | Mandatory Spare LOT | 1000025950 | Spare-PLCC | SET | 1 |  | Included
114 | 7000023488 | 10 | Mandatory Spare LOT | 1000032289 | SPARES FOFIRE PROTECTION SYSTEM | SET | 1 |  | Included
115 | 7000023489 | 10 | Mandatory Spare LOT | 1000053851 | SPARES FOR CLAMPS & CONNECTORS | LOT | 1 |  | Included
116 | 7000023490 | 10 | Mandatory Spare LOT | 1000054979 | SPARE-800KV BUS POST INSULATOR | LOT | 1 |  | Included
117 | 7000023446 | 10 | Non Standard Structure | 1000015954 | Fabrication, galvanising and supply of Lattice Structures (MS Steel),to be designed during detailed engineering, for towers, beams andequipment support structure including pack plates / packwashers andgusset plates excluding fasteners and foundation bolts | MT | 439 |  | Included
118 | 7000023447 | 10 | Non Standard Structure | 1000015953 | Fabrication, galvanising and supply of Lattice Structures (HT Steel),to be designed during detailed engineering, for towers, beams andequipment support structure including pack plates / packwashers andgusset plates excluding fasteners and foundation bolts | MT | 161 |  | Included
119 | 7000023448 | 10 | Non Standard Structure | 1000011713 | Fabrication, galvanising and supply of fasteners ( nuts, bolts andwashers ) including step bolts for lattice and pipe structures to bedesigned during detailed engineering | MT | 22 |  | Included
120 | 7000023449 | 10 | Non Standard Structure | 1000012373 | Fabrication, galvanising and supply of foundation bolts including nuts,checknut and washers for lattice and pipe structures to be designedduring detailed engineering | MT | 30 |  | Included
121 | 7000023450 | 10 | 145kV Equipment support structures | 1000050973 | EQUIPMENT STRUCTURE INCLUDING FOUNDATION BOLT-145KV BPI (1PH) | EA | 4 |  | Included
[5 empty] | Total F&I Price |  |  |  | 0
#
Bidders to note that the item description under various schedules are through unique material ID for respective items under SAP ERP System and therefore, identical item description appears in schedule-1(Ex-works) & schedule-2(F&I). However, the prices to be quoted in Price Schedule-2(F&I) shall be towards Local Transportation, Insurance and other Incidental Services only in line with clause ITB 11.4(b).
Date: | --
Place: | [6 empty] | Printed Name :
Designation :
Click for Sch-3

## Sch-2 Dis (hidden)
Specification No.: CC/T/W-AIS/DOM/A06/23/02699 |  |  |  |  | Schedule - 2 Dis
765kV AIS Extn. Substation Package SS-01 for (i) Construction of 2 nos. of 765kV line bays at Sikar II for Sikar II – Bhadla II 765kV D/c line (ii) Construction of 2 nos. of 765kV line bays at Bhadla II for Sikar II – Bhadla II 765kV D/c line associated with Transmission Scheme for evacuation of power from Solar Energy Zones in Rajasthan (8.1 GW) under Phase II-Part E. | [5 empty] | As per Lum-sum |  | 0
(SCHEDULE OF RATES AND PRICES : FREIGHT & INSURANCE CHARGES) | [5 empty] | AS per Percent |  | #REF!
[6 empty] | As per lum-sum on Sch-2 |  | 0%
Bidder’s Name and Address (Sole Bidder) : |  |  |  | To: |  | As per Percent on Sch-2 |  | #REF!
|  |  |  | Contracts Services, 3rd Floor |  | Total Discount |  | #REF!
Name : | …….. …….. …….. …….. …….. …….. |  |  | Power Grid Corporation of India Ltd.,
Address : | …….. …….. …….. …….. …….. …….. |  |  | "Saudamini", Plot No.-2
| …….. …….. …….. …….. …….. …….. |  |  | Sector-29, |  | Multipackage Discount |  | 0%
| …….. …….. …….. …….. …….. …….. |  |  | Gurgaon (Haryana) - 122001
[5 empty] | All Prices are in Indian Rupees. |  | Amount after Discount (Rs.) |  | Dis Alert | Amount after MPD (Rs.)
SI. No. | Description | Unit | Quantity | Unit Freight & Insurance Charges | Total Freight & Insurance Charges |  | Unit Freight & Insurance Charges | Total Freight & Insurance Charges |  | Unit Freight & Insurance Charges | Total Freight & Insurance Charges
1 | 2 | 3 | 4 | 5 | 6 = 4 x 5 |  | 5 | 6 = 4 x 5 |  | 5 | 6 = 4 x 5
#REF! | #REF!
#REF! | #REF! | #REF! | #REF! | #REF! | #REF!
#REF! | #REF! | #REF! | #REF! | #REF! | #REF!
#REF! | #REF!
#REF! | #REF! | #REF! | #REF! | #REF! | #REF!
#REF! | #REF! | #REF! | #REF! | #REF! | #REF!
#REF! | #REF!
#REF! | #REF! | #REF! | #REF! | #REF! | #REF!
#REF! | #REF! | #REF! | #REF! | #REF! | #REF!
#REF! | #REF! | #REF! | #REF! | #REF! | #REF!
#REF! | #REF! | #REF! | #REF! | #REF! | #REF!
#REF! | #REF! | #REF! | #REF! | #REF! | #REF!
#REF! | #REF! | #REF! | #REF! | #REF! | #REF!
#REF! | #REF!
#REF! | #REF! | #REF! | #REF! | #REF! | #REF!
#REF! | #REF!
#REF! | #REF! | #REF! | #REF! | #REF! | #REF!
#REF! | #REF! | #REF! | #REF! | #REF! | #REF!
#REF! | #REF! | #REF! | #REF! | #REF! | #REF!
#REF! | #REF! | #REF! | #REF! | #REF! | #REF!
#REF! | #REF!
#REF! | #REF! | #REF! | #REF! | #REF! | #REF!
#REF! | #REF! | #REF! | #REF! | #REF! | #REF!
#REF! | #REF! | #REF! | #REF! | #REF! | #REF!
#REF! | #REF! | #REF! | #REF! | #REF! | #REF!
#REF! | #REF! | #REF! | #REF! | #REF! | #REF!
#REF! | #REF! | #REF! | #REF! | #REF! | #REF!
#REF! | #REF! | #REF! | #REF! | #REF! | #REF!
#REF! | #REF! | #REF! | #REF! | #REF! | #REF!
#REF! | #REF!
| #REF! | #REF! | #REF! | #REF! | #REF!
#REF! | #REF! | #REF! | #REF! | #REF! | #REF!
#REF! | #REF! | #REF! | #REF! | #REF! | #REF!
| Total F&I Price |  |  |  | #REF!
Date : | --
Place : |  |  | Printed Name :
Designation :
Click for Sch-3

## Sch-3
Specification No.: CC/T/W-AIS/DOM/A06/23/02699 | [14 empty] | Schedule - 3
765kV AIS Extn. Substation Package SS-01 for (i) Construction of 2 nos. of 765kV line bays at Sikar II for Sikar II – Bhadla II 765kV D/c line (ii) Construction of 2 nos. of 765kV line bays at Bhadla II for Sikar II – Bhadla II 765kV D/c line associated with Transmission Scheme for evacuation of power from Solar Energy Zones in Rajasthan (8.1 GW) under Phase II-Part E. | [18 empty] | As per Lum-sum |  | 0%
(SCHEDULE OF RATES AND PRICES ) | [18 empty] | AS per Percent |  | #REF!
[19 empty] | As per lum-sum on Sch-3 |  | 0%
Bidder’s Name and Address (Sole Bidder) : | [11 empty] | To: | [6 empty] | As per Percent on Sch-3 |  | #REF!
[12 empty] | Contracts Services, 3rd Floor | [6 empty] | Total Discount |  | #REF!
Name : |  | …….. …….. …….. …….. …….. …….. | [9 empty] | Power Grid Corporation of India Ltd.,
Address : |  | …….. …….. …….. …….. …….. …….. | [9 empty] | "Saudamini", Plot No.-2
|  | …….. …….. …….. …….. …….. …….. | [9 empty] | Sector-29, | [6 empty] | Multipackage lum-sum |  | 0%
|  | …….. …….. …….. …….. …….. …….. | [9 empty] | Gurgaon (Haryana) - 122001
[7 empty] | INSTALLATION CHARGES | [12 empty] | Amount after Discount (Rs.) |  | Dis Alert | Amount after MPD (Rs.)
All Prices are in Indian Rupees.
SI. No. | PR No | PR Line Item No | Activity Header | PR Activity No | Activity Description | Service Code | SAC (Service Accounting Codes) | Whether SAC in column '8’ is confirmed. If not indicate applicable the SAC * | Rate of GST applicable ( in %) | Whether rate of GST in column ‘4’ is confirmed. If not indicate applicable rate of GST * | Description | Unit | Quantity | Unit Erection Charges | Total Erection Charges | Total GST as confirmed by Bidder |  |  |  | Unit Erection Charges | Total Erection Charges |  | Unit Erection Charges | Total Erection Charges
1 | 2 | 3 | 4 | 5 | 6 | 7 | 8 | 9 | 10 | 11 | 12 | 13 | 14 | 15 | 16 = 14 x 15 | 17 |  |  |  | 5 | 6 = 4 x 5 |  | 5 | 6 = 4 x 5
PART A (Substation Portion)
I | Bay extension at Bhadla -II | [15 empty] | Revaluation of J column | Tax Calculation
1 | 7000023189 | 10 | 210 | 10 | PMU at Bhadla-II | 170000502 | 998713 |  | 18 |  | Service:- Phasor Measurement Unit (PMU) | EA | 2 |  | Included | 0 | 0 | 0
2 | 7000023189 | 10 | 210 | 20 | PMU at Bhadla-II | 170000530 | 998734 |  | 18 |  | WAMS TIME SYSTEM(GPS RECEIVER) | EA | 2 |  | Included | 0 | 0 | 0
3 | 7000023189 | 10 | 210 | 30 | PMU at Bhadla-II | 170000503 | 998713 |  | 18 |  | Installation of Substation Grade Layer-3 LAN Switches as per Technical Specification | EA | 3 |  | Included | 0 | 0 | 0
4 | 7000023189 | 10 | 210 | 40 | PMU at Bhadla-II | 170000504 | 998713 |  | 18 |  | Services:- Armored Fibre Optic Cable and associated termination equipment | LOT | 1 |  | Included | 0 | 0 | 0
5 | 7000023189 | 10 | 210 | 50 | PMU at Bhadla-II | 170000501 | 998734 |  | 18 |  | Integration of PMU with the PDC (Phasor Data Concentrator) of RLDCs and respective SLDCs as required. | LOT | 1 |  | Included | 0 | 0 | 0
6 | 7000023200 | 10 | 220 | 10 | Telecom Equipment Installation at bhadla | 100002812 | 998734 |  | 18 |  | SDH Equipment (STM-16 MADM upto 5 MSP protected directions)-Base Equipment (Common cards, Cross Connect/control cards, optical basecards, power supply cards, power cabling, other hardware and accessories including sub racks, patch cord, DDF etc fully equipedexcluding optical interface & Tributary cards | EA | 1 |  | Included | 0 | 0 | 0
7 | 7000023200 | 10 | 220 | 20 | Telecom Equipment Installation at bhadla | 170000433 | 998734 |  | 18 |  | Optical Interface Cards/SFP# -S16.1 for SDH Equipment-STM-16 | EA | 4 |  | Included | 0 | 0 | 0
8 | 7000023200 | 10 | 220 | 40 | Telecom Equipment Installation at bhadla | 100002825 | 998734 |  | 18 |  | Tributary interface- E1 interface (Minimum 16 nos.) | SET | 2 |  | Included | 0 | 0 | 0
9 | 7000023200 | 10 | 220 | 50 | Telecom Equipment Installation at bhadla | 170000550 | 998336 |  | 18 |  | Ethernet Interface 10/100 Base T with Layer-2 switching (Min 8 Interfaces per card) | EA | 2 |  | Included | 0 | 0 | 0
10 | 7000023200 | 10 | 220 | 60 | Telecom Equipment Installation at bhadla | 100002829 | 998734 |  | 18 |  | Tributary interface-Gigabit Ethernet Interfaces 10/100 Mbps with Layer -2 Switching (minimum 2 nos.) | SET | 1 |  | Included | 0 | 0 | 0
11 | 7000023200 | 10 | 220 | 70 | Telecom Equipment Installation at bhadla | 170000375 | 998734 |  | 18 |  | Equipment Cabinets-For SDH Equipments | EA | 1 |  | Included | 0 | 0 | 0
12 | 7000023200 | 10 | 220 | 80 | Telecom Equipment Installation at bhadla | 170000551 | 998336 |  | 18 |  | VOIP telephone instrument with one common switch (min. 8 port) | EA | 2 |  | Included | 0 | 0 | 0
13 | 7000023200 | 10 | 220 | 90 | Telecom Equipment Installation at bhadla | 100002882 | 998336 |  | 18 |  | Fibre Optic Approach cabling: Including installation hardware like ties/clips/cleats, conduits, ducts, supports, fittings,accessories etc.: 24 Fibre | KM | 1 |  | Included | 0 | 0 | 0
14 | 7000023200 | 10 | 220 | 100 | Telecom Equipment Installation at bhadla | 170000356 | 998336 |  | 18 |  | Fibre Optic Distribution Panel (FODP): Indoor Type: FC Coupling and mounted on ETSI 19" rack or slimline rack: Type 2 (96 Fibre) | EA | 1 |  | Included | 0 | 0 | 0
15 | 7000023200 | 10 | 220 | 110 | Telecom Equipment Installation at bhadla | 100003449 | 998734 |  | 18 |  | Optical Interface Card (to support minimum 175 kms) for STM-16 | EA | 2 |  | Included | 0 | 0 | 0
16 | 7000023200 | 10 | 220 | 120 | Telecom Equipment Installation at bhadla | 170000437 | 998734 |  | 18 |  | Optical Line Interface Card (to support minimum 200 Kms) for STM-16 | EA | 2 |  | Included | 0 | 0 | 0
17 | 7000023201 | 10 | 240 | 10 | 800kV 50kA AIS EQUIPMENT | 100000133 | 998736 |  | 18 |  | 765kV, 3150A, 50kA Circuit Breaker(3-Phase) with closing resistor (withsupport structure) | EA | 4 |  | Included | 0 | 0 | 0
18 | 7000023201 | 10 | 240 | 20 | 800kV 50kA AIS EQUIPMENT | 100000134 | 998736 |  | 18 |  | 765kV, 3150A, 50kA Circuit Breaker(3-Phase) without closing resistor(with support structure) | EA | 2 |  | Included | 0 | 0 | 0
19 | 7000023201 | 10 | 240 | 30 | 800kV 50kA AIS EQUIPMENT | 100000136 | 998736 |  | 18 |  | Controlled Switching Device for 765 kV, 3-ph Circuit Breaker | EA | 2 |  | Included | 0 | 0 | 0
20 | 7000023201 | 10 | 240 | 40 | 800kV 50kA AIS EQUIPMENT | 100000143 | 998736 |  | 18 |  | 765 kV, 3000A, 50KA, 1-Phase CurrentTransformer with 120% extended currentrating | EA | 12 |  | Included | 0 | 0 | 0
21 | 7000023201 | 10 | 240 | 50 | 800kV 50kA AIS EQUIPMENT | 100000146 | 998736 |  | 18 |  | 765 kV,8800 pF Capacitive Voltage Transformer (1-Phase) | EA | 6 |  | Included | 0 | 0 | 0
22 | 7000023201 | 10 | 240 | 60 | 800kV 50kA AIS EQUIPMENT | 100000171 | 998736 |  | 18 |  | 765kV, 3150A, 50kA, Vertical Knee/DoubleBreak Isolator (3-Phase) with one E/S | EA | 6 |  | Included | 0 | 0 | 0
23 | 7000023201 | 10 | 240 | 70 | 800kV 50kA AIS EQUIPMENT | 100000181 | 998736 |  | 18 |  | 765kV, 3150A, 50kA, Vertical Knee/DoubleBreak Isolator (1-Phase) with one E/S | EA | 6 |  | Included | 0 | 0 | 0
24 | 7000023201 | 10 | 240 | 80 | 800kV 50kA AIS EQUIPMENT | 100000182 | 998736 |  | 18 |  | 765kV, 3150A, 50kA, Vertical Knee/DoubleBreak Isolator (1-Phase) without E/S | EA | 12 |  | Included | 0 | 0 | 0
25 | 7000023201 | 10 | 240 | 90 | 800kV 50kA AIS EQUIPMENT | 100000183 | 998736 |  | 18 |  | 624kV Surge Arrester (1-Phase) | EA | 12 |  | Included | 0 | 0 | 0
26 | 7000023201 | 10 | 240 | 100 | 800kV 50kA AIS EQUIPMENT | 100000194 | 998736 |  | 18 |  | Erection of 765 kV, 1-Phase, Bus Post Insulator (except wave Traps) | SET | 24 |  | Included | 0 | 0 | 0
27 | 7000023201 | 10 | 240 | 110 | 800kV 50kA AIS EQUIPMENT | 100000882 | 998734 |  | 18 |  | 765 kV ,1 phase Bus Post Insulators for Line Traps | EA | 12 |  | Included | 0 | 0 | 0
28 | 7000023201 | 10 | 240 | 120 | 800kV 50kA AIS EQUIPMENT | 100000172 | 998736 |  | 18 |  | 765kV, 3150A, 50kA, Vertical Knee/DoubleBreak Isolator (3-Phase) with two E/S | EA | 4 |  | Included | 0 | 0 | 0
29 | 7000023202 | 10 | 250 | 10 | 145kV, 31.5kV AIS EQUIPMENT | 100001986 | 998736 |  | 18 |  | 145kV, 1250A, 31.5KA Circuit Breakers(1-Phase) with support structure | EA | 2 |  | Included | 0 | 0 | 0
30 | 7000023202 | 10 | 250 | 20 | 145kV, 31.5kV AIS EQUIPMENT | 100001908 | 998736 |  | 18 |  | 145kV ,1 phase Bus Post Insulators | EA | 4 |  | Included | 0 | 0 | 0
31 | 7000023203 | 10 | 260 | 10 | 36kV AIS EQUIPMENT | 100000047 | 998736 |  | 18 |  | Current transformer (33kV) for Reactor Neutral along with support structure & terminal connector | EA | 2 |  | Included | 0 | 0 | 0
32 | 7000023204 | 10 | 270 | 10 | Erection Hardware for 765 kV S/Y | 100002019 | 998731 |  | 18 |  | Erection Hardware for 765kV I type layout-Line Reactors including NGR bypassing arrangement as per technical specification | SET | 2 |  | Included | 0 | 0 | 0
33 | 7000023204 | 10 | 270 | 30 | Erection Hardware for 765 kV S/Y | 100000184 | 998731 |  | 18 |  | Erection Hardware for 765kV I type layout-Line bay as per specification | SET | 2 |  | Included | 0 | 0 | 0
34 | 7000023204 | 10 | 270 | 40 | Erection Hardware for 765 kV S/Y | 100000192 | 998731 |  | 18 |  | Erection Hardware for 765kV I type layout-Bus Work (For one diameters) as per specification | SET | 2 |  | Included | 0 | 0 | 0
35 | 7000023204 | 10 | 270 | 50 | Erection Hardware for 765 kV S/Y | 100001924 | 998736 |  | 18 |  | Bus post insulators, spacers, equipmentsupport structures, conductor(s), Altube, clamp, connectors including 765KV and neutral bushings terminalconnectors etc for Neutral formationfor two banks (each bank comprise ofthree single phase units of Reactors)and connection to neutral groundingreactors (as applicable) and makingconnection arrangement to connect spareunit in place of any unit of all thetwo banks without physical shifting. | LOT | 1 |  | Included | 0 | 0 | 0
36 | 7000023205 | 10 | 280 | 10 | 765kV Insulator and Hardware | 100017139 | 998731 |  | 18 |  | 765KV SUSPENSION INSULATOR STRING AND ASSOCIATED HARDWARE FITTINGS WITH DROP CLAMP SUITABLE FOR QUAD CONDUCTOR | EA | 18 |  | Included | 0 | 0 | 0
37 | 7000023205 | 10 | 280 | 20 | 765kV Insulator and Hardware | 100017138 | 998731 |  | 18 |  | 765KV SUSPENSION INSULATOR STRING AND ASSOCIATED HARDWARE FITTINGS WITH THROUGH CLAMP SUITABLE FOR QUAD CONDUCTOR | EA | 18 |  | Included | 0 | 0 | 0
38 | 7000023205 | 10 | 280 | 30 | 765kV Insulator and Hardware | 100017135 | 998731 |  | 18 |  | 765KV TENSION INSULATOR STRING AND ASSOCIATED HARDWARE FITTINGS WITHOUT TURN BUCKLE SUITABLE FOR QUAD CONDUCTOR | EA | 30 |  | Included | 0 | 0 | 0
39 | 7000023205 | 10 | 280 | 40 | 765kV Insulator and Hardware | 100017136 | 998731 |  | 18 |  | 765KV TENSION INSULATOR STRING AND ASSOCIATED HARDWARE FITTINGS WITH TURN BUCKLE SUITABLE FOR HEXA CONDUCTOR | EA | 6 |  | Included | 0 | 0 | 0
40 | 7000023205 | 10 | 280 | 50 | 765kV Insulator and Hardware | 100017134 | 998731 |  | 18 |  | 765KV TENSION INSULATOR STRING AND ASSOCIATED HARDWARE FITTINGS WITH TURN BUCKLE SUITABLE FOR QUAD CONDUCTOR | EA | 30 |  | Included | 0 | 0 | 0
41 | 7000023206 | 10 | 290 | 10 | Earthmat | 100003103 | 998731 |  | 18 |  | 40 mm MS rod for Main Earthmat | KM | 4 |  | Included | 0 | 0 | 0
42 | 7000023207 | 10 | 300 | 10 | CRP for 765kV Bays | 100016780 | 998736 |  | 18 |  | 765kV Circuit Breaker Relay Panel (with Automation) | EA | 6 |  | Included | 0 | 0 | 0
43 | 7000023207 | 10 | 300 | 20 | CRP for 765kV Bays | 100000722 | 998736 |  | 18 |  | 765kV Line Protection Panel (with Automation) | EA | 2 |  | Included | 0 | 0 | 0
44 | 7000023207 | 10 | 300 | 30 | CRP for 765kV Bays | 100000724 | 998736 |  | 18 |  | 765kV Reactor Protection Panel (with Automation) | EA | 2 |  | Included | 0 | 0 | 0
45 | 7000023207 | 10 | 300 | 40 | CRP for 765kV Bays | 100000727 | 998736 |  | 18 |  | Augmentation of existing 765kV bus bar protection scheme.(No. of bays as per specification)-(with Automation) | SET | 1 |  | Included | 0 | 0 | 0
46 | 7000023208 | 10 | 310 | 10 | SAS-AUG | 100002068 | 998736 |  | 18 |  | Augmentation of Substation automation system for 765kV Main bay as per Technical Specification | EA | 2 |  | Included | 0 | 0 | 0
47 | 7000023208 | 10 | 310 | 20 | SAS-AUG | 100002076 | 998736 |  | 18 |  | Augmentation of Substation automation System for 765kV Switchable Line Reactor Bay as per Technical Specification | EA | 2 |  | Included | 0 | 0 | 0
48 | 7000023208 | 10 | 310 | 30 | SAS-AUG | 100002074 | 998736 |  | 18 |  | Augmentation of Substation automation System for 765kV Tie bay as per Technical Specification | EA | 2 |  | Included | 0 | 0 | 0
49 | 7000023209 | 10 | 320 | 10 | VMS | 100002500 | 998731 |  | 18 |  | Color IP camera, with PAN, TILT and ZOOM facilities, alongwith all required Items, Accessories, Line Interface units, Fiber patchcords, Power supply units, Junction Boxes, Cables, Fiber Optic Cables, etc., and including Integration in existing Hardware andSoftware for Augmentation of Visual Monitoring System as per technical specification. | SET | 1 |  | Included | 0 | 0 | 0
50 | 7000023210 | 10 | 330 | 10 | PLCC Equipment | 100003517 | 998734 |  | 18 |  | HF CABLE FOR PLCC-75 OHM (KM) | KM | 1 |  | Included | 0 | 0 | 0
51 | 7000023210 | 10 | 330 | 20 | PLCC Equipment | 100000891 | 998734 |  | 18 |  | Digital Protection Coupler | EA | 2 |  | Included | 0 | 0 | 0
52 | 7000023210 | 10 | 330 | 30 | PLCC Equipment | 100000890 | 998734 |  | 18 |  | Protection Coupler (Analog) | EA | 2 |  | Included | 0 | 0 | 0
53 | 7000023210 | 10 | 330 | 40 | PLCC Equipment | 100000888 | 998734 |  | 18 |  | Carrier Equipment Analog type (for Speech+Data & Speech+Protection) | EA | 2 |  | Included | 0 | 0 | 0
54 | 7000023210 | 10 | 330 | 50 | PLCC Equipment | 100000886 | 998734 |  | 18 |  | Coupling device for PLCC | EA | 2 |  | Included | 0 | 0 | 0
55 | 7000023210 | 10 | 330 | 60 | PLCC Equipment | 100000881 | 998734 |  | 18 |  | 765kV,3150A,1.0mH , 50kA Line Trap | EA | 4 |  | Included | 0 | 0 | 0
56 | 7000023210 | 10 | 330 | 70 | PLCC Equipment | 100002762 | 998734 |  | 18 |  | PLCC-Equipments-Telephone Instruments (2 wire) | EA | 2 |  | Included | 0 | 0 | 0
57 | 7000023211 | 10 | 340 | 10 | POWER & CONTROL CABLE | 100003034 | 998736 |  | 18 |  | 4PAIR, 0.5 SQ.MM SCREENED CABLE | KM | 2 |  | Included | 0 | 0 | 0
58 | 7000023211 | 10 | 340 | 20 | POWER & CONTROL CABLE | 100002180 | 998736 |  | 18 |  | 1.1kV grade Power Cables (XLPEinsulated) along withlugs,glands,straight joints &accessories,etc. | LS | 1 |  | Included | 0 | 0 | 0
59 | 7000023211 | 10 | 340 | 30 | POWER & CONTROL CABLE | 100002181 | 998736 |  | 18 |  | 1.1kV grade Power Cables (PVCinsulated)along withlugs,glands,straight joints &accessories,etc. | LS | 1 |  | Included | 0 | 0 | 0
60 | 7000023211 | 10 | 340 | 40 | POWER & CONTROL CABLE | 100002182 | 998736 |  | 18 |  | 1.1kV grade Control Cables (PVCinsulated) along withlugs,glands,straight joints &accessories,etc. | LS | 1 |  | Included | 0 | 0 | 0
61 | 7000023212 | 10 | 350 | 10 | FIRE FIGHTING SYSTEM | 100016786 | 998736 |  | 18 |  | HVW spray system, Hydrant system and complete U/G & O/G piping and accessories etc. out side the pump house for 765/âˆš3 kV SinglePhase Reactor | SET | 6 |  | Included | 0 | 0 | 0
62 | 7000023212 | 10 | 350 | 20 | FIRE FIGHTING SYSTEM | 100001871 | 995461 |  | 18 |  | Fire Detection and Alarm System for Switchyard Panel Room of 9 m length | SET | 1 |  | Included | 0 | 0 | 0
63 | 7000023212 | 10 | 350 | 30 | FIRE FIGHTING SYSTEM | 100000976 | 998736 |  | 18 |  | 6Kg dry chemical powered type Portable Fire extinguisher | EA | 1 |  | Included | 0 | 0 | 0
64 | 7000023212 | 10 | 350 | 40 | FIRE FIGHTING SYSTEM | 100000975 | 995461 |  | 18 |  | 4.5 kg CO2 type Portable Fire extinguisher | EA | 1 |  | Included | 0 | 0 | 0
65 | 7000023213 | 10 | 360 | 10 | ILLUMINATION SYSTEM | 100001021 | 995461 |  | 18 |  | Lighting Panel type ACP-2 as per technical specification | EA | 2 |  | Included | 0 | 0 | 0
66 | 7000023213 | 10 | 360 | 20 | ILLUMINATION SYSTEM | 100001885 | 998739 |  | 18 |  | Outdoor Power Receptacle for oilfiltration unit (250A) | EA | 2 |  | Included | 0 | 0 | 0
67 | 7000023213 | 10 | 360 | 30 | ILLUMINATION SYSTEM | 100004852 | 998731 |  | 18 |  | Lighting Fixture LED Luminaires type FL-1 as per tech. specifications | EA | 10 |  | Included | 0 | 0 | 0
68 | 7000023213 | 10 | 360 | 40 | ILLUMINATION SYSTEM | 100004926 | 998731 |  | 18 |  | Lighting Fixture LED Luminaires type FL2 as per tech. specifications | EA | 20 |  | Included | 0 | 0 | 0
69 | 7000023213 | 10 | 360 | 50 | ILLUMINATION SYSTEM | 100004937 | 998731 |  | 18 |  | Fire Wall Mounted LED Luminarie Type FL-2 (250W) | EA | 12 |  | Included | 0 | 0 | 0
70 | 7000023213 | 10 | 360 | 60 | ILLUMINATION SYSTEM | 100001052 | 998731 |  | 18 |  | 63A, 415V : Interlocked switch socket outdoor Receptacle (type RP) as per technical specifications | EA | 1 |  | Included | 0 | 0 | 0
71 | 7000023213 | 10 | 360 | 70 | ILLUMINATION SYSTEM | 100001115 | 998739 |  | 18 |  | Illumination System for switchyard panel room of 9 m length | SET | 1 |  | Included | 0 | 0 | 0
72 | 7000023213 | 10 | 360 | 80 | ILLUMINATION SYSTEM | 100001881 | 995463 |  | 18 |  | Air conditioning system for Switchyard Panel Room of 9m length | SET | 1 |  | Included | 0 | 0 | 0
73 | 7000023214 | 10 | 370 | 10 | 765 kV Equipment support structures | 100010110 | 995455 |  | 18 |  | EQUIPMENT STRUCTURE INCLUDING FOUNDATION BOLT-765KV ISO (3PH) | EA | 10 |  | Included | 0 | 0 | 0
74 | 7000023214 | 10 | 370 | 20 | 765 kV Equipment support structures | 100008619 | 995455 |  | 18 |  | EQUIPMENT STRUCTURE INCLUDING FOUNDATION BOLT-765KV ISO (1PH) | EA | 18 |  | Included | 0 | 0 | 0
75 | 7000023214 | 10 | 370 | 30 | 765 kV Equipment support structures | 100008616 | 995455 |  | 18 |  | EQUIPMENT STRUCTURE INCLUDING FOUNDATION BOLT-765KV Class SA (1PH) | EA | 12 |  | Included | 0 | 0 | 0
76 | 7000023214 | 10 | 370 | 40 | 765 kV Equipment support structures | 100008618 | 995455 |  | 18 |  | EQUIPMENT STRUCTURE INCLUDING FOUNDATION BOLT-765KV WT (1PH) | EA | 4 |  | Included | 0 | 0 | 0
77 | 7000023214 | 10 | 370 | 50 | 765 kV Equipment support structures | 100008614 | 995455 |  | 18 |  | EQUIPMENT STRUCTURE INCLUDING FOUNDATION BOLT-765KV CT (1PH) | EA | 12 |  | Included | 0 | 0 | 0
78 | 7000023214 | 10 | 370 | 60 | 765 kV Equipment support structures | 100008615 | 995455 |  | 18 |  | EQUIPMENT STRUCTURE INCLUDING FOUNDATION BOLT-765KV CVT (1PH) | EA | 6 |  | Included | 0 | 0 | 0
79 | 7000023214 | 10 | 370 | 70 | 765 kV Equipment support structures | 100008617 | 995455 |  | 18 |  | EQUIPMENT STRUCTURE INCLUDING FOUNDATION BOLT-765KV BPI (1PH) | EA | 24 |  | Included | 0 | 0 | 0
80 | 7000023215 | 10 | 380 | 10 | 145kV Equipment support structures | 100010821 | 995455 |  | 18 |  | Equipment Structure including Foundation bolt-145kV BPI (1Ph) | EA | 4 |  | Included | 0 | 0 | 0
81 | 7000023216 | 10 | 390 | 10 | CIVIL WORKS | 100004518 | 995433 |  | 18 |  | Excavation in all kind of soil including rock for all leads and lifts, backfilling, disposal of surplus earth within a lead up to2Km as per technical specification. The surplus earth shall be roughly graded . | M3 | 20109 |  | Included | 0 | 0 | 0
82 | 7000023216 | 10 | 390 | 20 | CIVIL WORKS | 100001325 | 995454 |  | 18 |  | Providing and laying of Plain Cement Concrete (PCC) (1:4:8) | M3 | 543 |  | Included | 0 | 0 | 0
83 | 7000023216 | 10 | 390 | 30 | CIVIL WORKS | 100001326 | 995454 |  | 18 |  | Providing and laying of Plain Cement Concrete (PCC) (1:2:4) | M3 | 37 |  | Included | 0 | 0 | 0
84 | 7000023216 | 10 | 390 | 40 | CIVIL WORKS | 100001327 | 995454 |  | 18 |  | Providing and laying of Reinforced Cement Concrete M25 mix including pre cast, shuttering, Grouting of pockets & underpinning butexcluding steel reinforcement | M3 | 3777 |  | Included | 0 | 0 | 0
85 | 7000023216 | 10 | 390 | 50 | CIVIL WORKS | 100001329 | 995454 |  | 18 |  | Steel Reinforcement | MT | 388 |  | Included | 0 | 0 | 0
86 | 7000023216 | 10 | 390 | 60 | CIVIL WORKS | 100001330 | 995428 |  | 18 |  | Stone filling (40 mm size) for transformer/Reactor foundation | M3 | 86 |  | Included | 0 | 0 | 0
87 | 7000023216 | 10 | 390 | 70 | CIVIL WORKS | 100001331 | 995455 |  | 18 |  | Misc. Structural steel including rails, embedments, edge protection angles, gratings etc. but excluding the reinforcement steel andsteel for lattice and pipe structures. | MT | 69 |  | Included | 0 | 0 | 0
88 | 7000023216 | 10 | 390 | 80 | CIVIL WORKS | 100001714 | 995428 |  | 18 |  | Stone spreading in switchyard excluding PCC | M2 | 32000 |  | Included | 0 | 0 | 0
89 | 7000023216 | 10 | 390 | 90 | CIVIL WORKS | 100001713 | 995424 |  | 18 |  | Antiweed treatment | M2 | 32000 |  | Included | 0 | 0 | 0
90 | 7000023216 | 10 | 390 | 100 | CIVIL WORKS | 100003114 | 995454 |  | 18 |  | External finishing / painting of fire wall (water proofing cement paint) (DSR 13.44.1) | M2 | 1440 |  | Included | 0 | 0 | 0
91 | 7000023216 | 10 | 390 | 110 | CIVIL WORKS | 100001458 | 995421 |  | 18 |  | Construction of rail cum road as per drawing including all item such as excavation,compactions, rolling watering, WBM etc. butexcluding concrete reinforcement and structural steel-Section having two rails for Reactor. | M2 | 750 |  | Included | 0 | 0 | 0
92 | 7000023216 | 10 | 390 | 120 | CIVIL WORKS | 130000761 | 995428 |  | 18 |  | 14.4.2 Providing, laying and fixing following dia RCC pipe NP2 class (light duty) in ground complete with RCC collars, jointingwith cement mortar 1:2 (1 cement : 2 fine sand) including trenching (75 cm deep) and refilling etc as required. : 150 mm dia | M | 60 |  | Included | 0 | 0 | 0
93 | 7000023216 | 10 | 390 | 130 | CIVIL WORKS | 130000762 | 995428 |  | 18 |  | 14.4.3 Providing, laying and fixing following dia RCC pipe NP2 class (light duty) in ground complete with RCC collars, jointingwith cement mortar 1:2 (1 cement : 2 fine sand) including trenching (75 cm deep) and refilling etc as required. : 250 mm dia | M | 246 |  | Included | 0 | 0 | 0
94 | 7000023216 | 10 | 390 | 140 | CIVIL WORKS | 100001735 | 995462 |  | 18 |  | RCC culverts and cable trench crossings including supplying and laying hume pipe 250mm dia of grade (NP-3) excluding concrete as perspecification. | M | 15 |  | Included | 0 | 0 | 0
95 | 7000023216 | 10 | 390 | 150 | CIVIL WORKS | 100001736 | 995462 |  | 18 |  | RCC culverts and cable trench crossings including supplying and laying hume pipe 300mm dia of grade (NP-3) excluding concrete as perspecification. | M | 15 |  | Included | 0 | 0 | 0
96 | 7000023216 | 10 | 390 | 160 | CIVIL WORKS | 100001737 | 995462 |  | 18 |  | RCC culverts and cable trench crossings including supplying and laying hume pipe 450mm dia of grade (NP-3) excluding concrete as perspecification. | M | 30 |  | Included | 0 | 0 | 0
97 | 7000023216 | 10 | 390 | 170 | CIVIL WORKS | 100001409 | 995462 |  | 18 |  | Supplying and erecting dewatering pumps-5 HP | EA | 1 |  | Included | 0 | 0 | 0
98 | 7000023216 | 10 | 390 | 180 | CIVIL WORKS | 100001478 | 995454 |  | 18 |  | Cable Trench including all types of crossings, all metallic works and sump pit including concrte and reinforcement steel Section 2-2 | M | 100 |  | Included | 0 | 0 | 0
99 | 7000023216 | 10 | 390 | 190 | CIVIL WORKS | 100001479 | 995454 |  | 18 |  | Cable Trench including all types of crossings, all metallic works and sump pit including concrte and reinforcement steel Section 3-3 | M | 250 |  | Included | 0 | 0 | 0
100 | 7000023216 | 10 | 390 | 200 | CIVIL WORKS | 100001480 | 995454 |  | 18 |  | Cable Trench including all types of crossings, all metallic works and sump pit including concrte and reinforcement steel Section 4-4 | M | 100 |  | Included | 0 | 0 | 0
101 | 7000023216 | 10 | 390 | 210 | CIVIL WORKS | 100003295 | 995429 |  | 18 |  | Dismantling of RCC in foundation including disposal of debris and reinforcement bars of dismantled RCC works within substationboundaries as per direction of enginner incahrge | M3 | 28 |  | Included | 0 | 0 | 0
102 | 7000023216 | 10 | 390 | 220 | CIVIL WORKS | 100008110 | 995421 |  | 18 |  | 3.75m wide Bitumen road with earthen shoulder including 100 mm dia RCC Hume Pipe @ 100 metre interval as per drawing and TS (as perDSR item no 16.35 and 16.30.1) and including 225 mm thick WBM in three equal layers of 75 mm each as per CPWD specification. | M2 | 1500 |  | Included | 0 | 0 | 0
103 | 7000023216 | 10 | 390 | 230 | CIVIL WORKS | 100008611 | 995477 |  | 18 |  | Swtichyard fencing: Providing and fixing fencing of GI barbed wire consisting of galvanized MS tubular posts at 3 m intervals; GIbarded wire shall run horizontally from post to post at a spacing of 300 mm (vertically) and a cross formation in each panel,complete as per technical specification and drawing. | M | 200 |  | Included | 0 | 0 | 0
104 | 7000023216 | 10 | 390 | 240 | CIVIL WORKS | 100003437 | 995454 |  | 18 |  | Switchyard Panel Room - Civil Works. All civil works as per drawing and specifications complete, including - brickwork, finishing(external and internal), windows etc. However, excavation, PCC, RCC and reinforcement shall be paid separately as per BPS. | M2 | 45 |  | Included | 0 | 0 | 0
105 | 7000023216 | 10 | 390 | 250 | CIVIL WORKS | 100015791 | 995454 |  | 18 |  | All civil works for Drains construction of Section A-A including crossings if any as per technical specification and tender drawingscomplete in all respect with all labour and materials. | M | 720 |  | Included | 0 | 0 | 0
106 | 7000023216 | 10 | 390 | 260 | CIVIL WORKS | 100015792 | 995454 |  | 18 |  | All civil works for Drains construction of Section B-B including crossings if any as per technical specification and tender drawingscomplete in all respect with all labour and materials. | M | 180 |  | Included | 0 | 0 | 0
107 | 7000023216 | 10 | 390 | 270 | CIVIL WORKS | 100015793 | 995454 |  | 18 |  | All civil works for Drains construction of Section C-C including crossings if any as per technical specification and tender drawingscomplete in all respect with all labour and materials. | M | 180 |  | Included | 0 | 0 | 0
108 | 7000023216 | 10 | 390 | 280 | CIVIL WORKS | 100015794 | 995454 |  | 18 |  | All civil works for Drains construction of Section D-D including crossings if any as per technical specification and tender drawingscomplete in all respect with all labour and materials. | M | 120 |  | Included | 0 | 0 | 0
109 | 7000023216 | 10 | 390 | 290 | CIVIL WORKS | 100008637 | 995421 |  | 18 |  | 5.5m wide Bitumen road with earthen shoulder including 100 mm dia RCC Hume Pipe @ 100 metre interval as per drawing and TS (as perDSR item no 16.35 and 16.30.1) | M2 | 750 |  | Included | 0 | 0 | 0
110 | 7000023216 | 10 | 390 | 300 | CIVIL WORKS | 100002323 | 995429 |  | 18 |  | Dismantling, shifting & re-erection of existing fire water piping, including supply of additional pipes, accessories etc. as pertechnical specification | SET | 1 |  | Included | 0 | 0 | 0
111 | 7000023217 | 10 | 400 | 10 | Non Standard Structure | 100001210 | 995455 |  | 18 |  | Erection of Lattice Structures (MS Steel), to be designed during detailed engineering, for towers, beams and equipment supportstructure including pack plates / packwashers and gusset plates excluding fasteners and foundation bolts | MT | 439 |  | Included | 0 | 0 | 0
112 | 7000023217 | 10 | 400 | 20 | Non Standard Structure | 100001209 | 995455 |  | 18 |  | Erection of Lattice Structures (HT Steel), to be designed during detailed engineering, for towers, beams and equipment supportstructure including pack plates / packwashers and gusset plates excluding fasteners and foundation bolts. | MT | 161 |  | Included | 0 | 0 | 0
113 | 7000023217 | 10 | 400 | 30 | Non Standard Structure | 100001680 | 995455 |  | 18 |  | Erection of fasteners ( nuts, bolts and washers ) including step bolts for lattice and pipe structures to be designed duringdetailed engineering | MT | 22 |  | Included | 0 | 0 | 0
114 | 7000023217 | 10 | 400 | 40 | Non Standard Structure | 100001681 | 995455 |  | 18 |  | Erection of foundation bolts including nuts, checknut and washers for lattice and pipe structures to be designed during detailedengineering | MT | 30 |  | Included | 0 | 0 | 0
II | Bay extension at SIKAR-II
1 | 7000023320 | 10 | 230 | 10 | PMU for Sikar-II | 170000502 | 998713 |  | 18 |  | Service:- Phasor Measurement Unit (PMU) | EA | 2 |  | Included | 0 | 0 | 0
2 | 7000023320 | 10 | 230 | 20 | PMU for Sikar-II | 170000530 | 998734 |  | 18 |  | WAMS TIME SYSTEM(GPS RECEIVER) | EA | 2 |  | Included | 0 | 0 | 0
3 | 7000023320 | 10 | 230 | 30 | PMU for Sikar-II | 170000503 | 998713 |  | 18 |  | Installation of Substation Grade Layer-3 LAN Switches as per Technical Specification | EA | 3 |  | Included | 0 | 0 | 0
4 | 7000023320 | 10 | 230 | 40 | PMU for Sikar-II | 170000504 | 998713 |  | 18 |  | Services:- Armored Fibre Optic Cable and associated termination equipment | LOT | 1 |  | Included | 0 | 0 | 0
5 | 7000023320 | 10 | 230 | 50 | PMU for Sikar-II | 170000501 | 998734 |  | 18 |  | Integration of PMU with the PDC (Phasor Data Concentrator) of RLDCs and respective SLDCs as required. | LOT | 1 |  | Included | 0 | 0 | 0
6 | 7000023321 | 10 | 240 | 10 | Telecom Equipment Installation at Sikar- | 100002812 | 998734 |  | 18 |  | SDH Equipment (STM-16 MADM upto 5 MSP protected directions)-Base Equipment (Common cards, Cross Connect/control cards, optical basecards, power supply cards, power cabling, other hardware and accessories including sub racks, patch cord, DDF etc fully equipedexcluding optical interface & Tributary cards | EA | 1 |  | Included | 0 | 0 | 0
7 | 7000023321 | 10 | 240 | 20 | Telecom Equipment Installation at Sikar- | 170000433 | 998734 |  | 18 |  | Optical Interface Cards/SFP# -S16.1 for SDH Equipment-STM-16 | EA | 4 |  | Included | 0 | 0 | 0
8 | 7000023321 | 10 | 240 | 40 | Telecom Equipment Installation at Sikar- | 100002825 | 998734 |  | 18 |  | Tributary interface- E1 interface (Minimum 16 nos.) | SET | 2 |  | Included | 0 | 0 | 0
9 | 7000023321 | 10 | 240 | 50 | Telecom Equipment Installation at Sikar- | 170000550 | 998336 |  | 18 |  | Ethernet Interface 10/100 Base T with Layer-2 switching (Min 8 Interfaces per card) | EA | 2 |  | Included | 0 | 0 | 0
10 | 7000023321 | 10 | 240 | 60 | Telecom Equipment Installation at Sikar- | 100002829 | 998734 |  | 18 |  | Tributary interface-Gigabit Ethernet Interfaces 10/100 Mbps with Layer -2 Switching (minimum 2 nos.) | SET | 1 |  | Included | 0 | 0 | 0
11 | 7000023321 | 10 | 240 | 70 | Telecom Equipment Installation at Sikar- | 170000375 | 998734 |  | 18 |  | Equipment Cabinets-For SDH Equipments | EA | 1 |  | Included | 0 | 0 | 0
12 | 7000023321 | 10 | 240 | 80 | Telecom Equipment Installation at Sikar- | 170000376 | 998734 |  | 18 |  | NMS-Craft Terminal-Hardware | EA | 1 |  | Included | 0 | 0 | 0
13 | 7000023321 | 10 | 240 | 90 | Telecom Equipment Installation at Sikar- | 170000377 | 998734 |  | 18 |  | NMS-Craft Terminal-Software | EA | 1 |  | Included | 0 | 0 | 0
14 | 7000023321 | 10 | 240 | 100 | Telecom Equipment Installation at Sikar- | 170000551 | 998336 |  | 18 |  | VOIP telephone instrument with one common switch (min. 8 port) | EA | 4 |  | Included | 0 | 0 | 0
15 | 7000023321 | 10 | 240 | 110 | Telecom Equipment Installation at Sikar- | 100002882 | 998336 |  | 18 |  | Fibre Optic Approach cabling: Including installation hardware like ties/clips/cleats, conduits, ducts, supports, fittings,accessories etc.: 24 Fibre | KM | 1 |  | Included | 0 | 0 | 0
16 | 7000023321 | 10 | 240 | 120 | Telecom Equipment Installation at Sikar- | 170000356 | 998336 |  | 18 |  | Fibre Optic Distribution Panel (FODP): Indoor Type: FC Coupling and mounted on ETSI 19" rack or slimline rack: Type 2 (96 Fibre) | EA | 1 |  | Included | 0 | 0 | 0
17 | 7000023321 | 10 | 240 | 220 | Telecom Equipment Installation at Sikar- | 100003449 | 998734 |  | 18 |  | Optical Interface Card (to support minimum 175 kms) for STM-16 | EA | 2 |  | Included | 0 | 0 | 0
18 | 7000023321 | 10 | 240 | 230 | Telecom Equipment Installation at Sikar- | 170000437 | 998734 |  | 18 |  | Optical Line Interface Card (to support minimum 200 Kms) for STM-16 | EA | 2 |  | Included | 0 | 0 | 0
19 | 7000023322 | 10 | 250 | 10 | 800kV 50kA AIS EQUIPMENT | 100000133 | 998736 |  | 18 |  | 765kV, 3150A, 50kA Circuit Breaker(3-Phase) with closing resistor (withsupport structure) | EA | 4 |  | Included | 0 | 0 | 0
20 | 7000023322 | 10 | 250 | 20 | 800kV 50kA AIS EQUIPMENT | 100000134 | 998736 |  | 18 |  | 765kV, 3150A, 50kA Circuit Breaker(3-Phase) without closing resistor(with support structure) | EA | 2 |  | Included | 0 | 0 | 0
21 | 7000023322 | 10 | 250 | 30 | 800kV 50kA AIS EQUIPMENT | 100000136 | 998736 |  | 18 |  | Controlled Switching Device for 765 kV, 3-ph Circuit Breaker | EA | 2 |  | Included | 0 | 0 | 0
22 | 7000023322 | 10 | 250 | 40 | 800kV 50kA AIS EQUIPMENT | 100000143 | 998736 |  | 18 |  | 765 kV, 3000A, 50KA, 1-Phase CurrentTransformer with 120% extended currentrating | EA | 12 |  | Included | 0 | 0 | 0
23 | 7000023322 | 10 | 250 | 50 | 800kV 50kA AIS EQUIPMENT | 100000146 | 998736 |  | 18 |  | 765 kV,8800 pF Capacitive Voltage Transformer (1-Phase) | EA | 6 |  | Included | 0 | 0 | 0
24 | 7000023322 | 10 | 250 | 60 | 800kV 50kA AIS EQUIPMENT | 100000171 | 998736 |  | 18 |  | 765kV, 3150A, 50kA, Vertical Knee/DoubleBreak Isolator (3-Phase) with one E/S | EA | 6 |  | Included | 0 | 0 | 0
25 | 7000023322 | 10 | 250 | 70 | 800kV 50kA AIS EQUIPMENT | 100000172 | 998736 |  | 18 |  | 765kV, 3150A, 50kA, Vertical Knee/DoubleBreak Isolator (3-Phase) with two E/S | EA | 4 |  | Included | 0 | 0 | 0
26 | 7000023322 | 10 | 250 | 80 | 800kV 50kA AIS EQUIPMENT | 100000181 | 998736 |  | 18 |  | 765kV, 3150A, 50kA, Vertical Knee/DoubleBreak Isolator (1-Phase) with one E/S | EA | 6 |  | Included | 0 | 0 | 0
27 | 7000023322 | 10 | 250 | 90 | 800kV 50kA AIS EQUIPMENT | 100000182 | 998736 |  | 18 |  | 765kV, 3150A, 50kA, Vertical Knee/DoubleBreak Isolator (1-Phase) without E/S | EA | 12 |  | Included | 0 | 0 | 0
28 | 7000023322 | 10 | 250 | 100 | 800kV 50kA AIS EQUIPMENT | 100000183 | 998736 |  | 18 |  | 624kV Surge Arrester (1-Phase) | EA | 12 |  | Included | 0 | 0 | 0
29 | 7000023322 | 10 | 250 | 110 | 800kV 50kA AIS EQUIPMENT | 100000194 | 998736 |  | 18 |  | Erection of 765 kV, 1-Phase, Bus Post Insulator (except wave Traps) | SET | 24 |  | Included | 0 | 0 | 0
30 | 7000023322 | 10 | 250 | 120 | 800kV 50kA AIS EQUIPMENT | 100000882 | 998734 |  | 18 |  | 765 kV ,1 phase Bus Post Insulators for Line Traps | EA | 12 |  | Included | 0 | 0 | 0
31 | 7000023323 | 10 | 260 | 10 | Tel eqpt Service at repeater station | 100002812 | 998734 |  | 18 |  | SDH Equipment (STM-16 MADM upto 5 MSP protected directions)-Base Equipment (Common cards, Cross Connect/control cards, optical basecards, power supply cards, power cabling, other hardware and accessories including sub racks, patch cord, DDF etc fully equipedexcluding optical interface & Tributary cards | EA | 1 |  | Included | 0 | 0 | 0
32 | 7000023323 | 10 | 260 | 20 | Tel eqpt Service at repeater station | 100003449 | 998734 |  | 18 |  | Optical Interface Card (to support minimum 175 kms) for STM-16 | EA | 4 |  | Included | 0 | 0 | 0
33 | 7000023323 | 10 | 260 | 30 | Tel eqpt Service at repeater station | 170000437 | 998734 |  | 18 |  | Optical Line Interface Card (to support minimum 200 Kms) for STM-16 | EA | 4 |  | Included | 0 | 0 | 0
34 | 7000023323 | 10 | 260 | 40 | Tel eqpt Service at repeater station | 170000375 | 998734 |  | 18 |  | Equipment Cabinets-For SDH Equipments | EA | 1 |  | Included | 0 | 0 | 0
35 | 7000023323 | 10 | 260 | 50 | Tel eqpt Service at repeater station | 100002882 | 998336 |  | 18 |  | Fibre Optic Approach cabling: Including installation hardware like ties/clips/cleats, conduits, ducts, supports, fittings,accessories etc.: 24 Fibre | KM | 1 |  | Included | 0 | 0 | 0
36 | 7000023323 | 10 | 260 | 60 | Tel eqpt Service at repeater station | 170000356 | 998336 |  | 18 |  | Fibre Optic Distribution Panel (FODP): Indoor Type: FC Coupling and mounted on ETSI 19" rack or slimline rack: Type 2 (96 Fibre) | EA | 1 |  | Included | 0 | 0 | 0
37 | 7000023323 | 10 | 260 | 70 | Tel eqpt Service at repeater station | 100002861 | 998734 |  | 18 |  | Repeater Shelter System including all shelter items such as Air-Conditioner, DG Sets, Static Voltage Stabliser, DCPS & Battery etcas per Technical Specification of PUF insulated pre-coated Steel Shelter (Inner dimension : 4340 X 2540 X 3000 mm & Outer dimension4500 X 2700 X 3160 mm) | SET | 1 |  | Included | 0 | 0 | 0
38 | 7000023324 | 10 | 270 | 10 | 145kV, 31.5kV AIS EQUIPMENT | 100001986 | 998736 |  | 18 |  | 145kV, 1250A, 31.5KA Circuit Breakers(1-Phase) with support structure | EA | 2 |  | Included | 0 | 0 | 0
39 | 7000023324 | 10 | 270 | 20 | 145kV, 31.5kV AIS EQUIPMENT | 100001908 | 998736 |  | 18 |  | 145kV ,1 phase Bus Post Insulators | EA | 4 |  | Included | 0 | 0 | 0
40 | 7000023325 | 10 | 280 | 10 | 36kV AIS EQUIPMENT | 100000047 | 998736 |  | 18 |  | Current transformer (33kV) for Reactor Neutral along with support structure & terminal connector | EA | 2 |  | Included | 0 | 0 | 0
41 | 7000023326 | 10 | 290 | 10 | Erection Hardware for 765 kV S/Y | 100000184 | 998731 |  | 18 |  | Erection Hardware for 765kV I type layout-Line bay as per specification | SET | 2 |  | Included | 0 | 0 | 0
42 | 7000023326 | 10 | 290 | 20 | Erection Hardware for 765 kV S/Y | 100000192 | 998731 |  | 18 |  | Erection Hardware for 765kV I type layout-Bus Work (For one diameters) as per specification | SET | 2 |  | Included | 0 | 0 | 0
43 | 7000023326 | 10 | 290 | 30 | Erection Hardware for 765 kV S/Y | 100002019 | 998731 |  | 18 |  | Erection Hardware for 765kV I type layout-Line Reactors including NGR bypassing arrangement as per technical specification | SET | 2 |  | Included | 0 | 0 | 0
44 | 7000023326 | 10 | 290 | 40 | Erection Hardware for 765 kV S/Y | 100001957 | 998736 |  | 18 |  | Bus post insulators, spacers, equipmentsupport structures, conductor(s), Altube, clamp, connectors including 765KV and neutral bushings terminalconnectors etc for Neutral formationfor two banks (each bank comprise ofthree single phase units of Reactors)and connection to neutral groundingreactors (as applicable) and makingconnection arrangement to connect spareunit in place of any unit of all thetwo banks without physical shifting. | LOT | 1 |  | Included | 0 | 0 | 0
45 | 7000023327 | 10 | 300 | 10 | 765kV Insulator and Hardware | 100017139 | 998731 |  | 18 |  | 765KV SUSPENSION INSULATOR STRING AND ASSOCIATED HARDWARE FITTINGS WITH DROP CLAMP SUITABLE FOR QUAD CONDUCTOR | EA | 6 |  | Included | 0 | 0 | 0
46 | 7000023327 | 10 | 300 | 20 | 765kV Insulator and Hardware | 100017138 | 998731 |  | 18 |  | 765KV SUSPENSION INSULATOR STRING AND ASSOCIATED HARDWARE FITTINGS WITH THROUGH CLAMP SUITABLE FOR QUAD CONDUCTOR | EA | 12 |  | Included | 0 | 0 | 0
47 | 7000023327 | 10 | 300 | 30 | 765kV Insulator and Hardware | 100017135 | 998731 |  | 18 |  | 765KV TENSION INSULATOR STRING AND ASSOCIATED HARDWARE FITTINGS WITHOUT TURN BUCKLE SUITABLE FOR QUAD CONDUCTOR | EA | 24 |  | Included | 0 | 0 | 0
48 | 7000023327 | 10 | 300 | 40 | 765kV Insulator and Hardware | 100017136 | 998731 |  | 18 |  | 765KV TENSION INSULATOR STRING AND ASSOCIATED HARDWARE FITTINGS WITH TURN BUCKLE SUITABLE FOR HEXA CONDUCTOR | EA | 6 |  | Included | 0 | 0 | 0
49 | 7000023327 | 10 | 300 | 50 | 765kV Insulator and Hardware | 100017134 | 998731 |  | 18 |  | 765KV TENSION INSULATOR STRING AND ASSOCIATED HARDWARE FITTINGS WITH TURN BUCKLE SUITABLE FOR QUAD CONDUCTOR | EA | 24 |  | Included | 0 | 0 | 0
50 | 7000023328 | 10 | 310 | 10 | Earthmat | 100003103 | 998731 |  | 18 |  | 40 mm MS rod for Main Earthmat | KM | 4 |  | Included | 0 | 0 | 0
51 | 7000023329 | 10 | 320 | 10 | CRP for 765kV Bays | 100016780 | 998736 |  | 18 |  | 765kV Circuit Breaker Relay Panel (with Automation) | EA | 6 |  | Included | 0 | 0 | 0
52 | 7000023329 | 10 | 320 | 20 | CRP for 765kV Bays | 100000722 | 998736 |  | 18 |  | 765kV Line Protection Panel (with Automation) | EA | 2 |  | Included | 0 | 0 | 0
53 | 7000023329 | 10 | 320 | 30 | CRP for 765kV Bays | 100000724 | 998736 |  | 18 |  | 765kV Reactor Protection Panel (with Automation) | EA | 2 |  | Included | 0 | 0 | 0
54 | 7000023329 | 10 | 320 | 40 | CRP for 765kV Bays | 100000727 | 998736 |  | 18 |  | Augmentation of existing 765kV bus bar protection scheme.(No. of bays as per specification)-(with Automation) | SET | 1 |  | Included | 0 | 0 | 0
55 | 7000023330 | 10 | 330 | 10 | SAS-AUG | 100002068 | 998736 |  | 18 |  | Augmentation of Substation automation system for 765kV Main bay as per Technical Specification | EA | 2 |  | Included | 0 | 0 | 0
56 | 7000023330 | 10 | 330 | 20 | SAS-AUG | 100002074 | 998736 |  | 18 |  | Augmentation of Substation automation System for 765kV Tie bay as per Technical Specification | EA | 2 |  | Included | 0 | 0 | 0
57 | 7000023330 | 10 | 330 | 30 | SAS-AUG | 100002076 | 998736 |  | 18 |  | Augmentation of Substation automation System for 765kV Switchable Line Reactor Bay as per Technical Specification | EA | 2 |  | Included | 0 | 0 | 0
58 | 7000023331 | 10 | 340 | 10 | VMS | 100002500 | 998731 |  | 18 |  | Color IP camera, with PAN, TILT and ZOOM facilities, alongwith all required Items, Accessories, Line Interface units, Fiber patchcords, Power supply units, Junction Boxes, Cables, Fiber Optic Cables, etc., and including Integration in existing Hardware andSoftware for Augmentation of Visual Monitoring System as per technical specification. | SET | 1 |  | Included | 0 | 0 | 0
59 | 7000023332 | 10 | 350 | 10 | PLCC Equipment | 100003517 | 998734 |  | 18 |  | HF CABLE FOR PLCC-75 OHM (KM) | KM | 1 |  | Included | 0 | 0 | 0
60 | 7000023332 | 10 | 350 | 20 | PLCC Equipment | 100002762 | 998734 |  | 18 |  | PLCC-Equipments-Telephone Instruments (2 wire) | EA | 2 |  | Included | 0 | 0 | 0
61 | 7000023332 | 10 | 350 | 30 | PLCC Equipment | 100000891 | 998734 |  | 18 |  | Digital Protection Coupler | EA | 2 |  | Included | 0 | 0 | 0
62 | 7000023332 | 10 | 350 | 40 | PLCC Equipment | 100000890 | 998734 |  | 18 |  | Protection Coupler (Analog) | EA | 2 |  | Included | 0 | 0 | 0
63 | 7000023332 | 10 | 350 | 50 | PLCC Equipment | 100000888 | 998734 |  | 18 |  | Carrier Equipment Analog type (for Speech+Data & Speech+Protection) | EA | 2 |  | Included | 0 | 0 | 0
64 | 7000023332 | 10 | 350 | 60 | PLCC Equipment | 100000886 | 998734 |  | 18 |  | Coupling device for PLCC | EA | 2 |  | Included | 0 | 0 | 0
65 | 7000023332 | 10 | 350 | 70 | PLCC Equipment | 100000881 | 998734 |  | 18 |  | 765kV,3150A,1.0mH , 50kA Line Trap | EA | 4 |  | Included | 0 | 0 | 0
66 | 7000023333 | 10 | 360 | 10 | POWER & CONTROL CABLE | 100003034 | 998736 |  | 18 |  | 4PAIR, 0.5 SQ.MM SCREENED CABLE | KM | 2 |  | Included | 0 | 0 | 0
67 | 7000023333 | 10 | 360 | 20 | POWER & CONTROL CABLE | 100002180 | 998736 |  | 18 |  | 1.1kV grade Power Cables (XLPEinsulated) along withlugs,glands,straight joints &accessories,etc. | LS | 1 |  | Included | 0 | 0 | 0
68 | 7000023333 | 10 | 360 | 30 | POWER & CONTROL CABLE | 100002181 | 998736 |  | 18 |  | 1.1kV grade Power Cables (PVCinsulated)along withlugs,glands,straight joints &accessories,etc. | LS | 1 |  | Included | 0 | 0 | 0
69 | 7000023333 | 10 | 360 | 40 | POWER & CONTROL CABLE | 100002182 | 998736 |  | 18 |  | 1.1kV grade Control Cables (PVCinsulated) along withlugs,glands,straight joints &accessories,etc. | LS | 1 |  | Included | 0 | 0 | 0
70 | 7000023334 | 10 | 370 | 10 | AIR CONDITIONING SYSTEM | 100001881 | 995463 |  | 18 |  | Air conditioning system for Switchyard Panel Room of 9m length | SET | 1 |  | Included | 0 | 0 | 0
71 | 7000023335 | 10 | 380 | 10 | FIRE FIGHTING SYSTEM | 100000976 | 998736 |  | 18 |  | 6Kg dry chemical powered type Portable Fire extinguisher | EA | 1 |  | Included | 0 | 0 | 0
72 | 7000023335 | 10 | 380 | 20 | FIRE FIGHTING SYSTEM | 100000975 | 995461 |  | 18 |  | 4.5 kg CO2 type Portable Fire extinguisher | EA | 1 |  | Included | 0 | 0 | 0
73 | 7000023335 | 10 | 380 | 30 | FIRE FIGHTING SYSTEM | 100001871 | 995461 |  | 18 |  | Fire Detection and Alarm System for Switchyard Panel Room of 9 m length | SET | 1 |  | Included | 0 | 0 | 0
74 | 7000023335 | 10 | 380 | 40 | FIRE FIGHTING SYSTEM | 100016786 | 998736 |  | 18 |  | HVW spray system, Hydrant system and complete U/G & O/G piping and accessories etc. out side the pump house for 765/âˆš3 kV SinglePhase Reactor | SET | 6 |  | Included | 0 | 0 | 0
75 | 7000023336 | 10 | 390 | 10 | ILLUMINATION SYSTEM | 100001021 | 995461 |  | 18 |  | Lighting Panel type ACP-2 as per technical specification | EA | 2 |  | Included | 0 | 0 | 0
76 | 7000023336 | 10 | 390 | 20 | ILLUMINATION SYSTEM | 100001052 | 998731 |  | 18 |  | 63A, 415V : Interlocked switch socket outdoor Receptacle (type RP) as per technical specifications | EA | 1 |  | Included | 0 | 0 | 0
77 | 7000023336 | 10 | 390 | 30 | ILLUMINATION SYSTEM | 100001885 | 998739 |  | 18 |  | Outdoor Power Receptacle for oilfiltration unit (250A) | EA | 2 |  | Included | 0 | 0 | 0
78 | 7000023336 | 10 | 390 | 40 | ILLUMINATION SYSTEM | 100004852 | 998731 |  | 18 |  | Lighting Fixture LED Luminaires type FL-1 as per tech. specifications | EA | 10 |  | Included | 0 | 0 | 0
79 | 7000023336 | 10 | 390 | 50 | ILLUMINATION SYSTEM | 100004926 | 998731 |  | 18 |  | Lighting Fixture LED Luminaires type FL2 as per tech. specifications | EA | 20 |  | Included | 0 | 0 | 0
80 | 7000023336 | 10 | 390 | 60 | ILLUMINATION SYSTEM | 100004937 | 998731 |  | 18 |  | Fire Wall Mounted LED Luminarie Type FL-2 (250W) | EA | 12 |  | Included | 0 | 0 | 0
81 | 7000023336 | 10 | 390 | 70 | ILLUMINATION SYSTEM | 100001115 | 998739 |  | 18 |  | Illumination System for switchyard panel room of 9 m length | SET | 1 |  | Included | 0 | 0 | 0
82 | 7000023337 | 10 | 400 | 10 | 765 kV Equipment support structures | 100010110 | 995455 |  | 18 |  | EQUIPMENT STRUCTURE INCLUDING FOUNDATION BOLT-765KV ISO (3PH) | EA | 10 |  | Included | 0 | 0 | 0
83 | 7000023337 | 10 | 400 | 20 | 765 kV Equipment support structures | 100008619 | 995455 |  | 18 |  | EQUIPMENT STRUCTURE INCLUDING FOUNDATION BOLT-765KV ISO (1PH) | EA | 18 |  | Included | 0 | 0 | 0
84 | 7000023337 | 10 | 400 | 30 | 765 kV Equipment support structures | 100008616 | 995455 |  | 18 |  | EQUIPMENT STRUCTURE INCLUDING FOUNDATION BOLT-765KV Class SA (1PH) | EA | 12 |  | Included | 0 | 0 | 0
85 | 7000023337 | 10 | 400 | 40 | 765 kV Equipment support structures | 100008618 | 995455 |  | 18 |  | EQUIPMENT STRUCTURE INCLUDING FOUNDATION BOLT-765KV WT (1PH) | EA | 4 |  | Included | 0 | 0 | 0
86 | 7000023337 | 10 | 400 | 50 | 765 kV Equipment support structures | 100008614 | 995455 |  | 18 |  | EQUIPMENT STRUCTURE INCLUDING FOUNDATION BOLT-765KV CT (1PH) | EA | 12 |  | Included | 0 | 0 | 0
87 | 7000023337 | 10 | 400 | 60 | 765 kV Equipment support structures | 100008615 | 995455 |  | 18 |  | EQUIPMENT STRUCTURE INCLUDING FOUNDATION BOLT-765KV CVT (1PH) | EA | 6 |  | Included | 0 | 0 | 0
88 | 7000023337 | 10 | 400 | 70 | 765 kV Equipment support structures | 100008617 | 995455 |  | 18 |  | EQUIPMENT STRUCTURE INCLUDING FOUNDATION BOLT-765KV BPI (1PH) | EA | 24 |  | Included | 0 | 0 | 0
89 | 7000023338 | 10 | 410 | 10 | 145kV Equipment support structures | 100010821 | 995455 |  | 18 |  | Equipment Structure including Foundation bolt-145kV BPI (1Ph) | EA | 4 |  | Included | 0 | 0 | 0
90 | 7000023339 | 10 | 420 | 10 | CIVIL WORKS | 100004518 | 995433 |  | 18 |  | Excavation in all kind of soil including rock for all leads and lifts, backfilling, disposal of surplus earth within a lead up to2Km as per technical specification. The surplus earth shall be roughly graded . | M3 | 22503 |  | Included | 0 | 0 | 0
91 | 7000023339 | 10 | 420 | 30 | CIVIL WORKS | 100001325 | 995454 |  | 18 |  | Providing and laying of Plain Cement Concrete (PCC) (1:4:8) | M3 | 608 |  | Included | 0 | 0 | 0
92 | 7000023339 | 10 | 420 | 40 | CIVIL WORKS | 100001326 | 995454 |  | 18 |  | Providing and laying of Plain Cement Concrete (PCC) (1:2:4) | M3 | 37 |  | Included | 0 | 0 | 0
93 | 7000023339 | 10 | 420 | 50 | CIVIL WORKS | 100001327 | 995454 |  | 18 |  | Providing and laying of Reinforced Cement Concrete M25 mix including pre cast, shuttering, Grouting of pockets & underpinning butexcluding steel reinforcement | M3 | 3762 |  | Included | 0 | 0 | 0
94 | 7000023339 | 10 | 420 | 60 | CIVIL WORKS | 100001329 | 995454 |  | 18 |  | Steel Reinforcement | MT | 444 |  | Included | 0 | 0 | 0
95 | 7000023339 | 10 | 420 | 70 | CIVIL WORKS | 100001330 | 995428 |  | 18 |  | Stone filling (40 mm size) for transformer/Reactor foundation | M3 | 86 |  | Included | 0 | 0 | 0
96 | 7000023339 | 10 | 420 | 80 | CIVIL WORKS | 100001331 | 995455 |  | 18 |  | Misc. Structural steel including rails, embedments, edge protection angles, gratings etc. but excluding the reinforcement steel andsteel for lattice and pipe structures. | MT | 69 |  | Included | 0 | 0 | 0
97 | 7000023339 | 10 | 420 | 90 | CIVIL WORKS | 100001714 | 995428 |  | 18 |  | Stone spreading in switchyard excluding PCC | M2 | 32000 |  | Included | 0 | 0 | 0
98 | 7000023339 | 10 | 420 | 100 | CIVIL WORKS | 100001713 | 995424 |  | 18 |  | Antiweed treatment | M2 | 32000 |  | Included | 0 | 0 | 0
99 | 7000023339 | 10 | 420 | 110 | CIVIL WORKS | 100003114 | 995454 |  | 18 |  | External finishing / painting of fire wall (water proofing cement paint) (DSR 13.44.1) | M2 | 1440 |  | Included | 0 | 0 | 0
100 | 7000023339 | 10 | 420 | 120 | CIVIL WORKS | 100008110 | 995421 |  | 18 |  | 3.75m wide Bitumen road with earthen shoulder including 100 mm dia RCC Hume Pipe @ 100 metre interval as per drawing and TS (as perDSR item no 16.35 and 16.30.1) and including 225 mm thick WBM in three equal layers of 75 mm each as per CPWD specification. | M2 | 2250 |  | Included | 0 | 0 | 0
101 | 7000023339 | 10 | 420 | 130 | CIVIL WORKS | 100001458 | 995421 |  | 18 |  | Construction of rail cum road as per drawing including all item such as excavation,compactions, rolling watering, WBM etc. butexcluding concrete reinforcement and structural steel-Section having two rails for Reactor. | M2 | 401 |  | Included | 0 | 0 | 0
102 | 7000023339 | 10 | 420 | 140 | CIVIL WORKS | 100008611 | 995477 |  | 18 |  | Swtichyard fencing: Providing and fixing fencing of GI barbed wire consisting of galvanized MS tubular posts at 3 m intervals; GIbarded wire shall run horizontally from post to post at a spacing of 300 mm (vertically) and a cross formation in each panel,complete as per technical specification and drawing. | M | 200 |  | Included | 0 | 0 | 0
103 | 7000023339 | 10 | 420 | 150 | CIVIL WORKS | 130000761 | 995428 |  | 18 |  | 14.4.2 Providing, laying and fixing following dia RCC pipe NP2 class (light duty) in ground complete with RCC collars, jointingwith cement mortar 1:2 (1 cement : 2 fine sand) including trenching (75 cm deep) and refilling etc as required. : 150 mm dia | M | 60 |  | Included | 0 | 0 | 0
104 | 7000023339 | 10 | 420 | 160 | CIVIL WORKS | 130000762 | 995428 |  | 18 |  | 14.4.3 Providing, laying and fixing following dia RCC pipe NP2 class (light duty) in ground complete with RCC collars, jointingwith cement mortar 1:2 (1 cement : 2 fine sand) including trenching (75 cm deep) and refilling etc as required. : 250 mm dia | M | 246 |  | Included | 0 | 0 | 0
105 | 7000023339 | 10 | 420 | 170 | CIVIL WORKS | 100001735 | 995462 |  | 18 |  | RCC culverts and cable trench crossings including supplying and laying hume pipe 250mm dia of grade (NP-3) excluding concrete as perspecification. | M | 15 |  | Included | 0 | 0 | 0
106 | 7000023339 | 10 | 420 | 180 | CIVIL WORKS | 100001736 | 995462 |  | 18 |  | RCC culverts and cable trench crossings including supplying and laying hume pipe 300mm dia of grade (NP-3) excluding concrete as perspecification. | M | 15 |  | Included | 0 | 0 | 0
107 | 7000023339 | 10 | 420 | 190 | CIVIL WORKS | 100001737 | 995462 |  | 18 |  | RCC culverts and cable trench crossings including supplying and laying hume pipe 450mm dia of grade (NP-3) excluding concrete as perspecification. | M | 30 |  | Included | 0 | 0 | 0
108 | 7000023339 | 10 | 420 | 200 | CIVIL WORKS | 100001409 | 995462 |  | 18 |  | Supplying and erecting dewatering pumps-5 HP | EA | 1 |  | Included | 0 | 0 | 0
109 | 7000023339 | 10 | 420 | 210 | CIVIL WORKS | 100015791 | 995454 |  | 18 |  | All civil works for Drains construction of Section A-A including crossings if any as per technical specification and tender drawingscomplete in all respect with all labour and materials. | M | 720 |  | Included | 0 | 0 | 0
110 | 7000023339 | 10 | 420 | 220 | CIVIL WORKS | 100015792 | 995454 |  | 18 |  | All civil works for Drains construction of Section B-B including crossings if any as per technical specification and tender drawingscomplete in all respect with all labour and materials. | M | 180 |  | Included | 0 | 0 | 0
111 | 7000023339 | 10 | 420 | 230 | CIVIL WORKS | 100015793 | 995454 |  | 18 |  | All civil works for Drains construction of Section C-C including crossings if any as per technical specification and tender drawingscomplete in all respect with all labour and materials. | M | 180 |  | Included | 0 | 0 | 0
112 | 7000023339 | 10 | 420 | 240 | CIVIL WORKS | 100015794 | 995454 |  | 18 |  | All civil works for Drains construction of Section D-D including crossings if any as per technical specification and tender drawingscomplete in all respect with all labour and materials. | M | 120 |  | Included | 0 | 0 | 0
113 | 7000023339 | 10 | 420 | 250 | CIVIL WORKS | 100003437 | 995454 |  | 18 |  | Switchyard Panel Room - Civil Works. All civil works as per drawing and specifications complete, including - brickwork, finishing(external and internal), windows etc. However, excavation, PCC, RCC and reinforcement shall be paid separately as per BPS. | M2 | 45 |  | Included | 0 | 0 | 0
114 | 7000023339 | 10 | 420 | 260 | CIVIL WORKS | 100002911 | 995432 |  | 18 |  | Earthwork in excavation & filling in all types of soil and soft/disintegrated rock in open areas/nallas/channels, to the requiredslopes, shapes, levels, elevations and profile, including trimming of bottom and slopes of excavation, bailing out rain(dewatering), pumping, removal of slush, preparing embankments/marginal banks, loosening, dressing, spreading material in layers notexceeding 200mm, as per direction of Engineer-in-Charge, water flooding, compacting to achieve 95% consolidation at optimum moisturecontent, finishing etc. all complete, for all leads and lifts within leveling boundary, including disposal of surplus earth andstacking of unsuitable material within a lead of 2.0 Km beyond substation boundary, with all labour, material, tools, tackles andequipment, safeguards and incidentals, Royalty,taxes etc. as necessary, as per drawings, specification and directions of theEngineer-in-Charge. Clearing of jungle is included in this item. (Only excavation/cutting will be measured for payment purpose.) | M3 | 19800 |  | Included | 0 | 0 | 0
115 | 7000023339 | 10 | 420 | 270 | CIVIL WORKS | 100002583 | 995432 |  | 18 |  | Supply of earth (excluding rock & boulders) at site including royalty, carriage and filling in specified areas in layers notexceeding 200mm in depth, compacting under optimum moisture condition to achieve 95% of Proctor density, finishing etc. allcomplete, for all leads & lifts, with all labour, material, tools, tackles, equipments, safeguards & incidentals as necessary as perdrawings, specification and direction of the Engineer- in- Charge. | M3 | 5000 |  | Included | 0 | 0 | 0
116 | 7000023339 | 10 | 420 | 280 | CIVIL WORKS | 100001478 | 995454 |  | 18 |  | Cable Trench including all types of crossings, all metallic works and sump pit including concrte and reinforcement steel Section 2-2 | M | 100 |  | Included | 0 | 0 | 0
117 | 7000023339 | 10 | 420 | 290 | CIVIL WORKS | 100001479 | 995454 |  | 18 |  | Cable Trench including all types of crossings, all metallic works and sump pit including concrte and reinforcement steel Section 3-3 | M | 250 |  | Included | 0 | 0 | 0
118 | 7000023339 | 10 | 420 | 300 | CIVIL WORKS | 100001480 | 995454 |  | 18 |  | Cable Trench including all types of crossings, all metallic works and sump pit including concrte and reinforcement steel Section 4-4 | M | 100 |  | Included | 0 | 0 | 0
119 | 7000023340 | 10 | 430 | 10 | Non Standard Structure | 100001210 | 995455 |  | 18 |  | Erection of Lattice Structures (MS Steel), to be designed during detailed engineering, for towers, beams and equipment supportstructure including pack plates / packwashers and gusset plates excluding fasteners and foundation bolts | MT | 439 |  | Included | 0 | 0 | 0
120 | 7000023340 | 10 | 430 | 20 | Non Standard Structure | 100001209 | 995455 |  | 18 |  | Erection of Lattice Structures (HT Steel), to be designed during detailed engineering, for towers, beams and equipment supportstructure including pack plates / packwashers and gusset plates excluding fasteners and foundation bolts. | MT | 161 |  | Included | 0 | 0 | 0
121 | 7000023340 | 10 | 430 | 30 | Non Standard Structure | 100001680 | 995455 |  | 18 |  | Erection of fasteners ( nuts, bolts and washers ) including step bolts for lattice and pipe structures to be designed duringdetailed engineering | MT | 22 |  | Included | 0 | 0 | 0
122 | 7000023340 | 10 | 430 | 40 | Non Standard Structure | 100001681 | 995455 |  | 18 |  | Erection of foundation bolts including nuts, checknut and washers for lattice and pipe structures to be designed during detailedengineering | MT | 30 |  | Included | 0 | 0 | 0
[11 empty] | Total Installation Charges |  |  |  | 0 |  |  | 0
[11 empty] | Total GST as confirmed by Bidder |  |  |  |  | 0
* | In case the bidder leaves the cell for confirmation of the SAC and/or GST rate “blank”, the SAC and corresponding GST rate indicated by the Employer shall be deemed to be the one confirmed by the Bidder.
Date : |  |  | --
Place : | [11 empty] | Printed Name :
Designation :
Click for Sch-4

## Sch-3 Dis (hidden)
Specification No.: CC/T/W-AIS/DOM/A06/23/02699 |  |  |  |  | Schedule - 3
765kV AIS Extn. Substation Package SS-01 for (i) Construction of 2 nos. of 765kV line bays at Sikar II for Sikar II – Bhadla II 765kV D/c line (ii) Construction of 2 nos. of 765kV line bays at Bhadla II for Sikar II – Bhadla II 765kV D/c line associated with Transmission Scheme for evacuation of power from Solar Energy Zones in Rajasthan (8.1 GW) under Phase II-Part E. | [7 empty] | As per Lum-sum |  | 0%
(SCHEDULE OF RATES AND PRICES : ERECTION CHARGES) | [7 empty] | AS per Percent |  | #REF!
[8 empty] | As per lum-sum on Sch-3 |  | 0%
Bidder’s Name and Address (Sole Bidder) : |  |  |  | To: |  |  |  | As per Percent on Sch-3 |  | #REF!
|  |  |  | Contracts Services, 3rd Floor |  |  |  | Total Discount |  | #REF!
Name : | …….. …….. …….. …….. …….. …….. |  |  | Power Grid Corporation of India Ltd.,
Address : | …….. …….. …….. …….. …….. …….. |  |  | "Saudamini", Plot No.-2
| …….. …….. …….. …….. …….. …….. |  |  | Sector-29, |  |  |  | Multipackage lum-sum |  | 0%
| …….. …….. …….. …….. …….. …….. |  |  | Gurgaon (Haryana) - 122001
[5 empty] | All Prices are in Indian Rupees. |  |  |  | Amount after Discount (Rs.) |  | Dis Alert | Amount after MPD (Rs.)
SI. No. | Description | Unit | Quantity | Unit Erection Charges | Total Erection Charges |  |  |  | Unit Erection Charges | Total Erection Charges |  | Unit Erection Charges | Total Erection Charges
1 | 2 | 3 | 4 | 5 | 6 = 4 x 5 |  |  |  | 5 | 6 = 4 x 5 |  | 5 | 6 = 4 x 5
#REF! | #REF!
#REF! | #REF!
| #REF! | #REF! | #REF! | #REF! | #REF!
| #REF! | #REF! | #REF! | #REF! | #REF!
#REF! | #REF! |  |  |  |  | (a) | Detailed Soil Investigation
| #REF! | #REF! | #REF! | #REF! | #REF! | (b) | All kinds of soil except fissured rock & hard rock
| #REF! | #REF! | #REF! | #REF! | #REF! | (e) | River Crossing Location
| #REF! | #REF! | #REF! | #REF! | #REF! | (f)
#REF! | #REF!
| #REF! | #REF! | #REF! | #REF! | #REF!
| #REF! | #REF! | #REF! | #REF! | #REF!
| #REF! | #REF! | #REF! | #REF! | #REF!
#REF! | #REF!
#REF! | #REF!
| #REF! | #REF! | #REF! | #REF! | #REF!
| #REF! | #REF! | #REF! | #REF! | #REF!
| #REF! | #REF! | #REF! | #REF! | #REF!
| #REF! | #REF! | #REF! | #REF! | #REF!
| #REF! | #REF! | #REF! | #REF! | #REF!
#REF! | #REF!
| #REF! | #REF! | #REF! | #REF! | #REF!
| #REF! | #REF! | #REF! | #REF! | #REF!
#REF! | #REF! | #REF! | #REF! | #REF! | #REF!
#REF! | #REF! | #REF! | #REF! | #REF! | #REF!
#REF! | #REF!
| #REF! | #REF! | #REF! | #REF! | #REF!
#REF! | #REF!
| #REF! | #REF! | #REF! | #REF! | #REF!
| #REF! | #REF! | #REF! | #REF! | #REF!
#REF! | #REF!
| #REF! | #REF! | #REF! | #REF! | #REF!
| #REF! | #REF! | #REF! | #REF! | #REF!
| #REF! | #REF! | #REF! | #REF! | #REF!
| #REF! | #REF! | #REF! | #REF! | #REF!
| #REF! | #REF! | #REF! | #REF! | #REF!
| #REF! | #REF! | #REF! | #REF! | #REF!
#REF!
| #REF! | #REF! | #REF! | #REF! | #REF!
| #REF! | #REF! | #REF! | #REF! | #REF!
| #REF! | #REF! | #REF! | #REF! | #REF!
| #REF! | #REF! | #REF! | #REF! | #REF!
#REF! | #REF!
#REF!
| #REF! | #REF! | #REF! | #REF! | #REF!
#REF! | #REF!
#REF! | #REF! | #REF! | #REF! | #REF! | #REF!
#REF! | #REF!
#REF! | #REF! | #REF! | #REF! | #REF! | #REF!
#REF! | #REF! | #REF! | #REF! | #REF! | #REF!
#REF! | #REF!
| #REF! | #REF! | #REF! | #REF! | #REF!
| Total Erection Price (A+B) |  |  |  | #REF!
Date : | --
Place : |  |  | Printed Name :
Designation :
Click for Sch-4

## Sch-4
Specification No.: CC/T/W-AIS/DOM/A06/23/02699 | [15 empty] | Schedule - 4
765kV AIS Extn. Substation Package SS-01 for (i) Construction of 2 nos. of 765kV line bays at Sikar II for Sikar II – Bhadla II 765kV D/c line (ii) Construction of 2 nos. of 765kV line bays at Bhadla II for Sikar II – Bhadla II 765kV D/c line associated with Transmission Scheme for evacuation of power from Solar Energy Zones in Rajasthan (8.1 GW) under Phase II-Part E.
(SCHEDULE OF RATES AND PRICES )
Bidder’s Name and Address (Sole Bidder) : | [14 empty] | To:
Contracts Services, 3rd Floor
Name : | …….. …….. …….. …….. …….. …….. | [13 empty] | Power Grid Corporation of India Ltd.,
Address : | …….. …….. …….. …….. …….. …….. | [13 empty] | "Saudamini", Plot No.-2
| …….. …….. …….. …….. …….. …….. | [13 empty] | Sector-29,
| …….. …….. …….. …….. …….. …….. | [13 empty] | Gurgaon (Haryana) - 122001
Training Charges for Training to be imparted
SI. No. | PR No | PR Line Item No | Activity Header | PR Activity No | Activity Description | Service Code | SAC (Service Accounting Codes) | Whether SAC in column '8’ is confirmed. If not indicate applicable the SAC * | Rate of GST applicable ( in %) | Whether rate of GST in column ‘4’ is confirmed. If not indicate applicable rate of GST * | Description | Unit | Quantity | Unit Training Charges excluding GST | Total Training Charges excluding GST | Total GST as confirmed by Bidder
1 | 2 | 3 | 4 | 5 | 6 | 7 | 8 | 9 | 10 | 11 | 12 | 13 | 14 | 15 | 16 = 14 x 15 | 17
[17 empty] | Revaluation of J column | Tax Calculation
NOT APPLICABLE | [16 empty] | Revaluation of J column | Tax Calculation
[15 empty] | Included | 0 | 0 | 0
[9 empty] | Total Training Charges | [5 empty] | 0 |  |  | 0
[9 empty] | Total GST as confirmed by Bidder | [6 empty] | 0
Date : | -- | [12 empty] | Printed Name :
Place : | [13 empty] | Designation :
Click for Sch-5

## Sch-4b (hidden)
Specification No.: CC/T/W-AIS/DOM/A06/23/02699 | [15 empty] | Schedule - 4b
765kV AIS Extn. Substation Package SS-01 for (i) Construction of 2 nos. of 765kV line bays at Sikar II for Sikar II – Bhadla II 765kV D/c line (ii) Construction of 2 nos. of 765kV line bays at Bhadla II for Sikar II – Bhadla II 765kV D/c line associated with Transmission Scheme for evacuation of power from Solar Energy Zones in Rajasthan (8.1 GW) under Phase II-Part E.
(SCHEDULE OF RATES AND PRICES )
Bidder’s Name and Address (Sole Bidder) : | [14 empty] | To:
Contracts Services, 3rd Floor
Name : | …….. …….. …….. …….. …….. …….. | [13 empty] | Power Grid Corporation of India Ltd.,
Address : | …….. …….. …….. …….. …….. …….. | [13 empty] | "Saudamini", Plot No.-2
| …….. …….. …….. …….. …….. …….. | [13 empty] | Sector-29,
| …….. …….. …….. …….. …….. …….. | [13 empty] | Gurgaon (Haryana) - 122001
Maintenance Charges during & after Defect Laibility Period
SI. No. | PR No | PR Line Item No | Activity Header | PR Activity No | Activity Description | Service Code | SAC (Service Accounting Codes) | Whether SAC in column '8’ is confirmed. If not indicate applicable the SAC * | Rate of GST applicable ( in %) | Whether rate of GST in column ‘4’ is confirmed. If not indicate applicable rate of GST * | Description | Unit | Quantity | Unit Maintenance Charges excluding GST | Total Maintenance Charges excluding GST | Total GST as confirmed by Bidder
1 | 2 | 3 | 4 | 5 | 6 | 7 | 8 | 9 | 10 | 11 | 12 | 13 | 14 | 15 | 16 = 14 x 15 | 17
| 0 | [15 empty] | Revaluation of P column | Tax Calculation
A. | #REF! | [15 empty] | Revaluation of P column | Tax Calculation
1 | [14 empty] | Included | 0 | 0 | 0
2 | [14 empty] | Included | 0 | 0 | 0
3 | [14 empty] | Included | 0 | 0 | 0
4 | [14 empty] | Included | 0 | 0 | 0
B. | #REF! | [15 empty] | Revaluation of P column | Tax Calculation
1 | [14 empty] | Included | 0 | 0 | 0
2 | [14 empty] | Included | 0 | 0 | 0
3 | [14 empty] | Included | 0 | 0 | 0
4 | [14 empty] | Included | 0 | 0 | 0
[9 empty] | Total Maintenance Charges during and after Defect Liabilty Period | [5 empty] | 0 |  |  | 0
[9 empty] | Total GST as confirmed by Bidder | [6 empty] | 0
Date : | -- | [12 empty] | Printed Name :
Place : | [13 empty] | Designation :
Click for Sch-5

## Sch-5
Specification No.: CC/T/W-AIS/DOM/A06/23/02699 |  |  |  | Schedule - 5
765kV AIS Extn. Substation Package SS-01 for (i) Construction of 2 nos. of 765kV line bays at Sikar II for Sikar II – Bhadla II 765kV D/c line (ii) Construction of 2 nos. of 765kV line bays at Bhadla II for Sikar II – Bhadla II 765kV D/c line associated with Transmission Scheme for evacuation of power from Solar Energy Zones in Rajasthan (8.1 GW) under Phase II-Part E.
(SUMMARY OF TAXES & DUTIES APPLICABLE ON PLANT & EQUIPMENT)
Bidder’s Name and Address (Sole Bidder) : |  |  | To:
Contracts Services, 3rd Floor
Name : | …….. …….. …….. …….. …….. …….. |  | Power Grid Corporation of India Ltd.,
Address : | …….. …….. …….. …….. …….. …….. |  | "Saudamini", Plot No.-2
| …….. …….. …….. …….. …….. …….. |  | Sector-29,
| …….. …….. …….. …….. …….. …….. |  | Gurgaon (Haryana) - 122001
Sl. No. | Item Nos. |  | Total Price (INR) |  | After Discount |  | After MPDiscount
1 | TOTAL GST ON GOODS |  |  |  | Excise Duty | #REF! | Excise Duty | #REF!
| Total GST for Supply of Goods (inter-alia including Type Test Charges) between the Contractor and the Employer (identified in Schedule 1') which are not included in the Ex-works price as per the provision of the Bidding Documents, as applicable. |  | 0
2 | TOTAL GST ON SERVICES |  |  |  | Sales Tax | 0 | Sales Tax | 0
| Total GST on Installation Services (Schedule-3), Training to be imparted in India (Schedule-4) |  | 0 |  | #REF! | 0 | #REF! | 0
| GRAND TOTAL [1+2] |  | 0 |  | Grand Total after Discount | #REF! | Grand Total after MPD | #REF!
Date : | -- | Printed Name :
Place : |  | Designation :
Click for Sch-6

## Sch-5 Dis (hidden)
Specification No.: CC/T/W-AIS/DOM/A06/23/02699 |  |  |  | Schedule - 5
765kV AIS Extn. Substation Package SS-01 for (i) Construction of 2 nos. of 765kV line bays at Sikar II for Sikar II – Bhadla II 765kV D/c line (ii) Construction of 2 nos. of 765kV line bays at Bhadla II for Sikar II – Bhadla II 765kV D/c line associated with Transmission Scheme for evacuation of power from Solar Energy Zones in Rajasthan (8.1 GW) under Phase II-Part E.
SUMMARY OF TAXES & DUTIES APPLICABLE ON GOODS
Bidder’s Name and Address (Sole Bidder) : |  |  | To:
Contracts Services, 3rd Floor
Name : | …….. …….. …….. …….. …….. …….. |  | Power Grid Corporation of India Ltd.,
Address : | …….. …….. …….. …….. …….. …….. |  | "Saudamini", Plot No.-2
| …….. …….. …….. …….. …….. …….. |  | Sector-29,
| …….. …….. …….. …….. …….. …….. |  | Gurgaon (Haryana) - 122001
Sl. No. | Item Nos. |  | Total Price (INR)
1 | TOTAL GST ON GOODS |  | 0
Total GST for Supply of Goods (inter-alia including Type Test Charges) between the Contractor and the Employer (identified in Schedule 1') which are not included in the Ex-works price as per the provision of the Bidding Documents, as applicable.
2 | TOTAL GST ON SERVICES |  | 0
Total GST on Installation Services (Schedule-3), Training to be imparted in India (Schedule-4a) and Maintenance Charges during and after Defect Liabilty Period (Schedule-4b)
| GRAND TOTAL [1+2] |  | 0
Date : | -- | Printed Name :
Place : |  | Designation :
Click for Sch-6

## Sch-6
Specification No.: CC/T/W-AIS/DOM/A06/23/02699 |  |  | Schedule - 6
765kV AIS Extn. Substation Package SS-01 for (i) Construction of 2 nos. of 765kV line bays at Sikar II for Sikar II – Bhadla II 765kV D/c line (ii) Construction of 2 nos. of 765kV line bays at Bhadla II for Sikar II – Bhadla II 765kV D/c line associated with Transmission Scheme for evacuation of power from Solar Energy Zones in Rajasthan (8.1 GW) under Phase II-Part E.
(GRAND SUMMARY)
Bidder’s Name and Address (Sole Bidder) : |  |  | To:
Contracts Services, 3rd Floor
Name : | …….. …….. …….. …….. …….. …….. |  | Power Grid Corporation of India Ltd.,
Address : | …….. …….. …….. …….. …….. …….. |  | "Saudamini", Plot No.-2
| …….. …….. …….. …….. …….. …….. |  | Sector-29,
| …….. …….. …….. …….. …….. …….. |  | Gurgaon (Haryana) - 122001
Sl. No. | Description |  | Total Price (INR)
1 | TOTAL SCHEDULE NO. 1 |  | 0
Ex-works price of Plant and Equipment including Type Test Charges
2 | TOTAL SCHEDULE NO. 2 |  | 0
Local Transportation, In-transit Insurance, loading & unloading
3 | TOTAL SCHEDULE NO. 3 |  | 0
Installation Charges
4 | TOTAL SCHEDULE NO. 4 |  | 0
Training Charges
4b | TOTAL SCHEDULE NO. 4b |  | 0
Maintenance Charges during & after Defect Laibility Period
5 | TOTAL SCHEDULE NO. 5 |  | 0
Taxes and Duties
6 | TOTAL SCHEDULE NO. 7 |  | 0
Type Test Charges [Total of this Schedule is included in Schedule - 1 above.]
| GRAND TOTAL [1+2+3+4+5] |  | 0
Date : | -- | Printed Name :
Place : |  | Designation :
Click for Sch-7

## Sch-6 After Discount
Specification No.: CC/T/W-AIS/DOM/A06/23/02699 |  |  | Schedule - 6 After Discount
765kV AIS Extn. Substation Package SS-01 for (i) Construction of 2 nos. of 765kV line bays at Sikar II for Sikar II – Bhadla II 765kV D/c line (ii) Construction of 2 nos. of 765kV line bays at Bhadla II for Sikar II – Bhadla II 765kV D/c line associated with Transmission Scheme for evacuation of power from Solar Energy Zones in Rajasthan (8.1 GW) under Phase II-Part E.
(GRAND SUMMARY)
Bidder’s Name and Address (Sole Bidder) : |  |  | To:
Contracts Services, 3rd Floor
Name : | …….. …….. …….. …….. …….. …….. |  | Power Grid Corporation of India Ltd.,
Address : | …….. …….. …….. …….. …….. …….. |  | "Saudamini", Plot No.-2
| …….. …….. …….. …….. …….. …….. |  | Sector-29,
| …….. …….. …….. …….. …….. …….. |  | Gurgaon (Haryana) - 122001
Sl. No. | Description |  | Total Price (INR)
1 | TOTAL SCHEDULE NO. 1 |  | 0
Ex-works price of Plant and Equipment including Type Test Charges
2 | TOTAL SCHEDULE NO. 2 |  | 0
Local Transportation, In-transit Insurance, loading & unloading
3 | TOTAL SCHEDULE NO. 3 |  | 0
Installation Charges
4 | TOTAL SCHEDULE NO. 4 |  | 0
Training Charges
4b | TOTAL SCHEDULE NO. 4b |  | 0
Maintenance Charges during & after Defect Laibility Period
5 | TOTAL SCHEDULE NO. 5 |  | 0
Taxes and Duties
6 | TOTAL SCHEDULE NO. 7 |  | 0
Type Test Charges [Total of this Schedule is included in Schedule - 1 above.]
| GRAND TOTAL [1+2+3+4+5] |  | 0
Date : | -- | Printed Name :
Place : |  | Designation :
Click for Sch-7

## Sch-7
Specification No.: CC/T/W-AIS/DOM/A06/23/02699 | [11 empty] | Schedule 7
765kV AIS Extn. Substation Package SS-01 for (i) Construction of 2 nos. of 765kV line bays at Sikar II for Sikar II – Bhadla II 765kV D/c line (ii) Construction of 2 nos. of 765kV line bays at Bhadla II for Sikar II – Bhadla II 765kV D/c line associated with Transmission Scheme for evacuation of power from Solar Energy Zones in Rajasthan (8.1 GW) under Phase II-Part E. | [15 empty] | As per Lum-sum |  | 0%
(SCHEDULE OF RATES AND PRICES ) | [15 empty] | AS per Percent |  | #REF!
[16 empty] | As per lum-sum on Sch-7 |  | 0%
Bidder’s Name and Address (Sole Bidder) : | [9 empty] | To: | [5 empty] | As per Percent on Sch-7 |  | #REF!
[10 empty] | Contracts Services, 3rd Floor | [5 empty] | Total Discount |  | #REF!
Name : | [7 empty] | …….. …….. …….. …….. …….. …….. |  | Power Grid Corporation of India Ltd.,
Address : | [7 empty] | …….. …….. …….. …….. …….. …….. |  | "Saudamini", Plot No.-2
[8 empty] | …….. …….. …….. …….. …….. …….. |  | Sector-29, | [5 empty] | Multipackage Discount |  | 0%
[8 empty] | …….. …….. …….. …….. …….. …….. |  | Gurgaon (Haryana) - 122001
Type tests on Earthwire, Hardwar Fittings & accessories of conductor & earthwire:
SL. NO. | PR No | Line Item No | Code | HSN Code | Whether HSN in column ‘2’ is confirmed. If not indicate applicable the HSN code * | Rate of GST applicable ( in %) | Whether rate of GST in column ‘4’ is confirmed. If not indicate applicable rate of GST * | Description of Test | Unit | Quantity | Unit Test Charge | Total Test Charges (Rs.) | Total GST as confirmed by Bidder | Revaluation of M column | Tax Calculation |  | Total Test Charges After Discount (Rs.) |  | Dis Alert | Total Test Charges After MPD (Rs.)
1 | 2 | 3 | 4 | 5 | 6 | 7 | 8 | 9 | 10 | 11 | 12 | 13 = 10 x 11 | 14
I
1 | [11 empty] | Included | 0 | 0 | 0
2 | [11 empty] | Included | 0 | 0 | 0
NOT APPLICABLE
[8 empty] | TOTAL TYPE TEST CHARGES |  |  |  | 0
[8 empty] | Total GST as confirmed by Bidder |  |  |  |  | 0
Date : |  |  |  | -- |  |  |  |  | Printed Name :
Place : | [8 empty] | Designation :
Note : |  |  |  | Bidder should indicate the name of test laboratories where type tests are proposed to be conducted
Specification No.: CC/T/W-AIS/DOM/A06/23/02699
765kV AIS Extn. Substation Package SS-01 for (i) Construction of 2 nos. of 765kV line bays at Sikar II for Sikar II – Bhadla II 765kV D/c line (ii) Construction of 2 nos. of 765kV line bays at Bhadla II for Sikar II – Bhadla II 765kV D/c line associated with Transmission Scheme for evacuation of power from Solar Energy Zones in Rajasthan (8.1 GW) under Phase II-Part E. | [7 empty] | 0 | 0
(SCHEDULE OF RATES AND PRICES ) | [7 empty] | 0 | 0
Bidder’s Name and Address (Sole Bidder) :
[8 empty] | 0 | 0
Name : | [7 empty] | …….. …….. …….. …….. …….. …….. | 0
Address : | [7 empty] | …….. …….. …….. …….. …….. …….. | 0
[8 empty] | …….. …….. …….. …….. …….. …….. | 0
[8 empty] | …….. …….. …….. …….. …….. …….. | 0
SL. NO. | [7 empty] | Description of Test | #REF!
#REF! | [7 empty] | #REF! | #REF!
#REF! | [7 empty] | #REF!
#REF! | [7 empty] | #REF! | #REF!
#REF! | [7 empty] | #REF! | #REF!
[8 empty] | #REF! | #REF!
#REF! | [7 empty] | #REF!
#REF! | [7 empty] | #REF!
#REF! | [7 empty] | #REF!
#REF! | [7 empty] | #REF! | #REF!
#REF! | [7 empty] | #REF! | #REF!
#REF! | [7 empty] | #REF! | #REF!
#REF! | [7 empty] | #REF! | #REF!
[8 empty] | #REF! | #REF!
#REF! | [7 empty] | #REF!
#REF! | [7 empty] | #REF! | #REF!
#REF! | [7 empty] | #REF! | #REF!
#REF! | [7 empty] | #REF! | #REF!
#REF! | [7 empty] | #REF! | #REF!
[8 empty] | #REF! | #REF!
#REF! | [7 empty] | #REF!
#REF! | [7 empty] | #REF! | #REF!
#REF! | [7 empty] | #REF! | #REF!
#REF! | [7 empty] | #REF! | #REF!
[8 empty] | #REF! | #REF!
#REF! | [7 empty] | #REF!
#REF! | [7 empty] | #REF! | #REF!
#REF! | [7 empty] | #REF! | #REF!
#REF! | [7 empty] | #REF! | #REF!
[8 empty] | #REF! | #REF!
#REF! | [7 empty] | #REF!
#REF! | [7 empty] | #REF! | #REF!
#REF! | [7 empty] | #REF! | #REF!
#REF! | [7 empty] | #REF! | #REF!
#REF! | [7 empty] | #REF! | #REF!
[8 empty] | #REF! | #REF!
[8 empty] | #REF! | #REF!
#REF! | [7 empty] | #REF!
#REF! | [7 empty] | #REF!
#REF! | [7 empty] | #REF! | #REF!
#REF! | [7 empty] | #REF! | #REF!
#REF! | [7 empty] | #REF! | #REF!
[8 empty] | #REF! | #REF!
[8 empty] | #REF! | #REF!
#REF! | [7 empty] | #REF!
#REF! | [7 empty] | #REF!
#REF! | [7 empty] | #REF! | #REF!
#REF! | [7 empty] | #REF! | #REF!
#REF! | [7 empty] | #REF! | #REF!
#REF! | [7 empty] | #REF! | #REF!
#REF! | [7 empty] | #REF! | #REF!
[8 empty] | #REF! | #REF!
#REF! | [7 empty] | #REF!
#REF! | [7 empty] | #REF! | #REF!
#REF! | [7 empty] | #REF! | #REF!
#REF! | [7 empty] | #REF! | #REF!
#REF! | [7 empty] | #REF! | #REF!
#REF! | [7 empty] | #REF! | #REF!
#REF! | [7 empty] | #REF! | #REF!
[8 empty] | #REF! | #REF!
#REF! | [7 empty] | #REF!
#REF! | [7 empty] | #REF! | #REF!
#REF! | [7 empty] | #REF! | #REF!
#REF! | [7 empty] | #REF! | #REF!
#REF! | [7 empty] | #REF! | #REF!
#REF! | [7 empty] | #REF! | #REF!
#REF! | [7 empty] | #REF! | #REF!
#REF! | [7 empty] | #REF! | #REF!
#REF! | [7 empty] | #REF! | #REF!
#REF! | [7 empty] | #REF! | #REF!
[8 empty] | #REF! | #REF!
#REF! | [7 empty] | #REF!
#REF! | [7 empty] | #REF! | #REF!
#REF! | [7 empty] | #REF! | #REF!
#REF! | [7 empty] | #REF! | #REF!
[8 empty] | #REF! | #REF!
#REF! | [7 empty] | #REF!
#REF! | [7 empty] | #REF! | #REF!
#REF! | [7 empty] | #REF! | #REF!
#REF! | [7 empty] | #REF! | #REF!
[8 empty] | #REF! | #REF!
#REF! | [7 empty] | #REF!
#REF! | [7 empty] | #REF! | #REF!
#REF! | [7 empty] | #REF! | #REF!
[8 empty] | #REF! | #REF!
#REF! | [7 empty] | #REF!
#REF! | [7 empty] | #REF! | #REF!
#REF! | [7 empty] | #REF! | #REF!
#REF! | [7 empty] | #REF! | #REF!
#REF! | [7 empty] | #REF! | #REF!
#REF! | [7 empty] | #REF! | #REF!
#REF! | [7 empty] | #REF! | #REF!
[8 empty] | #REF! | #REF!
#REF! | [7 empty] | #REF!
#REF! | [7 empty] | #REF! | #REF!
#REF! | [7 empty] | #REF! | #REF!
#REF! | [7 empty] | #REF! | #REF!
#REF! | [7 empty] | #REF! | #REF!
#REF! | [7 empty] | #REF!
#REF! | [7 empty] | #REF! | #REF!
#REF! | [7 empty] | #REF! | #REF!
#REF! | [7 empty] | #REF! | #REF!
#REF! | [7 empty] | #REF! | #REF!
[8 empty] | #REF! | #REF!
[8 empty] | #REF! | #REF!
[8 empty] | #REF! | #REF!
Click for Bid Form 2nd Envelope

## Sch-7 Dis (hidden)
Specification No.: CC/T/W-AIS/DOM/A06/23/02699
765kV AIS Extn. Substation Package SS-01 for (i) Construction of 2 nos. of 765kV line bays at Sikar II for Sikar II – Bhadla II 765kV D/c line (ii) Construction of 2 nos. of 765kV line bays at Bhadla II for Sikar II – Bhadla II 765kV D/c line associated with Transmission Scheme for evacuation of power from Solar Energy Zones in Rajasthan (8.1 GW) under Phase II-Part E. | [6 empty] | As per Lum-sum |  | 0%
(SCHEDULE OF RATES AND PRICES : TYPE TEST CHARGES) | [6 empty] | AS per Percent |  | #REF!
[7 empty] | As per lum-sum on Sch-7 |  | 0%
Bidder’s Name and Address (Sole Bidder) : |  |  |  | To: |  |  | As per Percent on Sch-7 |  | #REF!
|  |  |  | Contracts Services, 3rd Floor |  |  | Total Discount |  | #REF!
Name : | …….. …….. …….. …….. …….. …….. |  |  | Power Grid Corporation of India Ltd.,
Address : | …….. …….. …….. …….. …….. …….. |  |  | "Saudamini", Plot No.-2
| …….. …….. …….. …….. …….. …….. |  |  | Sector-29, |  |  | Multipackage Discount |  | 0%
| …….. …….. …….. …….. …….. …….. |  |  | Gurgaon (Haryana) - 122001
Type Tests on Earthwire
SL. NO. | Description of Test | Unit | Quantity | Unit Test Charge | Total Test Charges (Rs.) |  |  | Total Test Charges After Discount (Rs.) |  | Dis Alert | Total Test Charges After MPD (Rs.)
I | #REF!
(a) | #REF! | #REF! | #REF! | #REF! | #REF!
(b) | #REF! | #REF! | #REF! | #REF! | #REF!
| Sub-Total (I) |  |  |  | #REF!
| TOTAL TEST CHARGES (I) |  |  |  | #REF!
[7 empty] | Discount Sche-7 | #REF! |  | MPD Sche-7 | #REF!
[7 empty] | Dis Alert | #REF!
Signature :
Date : | -- | Printed Name :
Place : |  | Designation :
Common Seal :
Note : | Bidder should indicate the name of test laboratories where type tests are proposed to be conducted
Specification No.: CC/T/W-AIS/DOM/A06/23/02699
765kV AIS Extn. Substation Package SS-01 for (i) Construction of 2 nos. of 765kV line bays at Sikar II for Sikar II – Bhadla II 765kV D/c line (ii) Construction of 2 nos. of 765kV line bays at Bhadla II for Sikar II – Bhadla II 765kV D/c line associated with Transmission Scheme for evacuation of power from Solar Energy Zones in Rajasthan (8.1 GW) under Phase II-Part E. | 0 | 0 |  |  |  | 0
(SCHEDULE OF RATES AND PRICES : TYPE TEST CHARGES) | 0 | 0 |  |  |  | 0
Bidder’s Name and Address (Sole Bidder) : | [5 empty] | 0
| 0 | 0 |  |  |  | 0
Name : | …….. …….. …….. …….. …….. …….. | 0 |  |  |  | 0
Address : | …….. …….. …….. …….. …….. …….. | 0 |  |  |  | 0
| …….. …….. …….. …….. …….. …….. | 0 |  |  |  | 0
| …….. …….. …….. …….. …….. …….. | 0 |  |  |  | 0
SL. NO. | Description of Test | 0
#REF! | #REF! | #REF!
#REF! | #REF!
#REF! | #REF! | #REF!
#REF! | #REF! | #REF!
| #REF! | #REF!
#REF! | #REF!
#REF! | #REF!
#REF! | #REF!
#REF! | #REF! | #REF!
#REF! | #REF! | #REF!
#REF! | #REF! | #REF!
#REF! | #REF! | #REF!
| #REF! | #REF!
#REF! | #REF!
#REF! | #REF! | #REF!
#REF! | #REF! | #REF!
#REF! | #REF! | #REF!
#REF! | #REF! | #REF!
| #REF! | #REF!
#REF! | #REF!
#REF! | #REF! | #REF!
#REF! | #REF! | #REF!
#REF! | #REF! | #REF!
| #REF! | #REF!
#REF! | #REF!
#REF! | #REF! | #REF!
#REF! | #REF! | #REF!
#REF! | #REF! | #REF!
| #REF! | #REF!
#REF! | #REF!
#REF! | #REF! | #REF!
#REF! | #REF! | #REF!
#REF! | #REF! | #REF!
#REF! | #REF! | #REF!
| #REF! | #REF!
| #REF! | #REF!
#REF! | #REF!
#REF! | #REF!
#REF! | #REF! | #REF!
#REF! | #REF! | #REF!
#REF! | #REF! | #REF!
| #REF! | #REF!
| #REF! | #REF!
#REF! | #REF!
#REF! | #REF!
#REF! | #REF! | #REF!
#REF! | #REF! | #REF!
#REF! | #REF! | #REF!
#REF! | #REF! | #REF!
#REF! | #REF! | #REF!
| #REF! | #REF!
#REF! | #REF!
#REF! | #REF! | #REF!
#REF! | #REF! | #REF!
#REF! | #REF! | #REF!
#REF! | #REF! | #REF!
#REF! | #REF! | #REF!
#REF! | #REF! | #REF!
| #REF! | #REF!
#REF! | #REF!
#REF! | #REF! | #REF!
#REF! | #REF! | #REF!
#REF! | #REF! | #REF!
#REF! | #REF! | #REF!
#REF! | #REF! | #REF!
#REF! | #REF! | #REF!
#REF! | #REF! | #REF!
#REF! | #REF! | #REF!
#REF! | #REF! | #REF!
| #REF! | #REF!
#REF! | #REF!
#REF! | #REF! | #REF!
#REF! | #REF! | #REF!
#REF! | #REF! | #REF!
| #REF! | #REF!
#REF! | #REF!
#REF! | #REF! | #REF!
#REF! | #REF! | #REF!
#REF! | #REF! | #REF!
| #REF! | #REF!
#REF! | #REF!
#REF! | #REF! | #REF!
#REF! | #REF! | #REF!
| #REF! | #REF!
#REF! | #REF!
#REF! | #REF! | #REF!
#REF! | #REF! | #REF!
#REF! | #REF! | #REF!
#REF! | #REF! | #REF!
#REF! | #REF! | #REF!
#REF! | #REF! | #REF!
| #REF! | #REF!
#REF! | #REF!
#REF! | #REF! | #REF!
#REF! | #REF! | #REF!
#REF! | #REF! | #REF!
#REF! | #REF! | #REF!
#REF! | #REF!
#REF! | #REF! | #REF!
#REF! | #REF! | #REF!
#REF! | #REF! | #REF!
#REF! | #REF! | #REF!
| #REF! | #REF!
| #REF! | #REF!
| #REF! | #REF!
Click for Bid Form 2nd Envelope

## Discount
AAABBAAAABBf
Specification No.: CC/T/W-AIS/DOM/A06/23/02699 |  |  |  |  | Letter of Discount
LETTER OF DISCOUNT
To:
Contract Services
Power Grid Corporation of India Ltd.,
"Saudamini", Plot No.-2
Sector-29, (near IFFCO Chowk)
Gurgaon (Haryana) - 122001
Subject : |  | 765kV AIS Extn. Substation Package SS-01 for (i) Construction of 2 nos. of 765kV line bays at Sikar II for Sikar II – Bhadla II 765kV D/c line (ii) Construction of 2 nos. of 765kV line bays at Bhadla II for Sikar II – Bhadla II 765kV D/c line associated with Transmission Scheme for evacuation of power from Solar Energy Zones in Rajasthan (8.1 GW) under Phase II-Part E.
Dear Sir
With reference to the subject tender, we hereby offer unconditional discount on the prices quoted by us as per details given here below : | [6 empty] | Eq Weightage of Rs/ % | Final Discount Factor
| 1 | Discount on lum-sum basis on total price quoted by us without Taxes & Duties. [The discount shall be proportionately applicable on all the items of all the Schdules i.e. Sch-1 (without type test charges), Sch-2, Sch-3, Sch-4a, Sch-4b & Sch-7] In Rs. |  |  |  | 0 | 0%
| 2 | Discount on percent basis on total price quoted by us without Taxes & Duties. [The discount shall be applicable on all the items of all the Schdules i.e. Sch-1 (without type test charges), Sch-2 , Sch-3, Sch-4a, Sch-4b & Sch-7] In Percent (%) |  |  |  | 0 | 0%
| 3 | Discount on lum-sum basis on the Schedules as given below : [The discount shall be proportionately applicable on all the relevent items of the respective Schdules.] In Rs.
|  | Schedule-1 : Ex works prices |  | In Rs. |  | 0 | 0% | Schedule-1 : Ex-Works Price | 0%
|  | Schedule-2 : Freight & Insurance |  | In Rs. |  | 0 | 0% | Schedule-2 : Freight & Insurance | 0%
|  | Schedule-3 : Erection Charges |  | In Rs. |  | 0 | 0% | Schedule-3 : Erection Charges | 0%
|  | Schedule-4a : Training Charges |  | In Rs. |  | 0 | 0% | Schedule-4a : Training Charges | 0%
|  | Schedule-4b : Maintenance Charges during and after DLP |  | In Rs. |  | 0 | 0% | Schedule-4b : Maintenance Charges | 0%
|  | Schedule-7 : Type Test Charges |  | In Rs. |  | 0 | 0% | Schedule-7 : Type Test Charges | 0%
| 4 | Discount on percent basis on the Schedules as given below : [The discount shall be applicable on all the relevent items of the respective Schdules.] In Percent (%)
|  | Schedule-1 : Ex works prices |  | In Percent (%) |  | 0 | 0%
|  | Schedule-2 : Freight & Insurance |  | In Percent (%) |  | 0 | 0%
|  | Schedule-3 : Erection Charges |  | In Percent (%) |  | 0 | 0%
|  | Schedule-4a : Training Charges |  | In Percent (%) |  | 0 | 0%
|  | Schedule-4b : Maintenance Charges during and after DLP |  | In Percent (%) |  | 0 | 0%
|  | Schedule-7 : Type Test Charges |  | In Percent (%) |  | 0 | 0%
Discount(s) offered at sl. No. 1 to 4 will get displayed and accounted for automatically in the respective items of the Schedules.
| 5 | We hereby offer Multi-package discount as given below:
Multi-Package Discount(s) offered at sl. No. 5 will not get automatically accounted for in the respective items of the Schedules. The same shall be worked out saparately for evaluation.
Please consider this letter of discount as the integral part of our price bid.
Thanking you, we remain,
Yours faithfully,
For and on behalf of …….. …….. …….. …….. …….. ……..
Date : |  | -- | Printed Name :
Place : |  |  | Designation :
Click for Bid Form

## Octroi (hidden)
Details of Octroi
Sl No. | Description of Items | Amount on which Octroi is applicable | Rate of Octroi | Octroi
(1) | (2) | (3) | (4) | (5) =(3) x (4)
1 |  |  |  | 0
2 |  |  |  | 0
3 |  |  |  | 0
4 |  |  |  | 0
5 |  |  |  | 0
6 |  |  |  | 0
7 |  |  |  | 0
8 |  |  |  | 0
9 |  |  |  | 0
10 |  |  |  | 0
| Total |  |  | 0
Back to Sch 5

## Entry Tax (hidden)
Details of Entry Tax
Sl No. | Description of Items | Amount on which Entry Tax is applicable | Rate of Entry Tax | Entry Tax
(1) | (2) | (3) | (4) | (5) =(3) x (4)
1 |  |  |  | 0
2 |  |  |  | 0
3 |  |  |  | 0
4 |  |  |  | 0
5 |  |  |  | 0
6 |  |  |  | 0
7 |  |  |  | 0
8 |  |  |  | 0
9 |  |  |  | 0
10 |  |  |  | 0
| Total |  |  | 0
Back to Sch 5

## Other Taxes & Duties (hidden)
Details of Other Taxes & Duties
Sl No. | Description of Items | Amount on which Other Taxes & Duties are applicable | Description of Taxes & Duties | Rate of Taxes & Duties | Amount of Taxes & Duties
(1) | (2) | (3) | (4) | (5) | (6) =(3) x (4)
1 |  |  |  |  | 0
2 |  |  |  |  | 0
3 |  |  |  |  | 0
4 |  |  |  |  | 0
5 |  |  |  |  | 0
6 |  |  |  |  | 0
7 |  |  |  |  | 0
8 |  |  |  |  | 0
9 |  |  |  |  | 0
10 |  |  |  |  | 0
| Total |  |  |  | 0
Back to Sch 5

## Bid Form 2nd Envelope
Specification No.: CC/T/W-AIS/DOM/A06/23/02699 |  |  |  | Bid Form 2nd Envelope |  | Sole Bidder |  |  |  | 1 | st |  | 1 | January
[6 empty] | 0 |  |  |  | 2 | nd |  | 2 | February
BID FORM (Second Envelope) | [9 empty] | 3 | rd |  | 3 | March
[10 empty] | 4 | th |  | 4 | April
Bid Proposal Ref. No. | [9 empty] | 5 | th |  | 5 | May
Date : | -- | [8 empty] | 6 | th | #VALUE! | 6 | June
[10 empty] | 7 | th | #VALUE! | 7 | July
To: | [9 empty] | 8 | th | #VALUE! | 8 | August
Contracts Services, 3rd Floor | [9 empty] | 9 | th | #VALUE! | 9 | September
Power Grid Corporation of India Ltd., | [9 empty] | 10 | th |  | 10 | October
"Saudamini", Plot No.-2 | [9 empty] | 11 | th |  | 11 | November
Sector-29, | [9 empty] | 12 | th |  | 12 | December
Gurgaon (Haryana) - 122001 | [9 empty] | 13 | th
[10 empty] | 14 | th
Name of Contract : | 765kV AIS Extn. Substation Package SS-01 for (i) Construction of 2 nos. of 765kV line bays at Sikar II for Sikar II – Bhadla II 765kV D/c line (ii) Construction of 2 nos. of 765kV line bays at Bhadla II for Sikar II – Bhadla II 765kV D/c line associated with Transmission Scheme for evacuation of power from Solar Energy Zones in Rajasthan (8.1 GW) under Phase II-Part E. | [8 empty] | 15 | th
Dear Ladies and/or Gentlemen, | [9 empty] | 16 | th
1 | In continuation of First Envelope of our Bid, we hereby submit the Second Envelope of the Bid, both of which shall be read together and in conjunction with each other, and shall be construed as an integral part of our Bid. Accordingly, we the undersigned, offer to design, manufacture, test, deliver, install and commission (including carrying out Trial Operation, Performance & Guarantee Test as per provision of Technical Specification) under the above-named package in full conformity with the said Bidding Documents for the sum of Rs. 0 (Rs. Zero Only ) or such other sums as may be determined in accordance with the terms and conditions of the Bidding Documents. |  |  |  |  | In continuation of First Envelope of our Bid, we hereby submit the Second Envelope of the Bid, both of which shall be read together and in conjunction with each other, and shall be construed as an integral part of our Bid. Accordingly, we the undersigned, offer to design, manufacture, test, deliver, install and commission (including carrying out Trial Operation, Performance & Guarantee Test as per provision of Technical Specification) under the above-named package in full conformity with the said Bidding Documents for the sum of Rs. | or such other sums as may be determined in accordance with the terms and conditions of the Bidding Documents. | 0 | (Rs. Zero Only ) | 17 | th
| The above amounts are in accordance with the price schedules attached herewith and are made part of this bid. | [8 empty] | 18 | th
2 | Price Schedules | [8 empty] | 19 | th
2.1 | In line with the requirements of the Bidding documents, we enclose herewith the following Price Schedules, duly filled - in as per your proforma: | [8 empty] | 20 | th
| Schedule 1 | Plant and Equipment (Including Mandatory Spare Parts) to be supplied, including Type Test Charges. | [7 empty] | 21 | st
| Schedule 2 | Local Transportation, In-transit Insurance, loading and unloading | [7 empty] | 22 | th
| Schedule 3 | Installation Charges. | [7 empty] | 23 | th
| Schedule 4 | Training charges for training to be imparted. | [7 empty] | 24 | th
| Schedule 4b | Maintenance Charges during & after Defect Laibility Period.
| Schedule 5 | Taxes and Duties not included in Schedule 1 | [7 empty] | 25 | th
| Schedule 6 | Grand Summary [Schedule 1to 5] | [7 empty] | 26 | th
| Schedule 7 | Break-up of Type Test Charges for Type Tests to be conducted | [7 empty] | 27 | th
2.2 | We are aware that the Price Schedules do not generally give a full description of the Work to be performed under each item and we shall be deemed to have read the Technical Specifications and other sections of the Bidding Documents and Drawings to ascertain the full scope of Work included in each item while filling-in the rates and prices. We agree that the entered rates and prices shall be deemed to include for the full scope as aforesaid, including overheads and profit. | [8 empty] | 28 | th
2.3 | We declare that as specified in Clause 11.5, Section –II:ITB, Vol.-I of the Bidding Documents, prices quoted by us in the Price Schedules shall be subject to Price Adjustment during the execution of Contract in accordance with Appendix-2 (Price Adjustment) to the Contract Agreement. | [8 empty] | 29 | th
2.4 | We understand that in the price schedules, where there are errors between the total of the amounts given under the column for the price Breakdown and the amount given under the Total Price, the former shall prevail and the latter will be corrected accordingly. We further understand that where there are discrepancies between amounts stated in figures and amounts stated in words, the amount stated in words shall prevail. Similarly, any discrepancy in the total bid price and that of the summation of Schedule price (price indicated in a Schedule indicating the total of that schedule), the total bid price shall be corrected to reflect the actual summation of the Schedule prices. | [8 empty] | 30 | th
2.5 | We declare that items left blank in the Schedules will be deemed to have been included in other items. The TOTAL for each Schedule and the TOTAL of Grand Summary shall be deemed to be the total price for executing the Facilities and sections thereof in complete accordance with the Contract, whether or not each individual item has been priced. | [8 empty] | 31 | st
3 | We confirm that except as otherwise specifically provided our Bid Prices in this Second Envelope include all taxes, duties, levies and charges as may be assessed on us/our Associate (applicable for Foreign Bidder), our Sub-Contractor/Sub-Vendor or their employees by all municipal, state or national government authorities in connection with the Facilities, in and outside of India.
3.1 | 100% of applicable Taxes and Duties i.e GST which are payable by the Employer under the Contract, shall be reimbursed by the Employer on production of satisfactory documentary evidence by the Contractor in accordance with the provisions of the Bidding Documents.
3.2 | We further understand that notwithstanding 3.0 above, in case of award on us, you shall also bear and pay/reimburse to us, GST applicable on supplies by us to you, imposed on the Plant & Equipment including Mandatory Spare Parts to be incorporated into the Facilities including Type Test charges for Type test to be conducted specified in Schedule No. 1, Installation Services specified in Schedule No. 3, Charges for Training to be imparted specified in Schedule No. 4a and Maintenance Charges during & after Defect Laibility Period specified in Schedule No. 4b of the Price Schedule in this Second Envelope by the Indian Laws.
3.3 | We confirm that we have also registered/we shall also get registered in the GST Network with a GSTIN, in all the states where the project is located and the states from which we shall make our supply of goods.
4 | # (For Joint Venture only) We, the partners of Joint Venture submitting this bid, do agree and confirm that in case of Award of Contract on the Joint Venture, we shall be jointly and severally liable and responsible for the execution of the Contract in accordance with Contract terms and conditions. |  |  |  | 1
5 | We, hereby, declare that only the persons or firms interested in this proposal as principals are named here and that no other persons or firms other than those mentioned herein have any interest in this proposal or in the Contract to be entered into, if the award is made on us, that this proposal is made without any connection with any other person, firm or party likewise submitting a proposal is in all respects for and in good faith, without collusion or fraud.
Thanking you, we remain,
Yours faithfully,
For and on behalf of …….. …….. …….. …….. …….. ……..
Signature :
Date : | -- |  | Printed Name :
Place : |  |  | Designation :
Common Seal :
In case of bid from a Joint Venture, name & designation of representative of JV partner is to be provided and Bid Form is also to be signed by him.
Please provide additional information of the Bidder
Business Address :
Country of Incorporation :
State/Province to be indicated :
Name of Principal Officer :
Address of Principal Officer :
Note: Bidders may note that no prescribed proforma has been enclosed for Attachment 2 : Power of Attorney. Bidders may use their own proforma for furnishing the required information with the bid.
* * *
Back to Cover Page

## Q & C (2) (hidden)
STATEMENT OF QUOTED / CORRECTED PRICES
All Figures are in Rupees
Bidder |  | 0
Sl. No. | Price Component | Quoted Price | Corrected Price
1 | TOTAL SCHEDULE NO. 1:Ex-Works Price of Plant and Equipment including Type Test Charges | 0 |  | 0
2 | TOTAL SCHEDULE NO.2: Local Transportation, Insurance and other Incidental Services. | 0 |  | 0
3 | TOTAL SCHEDULE NO.3: Installation Charges | 0 |  | 0
4 | TOTAL SCHEDULE NO.4: Training Charges | Not Applicable |  | Not Applicable
5 | TOTAL BID PRICE: (Excluding Taxes & Duties) | 0 |  | 0
6 | DISCOUNT | #REF! |  | #REF! | #REF!
7 | NET BID PRICE (Excluding Taxes & Duties) | #REF! |  | #REF!
8 | TAXES & DUTIES PAYABLE ADDITIONALLY
| A) EXCISE DUTY | 0 |  | 0
| B) CENTRAL SALES TAX | 0 |  | 0
| C) VAT | #REF! |  | 0
| D) ENTRY TAX / OCTROI | #REF! |  | 0
E) OTHERS
| F) TOTAL TAXES & DUTIES | #REF! |  | 0
8 | TOTAL BID PRICE (INCLUDING TAXES & DUTIES) | #REF! |  | 0
9 | TOTAL SCHEDULE NO.7: Type Test Charges [Total of this Schedule is included in Schedule-1 above] | 0 |  | 0
I) | Bidder has indicated the following taxes and duties additionally applicable for their bid:
| Excise Duty % as |  |  |  | Excise Duty
| CST % as |  |  |  | CST
| #REF! |  |  |  | VAT | #REF! | #REF!
| #REF! |  |  |  | Entry Tax/ Octroi | #REF! | #REF!
| Others as |  |  |  | Others
II) | With regard to Entry Tax, it may be mentioned that the substations covered under the subject pacakge falls in State of MP, where an entry tax @ 2% of Purchase Price is applicable. In view of the above, the taxes and duties inter-alia including entry tax applicable for the bids are calculated :
a) | Ex-Works Price of Direct Supplies (after discount, if any) |  | Rs. | 0
b) | Excise Duty, as applicable on (a) above at the rate : | 10% | Rs. | 0
c) | Amount on which Sales Tax is applicable | 0 |  | 0
d) | CST, as applicable on (a) + ED (b) above at the rate : | 2% | Rs. | 0
e) | VAT, as applicable on (a) + ED (b) above at the rate : | 1% |  | 0
f) | Others [……………………………………………] |  | Rs.
g) | Purchase Price for Entry Tax (Total Ex-Works+F&I+ED+CST+Others) |  | Rs. | 0
h) | Entry Tax, as applicable on (e) above at the rate : |  | Rs. | 0
765kV AIS Extn. Substation Package SS-01 for (i) Construction of 2 nos. of 765kV line bays at Sikar II for Sikar II – Bhadla II 765kV D/c line (ii) Construction of 2 nos. of 765kV line bays at Bhadla II for Sikar II – Bhadla II 765kV D/c line associated with Transmission Scheme for evacuation of power from Solar Energy Zones in Rajasthan (8.1 GW) under Phase II-Part E. |  | Statement of Quoted / Corrected Prices |  | Page
Spec. No. | Specification No.: CC/T/W-AIS/DOM/A06/23/02699

## Q & C (hidden)
STATEMENT OF QUOTED / CORRECTED PRICES
All Figures are in Rupees
Bidder |  | …….. …….. …….. …….. …….. ……..
Sl. No. | Price Component | Quoted Price | Corrected Price
1 | TOTAL SCHEDULE NO. 1:Ex-Works Price of Plant and Equipment including Type Test Charges | 0 |  | 0
2 | TOTAL SCHEDULE NO.2: Local Transportation, Insurance and other Incidental Services. | 0 |  | 0
3 | TOTAL SCHEDULE NO.3: Installation Charges | 0 |  | 0
4 | TOTAL SCHEDULE NO.4: Training Charges | Not Applicable |  | Not Applicable
5 | TOTAL BID PRICE: (Excluding Taxes & Duties) | 0 |  | 0
6 | DISCOUNT | #REF! |  | #REF!
7 | NET BID PRICE (Excluding Taxes & Duties) | #REF! |  | #REF!
8 | TAXES & DUTIES PAYABLE ADDITIONALLY
| A) EXCISE DUTY | #REF! |  | 0
| B) CENTRAL SALES TAX /VAT | #REF! |  | #REF!
| C) ENTRY TAX / OCTROI | #REF! |  | #REF!
| D) OTHERS | #REF! |  | 0
| E) TOTAL TAXES & DUTIES | #REF! |  | #REF!
8 | TOTAL BID PRICE (INCLUDING TAXES & DUTIES) | #REF! |  | #REF!
9 | TOTAL SCHEDULE NO.7: Type Test Charges [Total of this Schedule is included in Schedule-1 above] | 0 |  | 0
I) | Bidder has indicated the following taxes and duties additionally applicable for their bid:
a) | Excise Duty |  | Rs. | #REF!
b) | CST /VAT |  | Rs. | #REF!
c) | Entry Tax / Octroi |  | Rs. | #REF!
d) | Others |  | Rs. | #REF!
II) | Bidder has offered following discount(s)
III) | With regard to Entry Tax, it may be mentioned that the substations covered under the subject pacakge falls in State of MP, where an entry tax @ 1% of Purchase Price is applicable. In view of the above, the taxes and duties inter-alia including entry tax applicable for the bids are calculated : |  |  |  | Details of dicounts
a) | Ex-Works Price of Direct Supplies (after discount, if any) |  | Rs. | 0 | Gross LS | #REF! | #REF! | #REF! | Gross % | #REF! | #REF! | #REF!
b) | Excise Duty @ 10.3% of (a) above |  | Rs. | 0 |  |  |  | #REF! |  |  |  | #REF!
c) | CST / VAT @ 2% of Ex-Works of Direct Supplies (a) + ED (b) above |  | Rs. | #REF! | Sch-1 Direct LS | #REF! | #REF! | #REF! | Sch-1 Direct % | #REF! | #REF! | #REF!
d) | Others |  | Rs. |  | Sch-1 BO LS | #REF! | #REF! | #REF! | Sch-1 BO % | #REF! | #REF! | #REF!
e) | Purchase Price for Entry Tax (Total Ex-Works+F&I+ED+CST+Others) |  | Rs. | #REF! | Sch-2 LS | #REF! | #REF! | #REF! | Sch-2 % | #REF! | #REF! | #REF!
f) | Entry Tax @ 1% of (e) above |  | Rs. | #REF! | Sch-3 LS | #REF! | #REF! | #REF! | Sch-3 % | #REF! | #REF! | #REF!
[5 empty] | Sch-7 LS | #REF! | #REF! | #REF! | Sch-7 % | #REF! | #REF! | #REF!
765kV AIS Extn. Substation Package SS-01 for (i) Construction of 2 nos. of 765kV line bays at Sikar II for Sikar II – Bhadla II 765kV D/c line (ii) Construction of 2 nos. of 765kV line bays at Bhadla II for Sikar II – Bhadla II 765kV D/c line associated with Transmission Scheme for evacuation of power from Solar Energy Zones in Rajasthan (8.1 GW) under Phase II-Part E. |  | Statement of Quoted / Corrected Prices |  | Page | Different Manner | #REF!
[5 empty] | Text for Discount | #REF!
#REF!
#REF!

## N to W (hidden)
0
Rs. Zero Only
0
0
0
0
0
0
1 | One
2 | Two
3 | Three
4 | Four
5 | Five
6 | Six
7 | Seven
8 | Eight
9 | Nine
10 | Ten
11 | Eleven
12 | Twelve
13 | Thirteen
14 | Fourteen
15 | Fifteen
16 | Sixteen
17 | Seventeen
18 | Eighteen
19 | Nineteen
20 | Twenty
21 | Twenty One
22 | Twenty Two
23 | Twenty Three
24 | Twenty Four
25 | Twenty Five
26 | Twenty Six
27 | Twenty Seven
28 | Twenty Eight
29 | Twenty Nine
30 | Thirty
31 | Thirty One
32 | Thirty Two
33 | Thirty Three
34 | Thirty Four
35 | Thirty Five
36 | Thirty Six
37 | Thirty Seven
38 | Thirty Eight
39 | Thirty Nine
40 | Forty
41 | Forty One
42 | Forty Two
43 | Forty Three
44 | Forty Four
45 | Forty Five
46 | Forty Six
47 | Forty Seven
48 | Forty Eight
49 | Forty Nine
50 | Fifty
51 | Fifty One
52 | Fifty Two
53 | Fifty Three
54 | Fifty Four
55 | Fifty Five
56 | Fifty Six
57 | Fifty Seven
58 | Fifty Eight
59 | Fifty Nine
60 | Sixty
61 | Sixty One
62 | Sixty Two
63 | Sixty Three
64 | Sixty Four
65 | Sixty Five
66 | Sixty Six
67 | Sixty Seven
68 | Sixty Eight
69 | Sixty Nine
70 | Seventy
71 | Seventy One
72 | Seventy Two
73 | Seventy Three
74 | Seventy Four
75 | Seventy Five
76 | Seventy Six
77 | Seventy Seven
78 | Seventy Eight
79 | Seventy Nine
80 | Eighty
81 | Eighty One
82 | Eighty Two
83 | Eighty Three
84 | Eighty Four
85 | Eighty Five
86 | Eighty Six
87 | Eighty Seven
88 | Eighty Eight
89 | Eighty Nine
90 | Ninety
91 | Ninety One
92 | Ninety Two
93 | Ninety Three
94 | Ninety Four
95 | Ninety Five
96 | Ninety Six
97 | Ninety Seven
98 | Ninety Eight
99 | Ninety Nine
100 | One Hundred