## Basic (hidden)
Package Name | GIS Substation Package SS-93 for Execution of 400kV & 220kV GIS bays for Extension of 765/400/220kV Pune (Shikrapur) GIS Substation under Western Region Expansion Scheme – XXVI (WRES-XXVI).
Direct
Package Code | SS93 | Bought-out
Specification No. | 5002002255/GIS-EXCLUDING/DOM/A04-CC CS -5

## Cover
REV_01
Price Schedules | GIS Substation Package SS-93 for Execution of 400kV & 220kV GIS bays for Extension of 765/400/220kV Pune (Shikrapur) GIS Substation under Western Region Expansion Scheme – XXVI (WRES-XXVI). |  | GIS Substation Package SS-93
5002002255/GIS-EXCLUDING/DOM/A04-CC CS -5
| 1 | Fill up only green shaded cells in Sch-1, Sch-2, Sch-3, Sch-5, Sch-7 and Bid Form 2nd Envelope.
| 2 | All the cells in Sch-4 & Sch-6 are auto filled, therefore no cell is required to be filled up there.
| 3 | Instructions / error messages, if any, will be displayed automatically after selecting the cell.
| 4 | After filling up all the schedues, save the file, take print out of all the schedules and Bid form and sign & stamp and submit them as hard copy of the 2nd envelope (Price part) of the bid. Also ensure to submit the soft copy of the the same file on CD/ DVD.
पावर ग्रिड कारपोरेशन ऑफ इण्डिया लिमिटेड
(भारत सरकार का उद्यम)
Power Grid Corporation of India Limited
(A Government of India Enterprises)
Click to skip Instructions & Proceed
Click for Detailed General Instructions
General guidelines for filling up the Price Schedules, Sch-1 to Sch-7

## Instructions (hidden)
General Instruction to the Bidders for filling up this workbook of Price Schedules for Package TW13
I | While filling up the worksheets following may please be observed :
| (i) | Fill up only green shaded cells.
| (ii) | Certain data type entries have been restricted, such as Numeric values or limits of numeric values.
| (iii) | Select only the options provided in pull down menus.
| (iv) | Do not link any cell of this work book with any other work book.
| (v) | Do not use copy & paste or cut & paste options for filling up the data.
| (vi) | Do not reformat any of the cell of the work book.
II | This Workbook consists of following worksheets :
Cover :
Opening page of the workbook.
Names of Bidder :
| ● | Select Sole Bidder or JV (Joint Venture) from the pull down menu. Do not leave this cell blank.
| ● | Select nos. of the JV Partners other than the Lead Partner from drop down menu.
| ● | In case of JV partners more than 2, enter details of 3rd & more partners along with details of 2nd partner.
| ● | Fill up names and address of the Sole Bidder and /or Joint Venture.
| ● | Fill up date in dd-mm-yyyy format from drop down menu.
| ● | Click for Sch-1 given at the right top of the worksheet to go to Sch-1.
Sch-1 (Ex-works Prices) :
| ● | Fill up unit rates for all the items in numeric values greater than 0 (zero). If unit rate is left blank, the corresponding item shall be deemed to be included in the total price.
| ● | Corresponding cell for mode of transaction shall be come enable only after filling up the unit rate, therefore first fill up the unit rate and then mode of transaction for the corresponding item.
| ● | Select either Direct or Bought-out from the drop down menu. Do not leave the cell blank the same shall be deemed to be Bought-out if the cell is left blank.
| ● | Total amount shall get calculated automatically.
| ● | Type Test charges shall appear automatically after filling up Sch-7 appropriately.
Sch-2 (Freight & Insurance Charges) :
| ● | Fill up unit rates for all the items in numeric values greater than 0 (zero). If unit rate is left blank, the corresponding item shall be deemed to be included in the total price.
| ● | Total amount shall get calculated automatically.
Sch-3 (Erection Charges) :
| ● | Fill up unit rates for all the items in numeric values greater than 0 (zero). If unit rate is left blank, the corresponding item shall be deemed to be included in the total price.
| ● | Total amount shall get calculated automatically.
Sch-4 (Training Charges) :
| ● | Not applicable, hence no cell is required to be filled up.
Sch-5 (Summary of Taxes and Duties applicable on the Goods) :
| ● | Fill up applicable rate of Excise Duty. The amount of Excise Duty on the items mentioned as Direct in the mode of transaction in Schedule-1 shall be calculated automatically at the rate mentioned by the bidder here.
| ● | Segregate and fill up the amount on which Sales Tax shall be applicable out of Ex-works supply items mentioned as direct in the mode of transaction in Schedule-1. Applicable Excise Duty on this amount will be calculated automatically at the rate mentioned by the bidder. Further, fill up the rate of applicable Sales Tax. Amount of Sales Tax shall be automatically calculated on the amount mentioned by the bidder as subjected to Sales Tax plus applicable Excise Duty at the rate mentioned by the Bidder.
| ● | Difference of total amount quoted by the bidder as Direct Transaction and the amount mentioned by him subjected to Sales Tax shall be considered as the amount on which VAT shall become applicable and the same shall be calculated & displayed automatically. Applicable Excise Duty on this amount at the rate mentioned by the bidder shall also be calculated & displayed automatically. Fill up the rate of applicable VAT. The amount of VAT shall be calculated automatically on the amount considered to be subjected to VAT plus applicable Excise Duty at the rate mentioned by the bidder here.
| ● | Amount as per details filled up by the bidder in the work sheets Entry Tax, Octroi and other Taxes & Duties shall be displayed in this work sheet Sch-5 but will not be added to the grand total and shall be considered as applicable.
| ● | Click at the links to go to the work sheets Entry Tax, Octroi and other Taxes & Duties one by one.
Entry Tax :
| ● | Fill the description, amount and rate of applicable Entry Tax. Total of this worksheet shall be displayed in Sch -5 (Taxes & Duties)
| ● | Click at the link to go back to Sch-5.
OCTROI :
| ● | Fill the description, amount and rate of applicable Octroi. Total of this worksheet shall be displayed in Sch -5 (Taxes & Duties)
| ● | Click at the link to go back to Sch-5.
Other Taxes & Duties :
| ● | Fill the description, amount and rate of applicable Other Taxes & Duties. Total of this worksheet shall be displayed in Sch -5 (Taxes & Duties)
| ● | Click at the link to go back to Sch-5.
Sch -6 :
| ● | Summary of all the Schedules without considering discount (mentioned in the work sheet discount) shall be displayed automatically.
| ● | No cell is required to be filled in by the bidder in this worksheet.
Sch-7 (Type Test Charges) :
| ● | Fill up the rates & location where type tests are proposed.
| ● | Total of this Sch-7 shall automatically appear in Sch-1.
Bid form 2nd Envelope :
| ● | Fill up ref. no. as bidder's ref no. of this letter.
| ● | This letter shall consider the net price as per Sch-6 (After Discount).
| ● | Fill up names & Designation of the representatives of other JV partner(s) if the bidder is JV (Joint Venture) .
| ● | Fill up additional information as required.
* * *
Happy Bidding !
Click to Proceed

## Names of Bidder
GIS Substation Package SS-93 for Execution of 400kV & 220kV GIS bays for Extension of 765/400/220kV Pune (Shikrapur) GIS Substation under Western Region Expansion Scheme – XXVI (WRES-XXVI).
5002002255/GIS-EXCLUDING/DOM/A04-CC CS -5 |  |  |  | Sole Bidder | 1
|  |  |  | JV (Joint Venture) | Other Partner
Enter following details of the bidder
Specify type of Bidder [Select from drop down menu] | Sole Bidder |  | 1 | 0
Name of Sole Bidder
Address of Sole Bidder
Name of other Partner - 2 (more, if any) | …….. …….. …….. …….. …….. ……..
Address of other Partner - 2 (more, if any) | …….. …….. …….. …….. …….. ……..
…….. …….. …….. …….. …….. ……..
…….. …….. …….. …….. …….. ……..
Printed Name
Designation
Date |  | 31
Place
Click for Sch-1

## Sch-1
5002002255/GIS-EXCLUDING/DOM/A04-CC CS -5 | [12 empty] | Schedule-1
GIS Substation Package SS-93 for Execution of 400kV & 220kV GIS bays for Extension of 765/400/220kV Pune (Shikrapur) GIS Substation under Western Region Expansion Scheme – XXVI (WRES-XXVI).
(SCHEDULE OF RATES AND PRICES)
BIDDER:
0 | [9 empty] | To: | [9 empty] | 1
Bidder’s Name and Address (Sole Bidder) : | [9 empty] | Contract Services | [9 empty] | 0
Name : | [9 empty] | Power Grid Corporation of India Ltd., | [9 empty] | #REF!
Address : | [9 empty] | "Saudamini", Plot No.-2 | [9 empty] | #REF!
Sector-29,
Gurgaon (Haryana) - 122001
Plant and Equipment (including Mandatory Spares Parts) to be supplied, including Type Test Charges for Tests to be conducted.
(All Prices are in Indian Rupees)
SI. No. | PR No | PR Line Item No | Activity Description | Material Code | HSN Code | Whether HSN in column ‘6’ is confirmed. If not indicate applicable the HSN code # | Rate of GST applicable ( in %) | Whether rate of GST in column ‘8’ is confirmed. If not indicate applicable rate of GST # | Item Description | Unit | Qty. | Unit Ex-Works Price (excluding GST) | Total Ex-Works Price (excluding GST)
1 | 2 | 3 | 4 | 5 | 6 | 7 | 8 | 9 | 10 | 11 | 12 | 13 | 14 = 12 X 13 | [7 empty] | 91
I | Extn. of 765/400/220kV Pune GIS S/S
1 | 7000016866 | 10 | 400kV GIS EQUIPMENT | 1000032802 | 85359030 |  | 18 |  | 420KV, 4000A,63KA GIS BUSBAR MODULE EXTENSION | SET | 2 |  | INCLUDED | 0 | 0 | 0 | 0 | 0 | 0
2 | 7000016866 | 20 | 400kV GIS EQUIPMENT | 1000032796 | 85389000 |  | 18 |  | 420KV, 3150A, 63KA SF6 TO AIR BUSHING including support structure | SET | 6 |  | INCLUDED | 0 | 0 | 0 | 0 | 0 | 0
3 | 7000016866 | 30 | 400kV GIS EQUIPMENT | 1000059207 | 85359030 |  | 18 |  | 420KV, 3000A, 63KA, SINGLE PHASE, SF6 GAS INSULATED BUS DUCT (GIB)OUTSIDE GIS HALL ALONGWITH ASSOCIATED SUPPORT STRUCTURE, ETC. AS PERTECHNICAL SPECIFICATION | M | 300 |  | INCLUDED | 0 | 0 | 0 | 0 | 0 | 0
4 | 7000016866 | 40 | 400kV GIS EQUIPMENT | 1000004637 | 85359030 |  | 18 |  | 420kV, 3150 A, 63 kA, SF6 GIS ICT feederbay module as per Section-Project,Technical specification | SET | 2 |  | INCLUDED | 0 | 0 | 0 | 0 | 0 | 0
5 | 7000016866 | 50 | 400kV AIS Equipment | 1000020419 | 85354010 |  | 18 |  | 336kV Surge Arrester (1-phase) | EA | 6 |  | INCLUDED | 0 | 0 | 0 | 0 | 0 | 0
6 | 7000016866 | 60 | 400kV AIS Equipment | 1000004401 | 85462040 |  | 18 |  | 420 kV, 1 phase Bus Post Insulator (except for Line Traps) | EA | 6 |  | INCLUDED | 0 | 0 | 0 | 0 | 0 | 0
7 | 7000016866 | 70 | 220 KV GIS Equipments | 1000001691 | 85359030 |  | 18 |  | 245kV, 1600 A, 50 kA, SF6 GIS Linefeeder bay module as perSection-Project, Technicalspecification | SET | 4 |  | INCLUDED | 0 | 0 | 0 | 0 | 0 | 0
8 | 7000016866 | 80 | 220 KV GIS Equipments | 1000029503 | 85389000 |  | 18 |  | 245kV, 1600A, 50kA Single phase SF6 to Air Bushing | EA | 12 |  | INCLUDED | 0 | 0 | 0 | 0 | 0 | 0
9 | 7000016866 | 90 | 220 KV GIS Equipments | 1000001690 | 85359030 |  | 18 |  | 245kV, 1600 A, 50 kA, SF6 GIS ICT feederbay module as per Section-Project,Technical specification | SET | 2 |  | INCLUDED | 0 | 0 | 0 | 0 | 0 | 0
10 | 7000016866 | 100 | 220 KV GIS Equipments | 1000001838 | 85359030 |  | 18 |  | 245 kV, 3000A, 50kA, SF6 GIS Bus barmodule as per Section-Project,Technical specification | SET | 2 |  | INCLUDED | 0 | 0 | 0 | 0 | 0 | 0
11 | 7000016866 | 110 | 220 KV GIS Equipments | 1000001840 | 85359030 |  | 18 |  | 245kV, 3000 A, 50 kA, SF6 GIS Buscoupler bay module as perSection-Project, Technicalspecification | SET | 1 |  | INCLUDED | 0 | 0 | 0 | 0 | 0 | 0
12 | 7000017320 | 10 | 220 KV GIS Equipments | 1000001693 | 85389000 |  | 18 |  | 245kV,1600A, 50kA,3 Single phase/3Phase, SF6 Gas Insulated Bus Duct (GIB)outside GIS Hall alongwith associatedsupport structure(Quantity mentionedhere is for 3 Phase type) | M | 150 |  | INCLUDED | 0 | 0 | 0 | 0 | 0 | 0
13 | 7000016866 | 130 | 220kV AIS Equipment | 1000001772 | 85359090 |  | 18 |  | 245 kV, 4400pf Capacitive Voltage Transformer (1- Phase) | EA | 12 |  | INCLUDED | 0 | 0 | 0 | 0 | 0 | 0
14 | 7000016866 | 140 | 220kV AIS Equipment | 1000020417 | 85354010 |  | 18 |  | 216kV Surge Arrester (1-phase) | EA | 18 |  | INCLUDED | 0 | 0 | 0 | 0 | 0 | 0
15 | 7000016866 | 150 | 220kV AIS Equipment | 1000001695 | 85462040 |  | 18 |  | 245 kV, 1 phase Bus Post Insulator (except for Line Traps) | EA | 12 |  | INCLUDED | 0 | 0 | 0 | 0 | 0 | 0
16 | 7000016866 | 160 | 220kV AIS Equipment | 1000001694 | 85462040 |  | 18 |  | 245 kV ,1 phase Bus Post Insulators for Line Traps | EA | 24 |  | INCLUDED | 0 | 0 | 0 | 0 | 0 | 0
17 | 7000016866 | 170 | Testing & Maintenance Equipment | 1000025329 | 90318000 |  | 18 |  | Portable Partial Discharge measurement test kitwith all necessary accessories,Industrial Grade Laptop and licensedsoftware as per Technicalspecification. | EA | 1 |  | INCLUDED | 0 | 0 | 0 | 0 | 0 | 0
18 | 7000016866 | 180 | Control & Relay Panel | 1000002165 | 85371000 |  | 18 |  | 400kV Circuit Breaker Relay Panel with Auto Reclose (with Automation) | EA | 2 |  | INCLUDED | 0 | 0 | 0 | 0 | 0 | 0
19 | 7000016866 | 190 | Control & Relay Panel | 1000004274 | 85371000 |  | 18 |  | 400kV Transformer Protection Panel (For both HV & MV side)-(withAutomation) | EA | 2 |  | INCLUDED | 0 | 0 | 0 | 0 | 0 | 0
20 | 7000016866 | 200 | Control & Relay Panel | 1000001330 | 85371000 |  | 18 |  | 220kV Line Protection Panel (with Automation) | EA | 4 |  | INCLUDED | 0 | 0 | 0 | 0 | 0 | 0
21 | 7000016866 | 210 | Control & Relay Panel | 1000001170 | 85371000 |  | 18 |  | 220kV Circuit Breaker Relay Panel with Auto Reclose (with Automation) | EA | 7 |  | INCLUDED | 0 | 0 | 0 | 0 | 0 | 0
22 | 7000016866 | 220 | Control & Relay Panel | 1000025391 | 82032000 |  | 18 |  | Relay Test kit | EA | 1 |  | INCLUDED | 0 | 0 | 0 | 0 | 0 | 0
23 | 7000016866 | 230 | Control & Relay Panel | 1000001166 | 85371000 |  | 18 |  | 220kV Bus Bar Protection Panel (Single)-(with Automation) | SET | 1 |  | INCLUDED | 0 | 0 | 0 | 0 | 0 | 0
24 | 7000016866 | 240 | Substation Automation System | 1000003409 | 85371000 |  | 18 |  | Augmentation of Substation automation System for 400kV Main bay as perTechnical Specification | EA | 2 |  | INCLUDED | 0 | 0 | 0 | 0 | 0 | 0
25 | 7000016866 | 250 | Substation Automation System | 1000001333 | 85371000 |  | 18 |  | Augmentation of Substation automation System for 220kV bay as perTechnical Specification | EA | 7 |  | INCLUDED | 0 | 0 | 0 | 0 | 0 | 0
26 | 7000016866 | 260 | Air conditioning &ventilation system | 1000025963 | 84151090 |  | 28 |  | Air conditioning sys-400kV GIS Hall LCC | SET | 1 |  | INCLUDED | 0 | 0 | 0 | 0 | 0 | 0
27 | 7000016866 | 270 | Air conditioning &ventilation system | 1000032700 | 84151090 |  | 28 |  | AIRCONDITIONING SYSTEM FOR LCR IN 245KV GIS BUILDING | SET | 1 |  | INCLUDED | 0 | 0 | 0 | 0 | 0 | 0
28 | 7000016866 | 280 | Air conditioning &ventilation system | 1000022409 | 84159000 |  | 28 |  | Ventillation system for 400kV GIS Hall Ext | SET | 1 |  | INCLUDED | 0 | 0 | 0 | 0 | 0 | 0
29 | 7000016866 | 290 | Air conditioning &ventilation system | 1000022406 | 84159000 |  | 28 |  | Ventillation system for 220KV GIS Hall | SET | 1 |  | INCLUDED | 0 | 0 | 0 | 0 | 0 | 0
30 | 7000016866 | 300 | Pune END PLCC | 1000010014 | 85176210 |  | 18 |  | Coupling device for PLCC | SET | 2 |  | INCLUDED | 0 | 0 | 0 | 0 | 0 | 0
31 | 7000016866 | 310 | Pune END PLCC | 1000000046 | 85176210 |  | 18 |  | Carrier Equipment Analog type (for Speech+Data & Speech+Protection) | EA | 2 |  | INCLUDED | 0 | 0 | 0 | 0 | 0 | 0
32 | 7000016866 | 320 | Pune END PLCC | 1000017887 | 85176210 |  | 18 |  | Analog Protection Coupler for PLCC | EA | 2 |  | INCLUDED | 0 | 0 | 0 | 0 | 0 | 0
33 | 7000016866 | 330 | Pune END PLCC | 1000010638 | 85176210 |  | 18 |  | Digital Protection Coupler | EA | 2 |  | INCLUDED | 0 | 0 | 0 | 0 | 0 | 0
34 | 7000016866 | 340 | Pune END PLCC | 1000036908 | 85446020 |  | 18 |  | HF CABLE 75 OHMS FOR PLCC | KM | 1 |  | INCLUDED | 0 | 0 | 0 | 0 | 0 | 0
35 | 7000016866 | 350 | Pune END PLCC | 1000001568 | 85176210 |  | 18 |  | 220kV,1600A,0.5mH ,50kA Line Trap | EA | 8 |  | INCLUDED | 0 | 0 | 0 | 0 | 0 | 0
36 | 7000016866 | 360 | Khed City END PLCC | 1000010014 | 85176210 |  | 18 |  | Coupling device for PLCC | SET | 2 |  | INCLUDED | 0 | 0 | 0 | 0 | 0 | 0
37 | 7000016866 | 370 | Khed City END PLCC | 1000000046 | 85176210 |  | 18 |  | Carrier Equipment Analog type (for Speech+Data & Speech+Protection) | EA | 2 |  | INCLUDED | 0 | 0 | 0 | 0 | 0 | 0
38 | 7000016866 | 380 | Khed City END PLCC | 1000017887 | 85176210 |  | 18 |  | Analog Protection Coupler for PLCC | EA | 2 |  | INCLUDED | 0 | 0 | 0 | 0 | 0 | 0
39 | 7000016866 | 390 | Khed City END PLCC | 1000010638 | 85176210 |  | 18 |  | Digital Protection Coupler | EA | 2 |  | INCLUDED | 0 | 0 | 0 | 0 | 0 | 0
40 | 7000016866 | 400 | Khed City END PLCC | 1000036908 | 85446020 |  | 18 |  | HF CABLE 75 OHMS FOR PLCC | KM | 1 |  | INCLUDED | 0 | 0 | 0 | 0 | 0 | 0
41 | 7000016866 | 410 | Illumination(Outdoor) | 1000014547 | 85371000 |  | 18 |  | Lighting Panel type ACP-2 as per technical specification | EA | 2 |  | INCLUDED | 0 | 0 | 0 | 0 | 0 | 0
42 | 7000016866 | 420 | Illumination(Outdoor) | 1000038325 | 94059900 |  | 18 |  | LIGHTING FIXTURE LED LUMINAIRES TYPE FL2 AS PER TECH. SPECIFICATIONS | EA | 10 |  | INCLUDED | 0 | 0 | 0 | 0 | 0 | 0
43 | 7000016866 | 430 | Illumination(Outdoor) | 1000038387 | 94051090 |  | 18 |  | LED FLOOD LIGHT LUMINARIESTYPE FL-1 (150W) AS PER TECHNICALSPECIFICATION | EA | 10 |  | INCLUDED | 0 | 0 | 0 | 0 | 0 | 0
44 | 7000016866 | 440 | Illumination(Outdoor) | 1000001894 | 94059900 |  | 18 |  | Outdoor Power Receptacle for oilfiltration unit (250A) | EA | 1 |  | INCLUDED | 0 | 0 | 0 | 0 | 0 | 0
45 | 7000016866 | 450 | Illumination-Indoor | 1000013800 | 94059900 |  | 18 |  | Illumination system for 220KV GIS Hall | SET | 1 |  | INCLUDED | 0 | 0 | 0 | 0 | 0 | 0
46 | 7000016866 | 460 | Illumination-Indoor | 1000049467 | 94059900 |  | 18 |  | INDOOR LIGHTNING FOR GIS BUILDING (AS PER TECHNICAL SPECIFICATION) including AHU & Relay Rooms as applicable | SET | 1 |  | INCLUDED | 0 | 0 | 0 | 0 | 0 | 0
47 | 7000016866 | 470 | Erection Hardware | 1000011330 | 72169990 |  | 18 |  | Erection Hardware for 400kV DM type layout for GIS terminationarrangement-Transformer bay as per technical specification | SET | 2 |  | INCLUDED | 0 | 0 | 0 | 0 | 0 | 0
48 | 7000016866 | 480 | Erection Hardware | 1000011246 | 72169990 |  | 18 |  | Erection Hardware for 220kV DM-type layout for GIS terminationarrangement-Line bay as per technical specification | SET | 4 |  | INCLUDED | 0 | 0 | 0 | 0 | 0 | 0
49 | 7000016866 | 490 | Erection Hardware | 1000011252 | 72169990 |  | 18 |  | Erection Hardware for 220kV DM-type layout for GIS terminationarrangement-Transformer bay as per technical specification | SET | 2 |  | INCLUDED | 0 | 0 | 0 | 0 | 0 | 0
50 | 7000016866 | 500 | 220kV Insulator and Hardware | 1000055983 | 72169990 |  | 18 |  | 220KV TENSION INSULATOR STRING AND ASSOCIATED HARDWARE FITTINGS WITHTURN BUCKLE SUITABLE FOR TWIN CONDUCTOR | EA | 18 |  | INCLUDED | 0 | 0 | 0 | 0 | 0 | 0
51 | 7000016866 | 510 | 220kV Insulator and Hardware | 1000055977 | 72169990 |  | 18 |  | 220KV SUSPENSION INSULATOR STRING AND ASSOCIATED HARDWARE FITTINGSWITH THROUGH CLAMP SUITABLE FOR TWIN CONDUCTOR | EA | 6 |  | INCLUDED | 0 | 0 | 0 | 0 | 0 | 0
52 | 7000016866 | 520 | 220kV Insulator and Hardware | 1000055980 | 72169990 |  | 18 |  | 220KV TENSION INSULATOR STRING AND ASSOCIATED HARDWARE FITTINGSWITHOUT TURN BUCKLE SUITABLE FOR TWIN CONDUCTOR | EA | 6 |  | INCLUDED | 0 | 0 | 0 | 0 | 0 | 0
53 | 7000016866 | 530 | 220kV Insulator and Hardware | 1000055975 | 72169990 |  | 18 |  | 220KV SUSPENSION INSULATOR STRING AND ASSOCIATED HARDWARE FITTINGSWITH DROP CLAMP SUITABLE FOR TWIN CONDUCTOR | EA | 12 |  | INCLUDED | 0 | 0 | 0 | 0 | 0 | 0
54 | 7000016866 | 540 | Power Cable | 1000032030 | 85446090 |  | 18 |  | 220KV HV POWER CABLE ALONG WITH ACCESSORIES | KM | 3 |  | INCLUDED | 0 | 0 | 0 | 0 | 0 | 0
55 | 7000016866 | 550 | Power Cable | 1000031951 | 85446090 |  | 18 |  | 1.1KV GRADE 3.5CX300 SQMM (XLPE) POWER CABLE | KM | 0.25 |  | INCLUDED | 0 | 0 | 0 | 0 | 0 | 0
56 | 7000016866 | 560 | Power Cable | 1000031953 | 85446020 |  | 18 |  | 1.1KV GRADE 3.5CX35 SQMM (PVC) POWER CABLE | KM | 2.5 |  | INCLUDED | 0 | 0 | 0 | 0 | 0 | 0
57 | 7000016866 | 570 | Power Cable | 1000031957 | 85446020 |  | 18 |  | 1.1KV GRADE 3.5CX70 SQMM (PVC) POWER CABLE | KM | 2 |  | INCLUDED | 0 | 0 | 0 | 0 | 0 | 0
58 | 7000016866 | 580 | Power Cable | 1000031976 | 85446020 |  | 18 |  | 1.1KV GRADE 4CX16 SQMM (PVC) POWER CABLE | KM | 3 |  | INCLUDED | 0 | 0 | 0 | 0 | 0 | 0
59 | 7000016866 | 590 | Power Cable | 1000031985 | 85446020 |  | 18 |  | 1.1KV GRADE 4CX6 SQMM (PVC) POWER CABLE | KM | 3 |  | INCLUDED | 0 | 0 | 0 | 0 | 0 | 0
60 | 7000016866 | 600 | Power Cable | 1000031943 | 85446020 |  | 18 |  | 1.1KV GRADE 2CX6 SQMM (PVC) POWER CABLE | KM | 1 |  | INCLUDED | 0 | 0 | 0 | 0 | 0 | 0
61 | 7000016866 | 610 | Power Cable | 1000028468 | 85446020 |  | 18 |  | 220 KV OUTDOOR TERMINATION KIT SUITABLE FOR 220 KV XLPECABLE | SET | 12 |  | INCLUDED | 0 | 0 | 0 | 0 | 0 | 0
62 | 7000016866 | 620 | Power Cable | 1000032510 | 85446020 |  | 18 |  | STRUCTURES FOR 220 CABLE END TERMINATION(S) (1-PH) AS PER TECHNICALSPECIFICATION | SET | 6 |  | INCLUDED | 0 | 0 | 0 | 0 | 0 | 0
63 | 7000016866 | 630 | Power Cable | 1000033030 | 85446020 |  | 18 |  | 245KV CABLE TERMINATION KIT FOR GIS | EA | 12 |  | INCLUDED | 0 | 0 | 0 | 0 | 0 | 0
64 | 7000016866 | 650 | Foundation bolt | 1000012371 | 73082011 |  | 18 |  | Fabrication, galvanising and supply of 80mm dia foundation boltsincluding nuts, checknuts, washers and packplates | EA | 36 |  | INCLUDED | 0 | 0 | 0 | 0 | 0 | 0
65 | 7000016866 | 660 | Foundation bolt | 1000012368 | 73082011 |  | 18 |  | Fabrication, galvanising and supply of 40mm dia foundation boltsincluding nuts, checknuts, washers and packplates. | EA | 48 |  | INCLUDED | 0 | 0 | 0 | 0 | 0 | 0
66 | 7000016866 | 670 | Foundation bolt | 1000012366 | 73082011 |  | 18 |  | Fabrication, galvanising and supply of 28mm dia foundation boltsincluding nuts, checknuts, washers and packplates. | EA | 336 |  | INCLUDED | 0 | 0 | 0 | 0 | 0 | 0
67 | 7000016866 | 690 | Control Cable | 1000031964 | 85446020 |  | 18 |  | 1.1KV GRADE 3CX2.5 SQMM CONTROL CABLE | KM | 2.9 |  | INCLUDED | 0 | 0 | 0 | 0 | 0 | 0
68 | 7000016866 | 700 | Control Cable | 1000031987 | 85446020 |  | 18 |  | 1.1KV GRADE 5CX2.5 SQMM CONTROL CABLE | KM | 4.3 |  | INCLUDED | 0 | 0 | 0 | 0 | 0 | 0
69 | 7000016866 | 710 | Control Cable | 1000031887 | 85446020 |  | 18 |  | 1.1KV GRADE 10CX2.5 SQMM CONTROL CABLE | KM | 1.9 |  | INCLUDED | 0 | 0 | 0 | 0 | 0 | 0
70 | 7000016866 | 720 | Control Cable | 1000056264 | 85446020 |  | 18 |  | 1.1KV GRADE 19CX1.5 SQMM CONTROL CABLE | KM | 1.4 |  | INCLUDED | 0 | 0 | 0 | 0 | 0 | 0
71 | 7000016866 | 730 | Control Cable | 1000056265 | 85446020 |  | 18 |  | 1.1KV GRADE 27CX1.5 SQMM CONTROL CABLE | KM | 0.3 |  | INCLUDED | 0 | 0 | 0 | 0 | 0 | 0
72 | 7000016866 | 740 | Control Cable | 1000032049 | 85446020 |  | 18 |  | 4PAIR, 0.5 SQ.MM SCREENED CABLE | KM | 0.6 |  | INCLUDED | 0 | 0 | 0 | 0 | 0 | 0
73 | 7000016866 | 900 | Fire Fighting System | 1000012009 | 85311020 |  | 18 |  | Fire Detection and Alarm System for 220kV GIS Hall | SET | 1 |  | INCLUDED | 0 | 0 | 0 | 0 | 0 | 0
74 | 7000016866 | 910 | Fire Fighting System | 1000012069 | 84248990 |  | 18 |  | HVW spray system, Hydrant system and complete U/G & O/G piping andaccessories etc. out side the pump house for 500MVA , 400KV/220/33kV, 3-phase Autotransformer | SET | 2 |  | INCLUDED | 0 | 0 | 0 | 0 | 0 | 0
75 | 7000016866 | 920 | Fire Fighting System | 1000012010 | 85311020 |  | 18 |  | Fire Detection and Alarm System for 400kV GIS Hall | SET | 1 |  | INCLUDED | 0 | 0 | 0 | 0 | 0 | 0
76 | 7000016866 | 930 | Fire Fighting System | 1000012022 | 84241000 |  | 18 |  | 4.5 kg CO2 type Portable Fire extinguisher | EA | 8 |  | INCLUDED | 0 | 0 | 0 | 0 | 0 | 0
77 | 7000016866 | 940 | Fire Fighting System | 1000012024 | 84241000 |  | 18 |  | Fire Extinguisher Dry Chemical Powder Type(5 Kg) for control room. | EA | 4 |  | INCLUDED | 0 | 0 | 0 | 0 | 0 | 0
78 | 7000016866 | 950 | Fire Fighting System | 1000012037 | 84819090 |  | 18 |  | Hydrant system, complete U/G piping and accessories etc. outside thePump House for Fire Protection of 400/220kV (Ext) Substation | SET | 1 |  | INCLUDED | 0 | 0 | 0 | 0 | 0 | 0
79 | 7000016866 | 990 | 400kV Transfoemer | 1000025219 | 85049010 |  | 18 |  | On line insulating oil drying system (Cartridge type) (As per technicalspecification) | EA | 2 |  | INCLUDED | 0 | 0 | 0 | 0 | 0 | 0
80 | 7000016866 | 1000 | GIS Mandatory spares-400kV | 1000058332 | 85359030 |  | 18 |  | 400KV GIS-SF6 GAS PRESSURE RELIEF DEVICE ASSEMBLY OF EACH TYPE | EA | 1 |  | INCLUDED | 0 | 0 | 0 | 0 | 0 | 0
81 | 7000016866 | 1010 | GIS Mandatory spares-400kV | 1000049817 | 85359030 |  | 18 |  | SF6 PRESSURE GAUGE CUM SWITCH /DENSITY MONITORS AND PRESSURESWITCH AS APPLICABLE, OF EACH TYPE-400KV GIS | SET | 2 |  | INCLUDED | 0 | 0 | 0 | 0 | 0 | 0
82 | 7000016866 | 1020 | GIS Mandatory spares-400kV | 1000049753 | 85359030 |  | 18 |  | COUPLING DEVICE FOR PRESSURE GAUGE CUM SWITCH FOR CONNECTINGGAS HANDLING PLANT OF EACH TYPE-400KV GIS | SET | 1 |  | INCLUDED | 0 | 0 | 0 | 0 | 0 | 0
83 | 7000016866 | 1030 | GIS Mandatory spares-400kV | 1000049762 | 85359030 |  | 18 |  | RUBBER GASKETS, Ã‚â‚¬Å’OÃ‚â‚¬Â RINGS AND SEALS FOR SF6 GAS FOR GISENCLOSURE OF EACH TYPE-400KV GIS | SET | 2 |  | INCLUDED | 0 | 0 | 0 | 0 | 0 | 0
84 | 7000016866 | 1040 | GIS Mandatory spares-400kV | 1000058330 | 85359030 |  | 18 |  | 400KV GIS-MOLECULAR FILTER FOR SF6 GAS WITH FILTER BAGS (5 % OF TOTALWEIGHT) | SET | 1 |  | INCLUDED | 0 | 0 | 0 | 0 | 0 | 0
85 | 7000016866 | 1050 | GIS Mandatory spares-400kV | 1000049750 | 85359030 |  | 18 |  | CONTROL VALVES FOR SF6 GAS OF EACH TYPE-400KV GIS | SET | 2 |  | INCLUDED | 0 | 0 | 0 | 0 | 0 | 0
86 | 7000016866 | 1060 | GIS Mandatory spares-400kV | 1000058331 | 85359030 |  | 18 |  | 400KV GIS-SF6 GAS (5 % OF TOTAL GAS QUANTITY) | LOT | 1 |  | INCLUDED | 0 | 0 | 0 | 0 | 0 | 0
87 | 7000016866 | 1070 | GIS Mandatory spares-400kV | 1000049783 | 85359030 |  | 18 |  | LOCKING DEVICE TO KEEP THE DIS-CONNECTORS (ISOLATORS)AND EARTHING/FAST EARTHING SWITCHES IN CLOSE OR OPEN POSITION IN CASEOF REMOVAL OF THE DRIVING MECHANISM-400KV GIS | SET | 2 |  | INCLUDED | 0 | 0 | 0 | 0 | 0 | 0
88 | 7000016866 | 1080 | GIS Mandatory spares-400kV | 1000049505 | 85359030 |  | 18 |  | UHF PD SENSORS OF EACH TYPE ALONG WITH BNC CONNECTOR FOR 420KV GIS | EA | 3 |  | INCLUDED | 0 | 0 | 0 | 0 | 0 | 0
89 | 7000016866 | 1090 | GIS Mandatory spares-400kV | 1000058334 | 85359030 |  | 18 |  | 400KV GIS-SUPPORT INSULATORS (GAS THROUGH) OF EACH TYPE (COMPLETE WITHMETAL RING ETC.) ALONG WITH ASSOCIATED CONTACTS AND SHIELDS | EA | 3 |  | INCLUDED | 0 | 0 | 0 | 0 | 0 | 0
90 | 7000016866 | 1100 | GIS Mandatory spares-400kV | 1000058329 | 85359030 |  | 18 |  | 400KV GIS-GAS BARRIERS OF EACH TYPE (COMPLETE WITH METAL RING ETC.)ALONG WITH ASSOCIATED CONTACTS AND SHIELDS | EA | 3 |  | INCLUDED | 0 | 0 | 0 | 0 | 0 | 0
91 | 7000016866 | 1110 | GIS Mandatory spares-400kV | 1000058333 | 85359030 |  | 18 |  | 400KV GIS- 3150A SF6 TO AIR BUSHING COMPLETE IN ALL RESPECT | EA | 1 |  | INCLUDED | 0 | 0 | 0 | 0 | 0 | 0
92 | 7000016866 | 1120 | GIS Mandatory spares-400kV | 1000049498 | 85359030 |  | 18 |  | LCC SPARES - AUX. RELAYS, CONTACTORS,PUSH BUTTONS, SWITCHES,LAMPS,ANNUNCIATION WINDOWS, MCB, FUSES,TIMERS, TERMINAL BLOCKS ETC. OF EACHTYPE & RATING-400kV GIS | SET | 1 |  | INCLUDED | 0 | 0 | 0 | 0 | 0 | 0
93 | 7000016866 | 1130 | GIS Mandatory spares-400kV | 1000058317 | 85359030 |  | 18 |  | 400KV GIS-ONE POLE OF 3150A CIRCUIT BREAKER WITHOUT PIR WITHINTERRUPTER, MAIN CIRCUIT, ENCLOSURE AND OPERATING MECHANISM COMPLETEIN ALL RESPECT | SET | 1 |  | INCLUDED | 0 | 0 | 0 | 0 | 0 | 0
94 | 7000016866 | 1140 | GIS Mandatory spares-400kV | 1000058316 | 85359030 |  | 18 |  | 400KV GIS-ONE POLE OF 3150A CIRCUIT BREAKER WITH PIR WITH INTERRUPTER,MAIN CIRCUIT, ENCLOSURE AND OPERATING MECHANISM COMPLETE IN ALLRESPECT | SET | 1 |  | INCLUDED | 0 | 0 | 0 | 0 | 0 | 0
95 | 7000016866 | 1150 | GIS Mandatory spares-400kV | 1000021873 | 85389000 |  | 18 |  | Trip coil assembly with resistor for420kV GIS Circuit Breaker (asapplicable) | SET | 3 |  | INCLUDED | 0 | 0 | 0 | 0 | 0 | 0
96 | 7000016866 | 1160 | GIS Mandatory spares-400kV | 1000009208 | 85389000 |  | 18 |  | Closing coil assembly with resistor for420kV GIS Circuit Breaker (asapplicable) | SET | 3 |  | INCLUDED | 0 | 0 | 0 | 0 | 0 | 0
97 | 7000016866 | 1170 | GIS Mandatory spares-400kV | 1000058324 | 85359030 |  | 18 |  | RELAYS, POWER CONTACTORS, PUSH BUTTONS, TIMERS & MCBS ETC. (ASAPPLICABLE) OF EACH TYPE FOR 400KV GIS CIRCUIT BREAKER | SET | 1 |  | INCLUDED | 0 | 0 | 0 | 0 | 0 | 0
98 | 7000016866 | 1180 | GIS Mandatory spares-400kV | 1000007067 | 85389000 |  | 18 |  | Auxiliary switch assembly of each type for 420kV GIS Circuit Breaker | SET | 1 |  | INCLUDED | 0 | 0 | 0 | 0 | 0 | 0
99 | 7000016866 | 1190 | GIS Mandatory spares-400kV | 1000058323 | 85359030 |  | 18 |  | 400KV GIS CIRCUIT BREAKER-OPERATION COUNTER | EA | 1 |  | INCLUDED | 0 | 0 | 0 | 0 | 0 | 0
100 | 7000016866 | 1200 | GIS Mandatory spares-400kV | 1000058320 | 85359030 |  | 18 |  | 400KV GIS CIRCUIT BREAKER-HYDRAULIC OPERATING MECHANISM WITH DRIVEMOTOR (FOR HYDRAULIC OPERATED MECHANISM, IF APPLICABLE) | SET | 1 |  | INCLUDED | 0 | 0 | 0 | 0 | 0 | 0
101 | 7000016866 | 1210 | GIS Mandatory spares-400kV | 1000049759 | 85359030 |  | 18 |  | HYDRAULIC FILTER OF EACH TYPE (FOR HYDRAULIC OPERATED MECHANISM, IFPPLICABLE)-400KV GIS CIRCUIT BREKAER | SET | 1 |  | INCLUDED | 0 | 0 | 0 | 0 | 0 | 0
102 | 7000016866 | 1220 | GIS Mandatory spares-400kV | 1000058319 | 85359030 |  | 18 |  | 400KV GIS CIRCUIT BREAKER- HOSE PIPE OF EACH TYPE (AS APPLICABLE) (FORHYDRAULIC OPERATED MECHANISM, IF APPLICABLE) | SET | 1 |  | INCLUDED | 0 | 0 | 0 | 0 | 0 | 0
103 | 7000016866 | 1230 | GIS Mandatory spares-400kV | 1000058322 | 85359030 |  | 18 |  | 400KV GIS CIRCUIT BREAKER - N2 ACCUMULATOR (FOR HYDRAULIC OPERATEDMECHANISM, IF APPLICABLE) | SET | 1 |  | INCLUDED | 0 | 0 | 0 | 0 | 0 | 0
104 | 7000016866 | 1240 | GIS Mandatory spares-400kV | 1000049835 | 85359030 |  | 18 |  | VALVES OF EACH TYPE (FOR HYDRAULIC OPERATED MECHANISM, IFAPPLICABLE)-400KV GIS CIRCUIT BREKAER | SET | 1 |  | INCLUDED | 0 | 0 | 0 | 0 | 0 | 0
105 | 7000016866 | 1250 | GIS Mandatory spares-400kV | 1000049795 | 85359030 |  | 18 |  | PIPE LENGTH (COPPER & STEEL) OF EACH SIZE & TYPE (FOR HYDRAULICOPERATED MECHANISM, IF APPLICABLE)-400KV GIS CIRCUIT BREKAER | SET | 1 |  | INCLUDED | 0 | 0 | 0 | 0 | 0 | 0
106 | 7000016866 | 1260 | GIS Mandatory spares-400kV | 1000049808 | 85359030 |  | 18 |  | PRESSURE SWITCHES OF EACH TYPE (FOR HYDRAULIC OPERATED MECHANISM, IFAPPLICABLE)-400KV GIS CIRCUIT BREKAER | SET | 1 |  | INCLUDED | 0 | 0 | 0 | 0 | 0 | 0
107 | 7000016866 | 1270 | GIS Mandatory spares-400kV | 1000049805 | 85359030 |  | 18 |  | PRESSURE GAUGE WITH COUPLING DEVICE OF EACH TYPE (FOR HYDRAULICOPERATED MECHANISM, IF APPLICABLE)-400KV GIS CIRCUIT BREKAER | SET | 1 |  | INCLUDED | 0 | 0 | 0 | 0 | 0 | 0
108 | 7000016866 | 1280 | GIS Mandatory spares-400kV | 1000058321 | 85359030 |  | 18 |  | 400KV GIS CIRCUIT BREAKER-HYDRAULIC OIL (5% OF TOTAL OIL QUANTITY)(FOR HYDRAULIC OPERATED MECHANISM, IF APPLICABLE) | SET | 1 |  | INCLUDED | 0 | 0 | 0 | 0 | 0 | 0
109 | 7000016866 | 1290 | GIS Mandatory spares-400kV | 1000049799 | 85359030 |  | 18 |  | PRESSURE RELIEF DEVICE OF EACH TYPE (FOR HYDRAULIC OPERATED MECHANISM,IF APPLICABLE)-400KV GIS CIRCUIT BREKAER | SET | 1 |  | INCLUDED | 0 | 0 | 0 | 0 | 0 | 0
110 | 7000016866 | 1300 | GIS Mandatory spares-400kV | 1000058325 | 85359030 |  | 18 |  | 400KV GIS CIRCUIT BREAKER-COMPLETE SPRING OPERATING MECHANISMINCLUDING CHARGING MECHANISM ETC. (FOR SPRING OPERATED MECHANISM, IFAPPLICABLE) | SET | 1 |  | INCLUDED | 0 | 0 | 0 | 0 | 0 | 0
111 | 7000016866 | 1310 | GIS Mandatory spares-400kV | 1000058318 | 85359030 |  | 18 |  | 400KV GIS CIRCUIT BREAKER- COMPLETE HYDRAULIC-SPRING OPERATINGMECHANISM INCLUDING CHARGING MECHANISM ETC. (FOR HYDRAULIC-SPRINGOPERATED MECHANISM, IF APPLICABLE) | SET | 1 |  | INCLUDED | 0 | 0 | 0 | 0 | 0 | 0
112 | 7000016866 | 1320 | GIS Mandatory spares-400kV | 1000049495 | 85359030 |  | 18 |  | PRESSURE SWITCHES OF EACH TYPE FOR420KV GIS CIRCUIT BREAKER (ForHydraulic-Spring Operated Mechanism, ifapplicable) | SET | 1 |  | INCLUDED | 0 | 0 | 0 | 0 | 0 | 0
113 | 7000016866 | 1330 | GIS Mandatory spares-400kV | 1000049802 | 85359030 |  | 18 |  | PRESSURE GAUGE WITH COUPLING DEVICE OF EACH TYPE (FOR HYDRAULIC-SPRINGOPERATED MECHANISM, IF APPLICABLE)-400KV GIS CIRCUIT BREKAER | SET | 1 |  | INCLUDED | 0 | 0 | 0 | 0 | 0 | 0
114 | 7000016866 | 1340 | GIS Mandatory spares-400kV | 1000058374 | 85359030 |  | 18 |  | 400kV GIS- Single phase of 3150Adisconnector switch including maincircuit, enclosure, driving mechanismand support insulator etc., complete inall respect (Note 1- The contractorshall supply spare for disconnectorswitch to ensure one to one replacementof all disconnector switch supplied asmain equipment without any requirementof modification in fittings at site tocover all different types ofdisconnector switch supplied. In case,quantity of supplied dis-connectorswitch types (for one to onereplacement) are more than the quantitymentioned in BPS for spare, thecontractor shall supply theseadditional types of disconnector switchwithout any additional priceimplication to POWERGRID and quantitiesof these additional type ofdisconnector switch are deem to beincluded in the quantities mentioned inBPS for spare disconnector. Note 2 - Incase, Dis-connector Switch (DS) & EarthSwitch (ES) is provided in a sameenclosure with common operatingmechanism, then the module comprisingof Dis-connector & Earth switch insingle enclosure with common operatingmechanism is to be provided under thehead of spare Dis-connector only. Note3- In case, Dis-connector Switch (DS)&Earth Switch (ES) is provided in asame enclosure with separate operatingmechanism, then the module comprisingof Dis-connector & Earth switch insingle enclosure with separateoperating mechanism is to be providedunder the head of spare Dis-connectoronly.) | EA | 2 |  | INCLUDED | 0 | 0 | 0 | 0 | 0 | 0
115 | 7000016866 | 1350 | GIS Mandatory spares-400kV | 1000058314 | 85359030 |  | 28 |  | 400KV GIS- SINGLE PHASE MAINTENANCE EARTHING SWITCH INCLUDING MAINCIRCUIT, ENCLOSURE, DRIVING MECHANISM AND SUPPORT INSULATOR ETC.,COMPLETE IN ALL RESPECT (NOTE 1 - IN CASE, DIS-CONNECTOR SWITCH (DS) &EARTH SWITCH (ES) IS PROVIDED IN A SAME ENCLOSURE WITH COMMONOPERATING MECHANISM, THEN THE MODULE COMPRISING OF DIS-CONNECTOR &EARTH SWITCH IN SINGLE ENCLOSURE WITH COMMON OPERATING MECHANISM IS TOBE PROVIDED UNDER THE HEAD OF SPARE DIS-CONNECTOR ONLY. NOTE 2 - INCASE, DIS-CONNECTOR SWITCH (DS) & EARTH SWITCH (ES) IS PROVIDED IN ASAME ENCLOSURE WITH SEPARATE OPERATING MECHANISM, THEN THE MODULECOMPRISING OF DIS-CONNECTOR & EARTH SWITCH IN SINGLE ENCLOSURE WITHSEPARATE OPERATING MECHANISM IS TO BE PROVIDED UNDER THE HEAD OF SPAREDIS-CONNECTOR ONLY.) | EA | 1 |  | INCLUDED | 0 | 0 | 0 | 0 | 0 | 0
116 | 7000016866 | 1360 | GIS Mandatory spares-400kV | 1000058310 | 85359030 |  | 28 |  | 400KV GIS - SINGLE PHASE FAST EARTHING SWITCH INCLUDING MAIN CIRCUIT,ENCLOSURE, DRIVING MECHANISM AND SUPPORT INSULATOR ETC., COMPLETE INALL RESPECT (NOTE 1 - IN CASE, DIS-CONNECTOR SWITCH (DS) & EARTHSWITCH (ES) IS PROVIDED IN A SAME ENCLOSURE WITH COMMON OPERATINGMECHANISM, THEN THE MODULE COMPRISING OF DIS-CONNECTOR & EARTH SWITCHIN SINGLE ENCLOSURE WITH COMMON OPERATING MECHANISM IS TO BE PROVIDEDUNDER THE HEAD OF SPARE DIS-CONNECTOR ONLY. NOTE 2 - IN CASE,DIS-CONNECTOR SWITCH (DS) & EARTH SWITCH (ES) IS PROVIDED IN A SAMEENCLOSURE WITH SEPARATE OPERATING MECHANISM, THEN THE MODULECOMPRISING OF DIS-CONNECTOR & EARTH SWITCH IN SINGLE ENCLOSURE WITHSEPARATE OPERATING MECHANISM IS TO BE PROVIDED UNDER THE HEAD OF SPAREDIS-CONNECTOR ONLY.) | EA | 1 |  | INCLUDED | 0 | 0 | 0 | 0 | 0 | 0
117 | 7000016866 | 1370 | GIS Mandatory spares-400kV | 1000058305 | 85359030 |  | 18 |  | OPEN/CLOSE CONTACTOR ASSEMBLY, TIMERS, KEY INTERLOCK, INTERLOCKINGCOILS, RELAYS, PUSH BUTTONS, INDICATING LAMPS, POWER CONTACTORS,RESISTORS, FUSES, MCBS & DRIVE CONTROL CARDS ETC. (AS APPLICABLE) ONEOF EACH TYPE FOR ONE COMPLETE MOM BOX FOR 400KV GIS DISCONNECTORSWITCH | SET | 1 |  | INCLUDED | 0 | 0 | 0 | 0 | 0 | 0
118 | 7000016866 | 1380 | GIS Mandatory spares-400kV | 1000058312 | 85359030 |  | 18 |  | OPEN/CLOSE CONTACTOR ASSEMBLY, TIMERS, KEY INTERLOCK, INTERLOCKINGCOILS, RELAYS, PUSH BUTTONS, INDICATING LAMPS, POWER CONTACTORS,RESISTORS, FUSES, MCBS & DRIVE CONTROL CARDS ETC. (AS APPLICABLE) ONEOF EACH TYPE FOR ONE COMPLETE MOM BOX FOR 400KV GIS MAINTENANCE EARTHSWITCH | SET | 1 |  | INCLUDED | 0 | 0 | 0 | 0 | 0 | 0
119 | 7000016866 | 1390 | GIS Mandatory spares-400kV | 1000058308 | 85359030 |  | 18 |  | OPEN/CLOSE CONTACTOR ASSEMBLY, TIMERS, KEY INTERLOCK, INTERLOCKINGCOILS, RELAYS, PUSH BUTTONS, INDICATING LAMPS, POWER CONTACTORS,RESISTORS, FUSES, MCBS & DRIVE CONTROL CARDS ETC. (AS APPLICABLE) ONEOF EACH TYPE FOR ONE COMPLETE MOM BOX FOR 400KV GIS FAST EARTHINGSWITCH | SET | 1 |  | INCLUDED | 0 | 0 | 0 | 0 | 0 | 0
120 | 7000016866 | 1400 | GIS Mandatory spares-400kV | 1000049776 | 85359030 |  | 28 |  | LIMIT SWITCHES AND AUX. SWITCHES FOR ONE COMPLETE MOM BOX FORDISCONNECTOR-400KV GIS | SET | 1 |  | INCLUDED | 0 | 0 | 0 | 0 | 0 | 0
121 | 7000016866 | 1410 | GIS Mandatory spares-400kV | 1000049778 | 85359030 |  | 28 |  | LIMIT SWITCHES AND AUX. SWITCHES FOR ONE COMPLETE MOM BOX FORMAINTENANCE EARTHING SWITCH-400KV GIS | SET | 1 |  | INCLUDED | 0 | 0 | 0 | 0 | 0 | 0
122 | 7000016866 | 1420 | GIS Mandatory spares-400kV | 1000049777 | 85359030 |  | 28 |  | LIMIT SWITCHES AND AUX. SWITCHES FOR ONE COMPLETE MOM BOX FOR FASTEARTHING SWITCH (IF APPLICABLE)-400KV GIS | SET | 1 |  | INCLUDED | 0 | 0 | 0 | 0 | 0 | 0
123 | 7000016866 | 1430 | GIS Mandatory spares-400kV | 1000058306 | 85359030 |  | 18 |  | DRIVE MECHANISM FOR 400KV GIS DISCONNECTOR SWITCH | SET | 1 |  | INCLUDED | 0 | 0 | 0 | 0 | 0 | 0
124 | 7000016866 | 1440 | GIS Mandatory spares-400kV | 1000058313 | 85359030 |  | 18 |  | DRIVE MECHANISM FOR 400KV GIS MAINTENANCE EARTH SWITCH | SET | 1 |  | INCLUDED | 0 | 0 | 0 | 0 | 0 | 0
125 | 7000016866 | 1450 | GIS Mandatory spares-400kV | 1000058309 | 85359030 |  | 18 |  | DRIVE MECHANISM FOR 400KV GIS FAST EARTHING SWITCH | SET | 1 |  | INCLUDED | 0 | 0 | 0 | 0 | 0 | 0
126 | 7000016866 | 1460 | GIS Mandatory spares-400kV | 1000058307 | 85359030 |  | 18 |  | MOTOR FOR DRIVE MECHANISM FOR 400KV GIS DISCONNECTOR SWITCH | EA | 1 |  | INCLUDED | 0 | 0 | 0 | 0 | 0 | 0
127 | 7000016866 | 1470 | GIS Mandatory spares-400kV | 1000058315 | 85359030 |  | 18 |  | MOTOR FOR DRIVE MECHANISM FOR 400KVGIS MAINTENANCE EARTH SWITCH | EA | 1 |  | INCLUDED | 0 | 0 | 0 | 0 | 0 | 0
128 | 7000016866 | 1480 | GIS Mandatory spares-400kV | 1000058311 | 85359030 |  | 18 |  | MOTOR FOR DRIVE MECHANISM FOR 400KV GIS FAST EARTHING SWITCH | EA | 1 |  | INCLUDED | 0 | 0 | 0 | 0 | 0 | 0
129 | 7000016866 | 1490 | GIS Mandatory spares-400kV | 1000058327 | 85359030 |  | 18 |  | 400KV GIS- SINGLE PHASE OF CURRENT TRANSFORMER (3 CORES, TYPE-CTA)WITH ASSOCIATED ENCLOSURE AND PRIMARY CONDUCTOR COMPLETE IN ALLRESPECT | EA | 1 |  | INCLUDED | 0 | 0 | 0 | 0 | 0 | 0
130 | 7000016866 | 1500 | GIS Mandatory spares-400kV | 1000058326 | 85359030 |  | 18 |  | 400KV GIS- SINGLE PHASE OF CURRENT TRANSFORMER (2 CORES, TYPE-CTB)WITH ASSOCIATED ENCLOSURE AND PRIMARY CONDUCTOR COMPLETE IN ALLRESPECT | EA | 1 |  | INCLUDED | 0 | 0 | 0 | 0 | 0 | 0
131 | 7000016866 | 1510 | GIS Mandatory spares-220kV | 1000058295 | 85359030 |  | 18 |  | 220KV GIS- CABLE CONNECTION ENCLOSURE WITH MAIN CIRCUIT | SET | 1 |  | INCLUDED | 0 | 0 | 0 | 0 | 0 | 0
132 | 7000016866 | 1520 | GIS Mandatory spares-220kV | 1000058300 | 85359030 |  | 18 |  | 220KV GIS-SF6 GAS PRESSURE RELIEF DEVICE ASSEMBLY OF EACH TYPE | EA | 1 |  | INCLUDED | 0 | 0 | 0 | 0 | 0 | 0
133 | 7000016866 | 1530 | GIS Mandatory spares-220kV | 1000049816 | 85359030 |  | 18 |  | SF6 PRESSURE GAUGE CUM SWITCH /DENSITY MONITORS AND PRESSURESWITCH AS APPLICABLE, OF EACH TYPE-220KV GIS | SET | 2 |  | INCLUDED | 0 | 0 | 0 | 0 | 0 | 0
134 | 7000016866 | 1540 | GIS Mandatory spares-220kV | 1000049752 | 85359030 |  | 18 |  | COUPLING DEVICE FOR PRESSURE GAUGE CUM SWITCH FOR CONNECTINGGAS HANDLING PLANT OF EACH TYPE-220KV GIS | SET | 1 |  | INCLUDED | 0 | 0 | 0 | 0 | 0 | 0
135 | 7000016866 | 1550 | GIS Mandatory spares-220kV | 1000049761 | 85359030 |  | 18 |  | RUBBER GASKETS, Ã‚â‚¬Å’OÃ‚â‚¬Â RINGS AND SEALS FOR SF6 GAS FOR GISENCLOSURE OF EACH TYPE-220KV GIS | SET | 2 |  | INCLUDED | 0 | 0 | 0 | 0 | 0 | 0
136 | 7000016866 | 1560 | GIS Mandatory spares-220kV | 1000058298 | 85359030 |  | 18 |  | 220KV GIS-MOLECULAR FILTER FOR SF6 GAS WITH FILTER BAGS (5 % OF TOTALWEIGHT) | SET | 1 |  | INCLUDED | 0 | 0 | 0 | 0 | 0 | 0
137 | 7000016866 | 1570 | GIS Mandatory spares-220kV | 1000049749 | 85359030 |  | 18 |  | CONTROL VALVES FOR SF6 GAS OF EACH TYPE-220KV GIS | SET | 2 |  | INCLUDED | 0 | 0 | 0 | 0 | 0 | 0
138 | 7000016866 | 1580 | GIS Mandatory spares-220kV | 1000058299 | 85359030 |  | 18 |  | 220KV GIS-SF6 GAS (5 % OF TOTAL GAS QUANTITY) | LOT | 1 |  | INCLUDED | 0 | 0 | 0 | 0 | 0 | 0
139 | 7000016866 | 1590 | GIS Mandatory spares-220kV | 1000049782 | 85359030 |  | 18 |  | LOCKING DEVICE TO KEEP THE DIS-CONNECTORS (ISOLATORS)AND EARTHING/FAST EARTHING SWITCHES (AS APPLICABLE) IN CLOSE OR OPENPOSITION IN CASE OF REMOVAL OF THE DRIVING MECHANISM-220KV GIS | SET | 2 |  | INCLUDED | 0 | 0 | 0 | 0 | 0 | 0
140 | 7000016866 | 1600 | GIS Mandatory spares-220kV | 1000049504 | 85359030 |  | 18 |  | UHF PD SENSORS OF EACH TYPE ALONG WITH BNC CONNECTOR FOR 245KV GIS | EA | 3 |  | INCLUDED | 0 | 0 | 0 | 0 | 0 | 0
141 | 7000016866 | 1610 | GIS Mandatory spares-220kV | 1000058302 | 85359030 |  | 18 |  | 220KV GIS-SUPPORT INSULATORS (GAS THROUGH) OF EACH TYPE (COMPLETE WITHMETAL RING ETC.) ALONG WITH ASSOCIATED CONTACTS AND SHIELDS | EA | 3 |  | INCLUDED | 0 | 0 | 0 | 0 | 0 | 0
142 | 7000016866 | 1620 | GIS Mandatory spares-220kV | 1000058297 | 85359030 |  | 18 |  | 220KV GIS-GAS BARRIERS OF EACH TYPE (COMPLETE WITH METAL RING ETC.)ALONG WITH ASSOCIATED CONTACTS AND SHIELDS | EA | 3 |  | INCLUDED | 0 | 0 | 0 | 0 | 0 | 0
143 | 7000016866 | 1630 | GIS Mandatory spares-220kV | 1000058301 | 85359030 |  | 18 |  | 220KV GIS- 1600A SF6 TO AIR BUSHING COMPLETE IN ALL RESPECT | EA | 1 |  | INCLUDED | 0 | 0 | 0 | 0 | 0 | 0
144 | 7000016866 | 1640 | GIS Mandatory spares-220kV | 1000049497 | 85359030 |  | 18 |  | LCC SPARES - AUX. RELAYS, CONTACTORS,PUSH BUTTONS, SWITCHES, LAMPS,ANNUNCIATION WINDOWS, MCB, FUSES,TIMERS, TERMINAL BLOCKS ETC. OF EACHTYPE & RATING-220kV GIS | SET | 1 |  | INCLUDED | 0 | 0 | 0 | 0 | 0 | 0
145 | 7000016866 | 1650 | GIS Mandatory spares-220kV | 1000058284 | 85359030 |  | 18 |  | 220KV GIS-ONE POLE OF 1600A CIRCUIT BREAKER WITH INTERRUPTER, MAINCIRCUIT, ENCLOSURE AND OPERATING MECHANISM COMPLETE IN ALL RESPECT | SET | 1 |  | INCLUDED | 0 | 0 | 0 | 0 | 0 | 0
146 | 7000016866 | 1660 | GIS Mandatory spares-220kV | 1000058285 | 85359030 |  | 18 |  | 220KV GIS-ONE POLE OF 3000A CIRCUIT BREAKER WITH INTERRUPTER, MAINCIRCUIT, ENCLOSURE AND OPERATING MECHANISM COMPLETE IN ALL RESPECT | SET | 1 |  | INCLUDED | 0 | 0 | 0 | 0 | 0 | 0
147 | 7000016866 | 1670 | GIS Mandatory spares-220kV | 1000021871 | 85389000 |  | 18 |  | Trip coil assembly with resistor for245kV GIS Circuit Breaker (asapplicable) | SET | 3 |  | INCLUDED | 0 | 0 | 0 | 0 | 0 | 0
148 | 7000016866 | 1680 | GIS Mandatory spares-220kV | 1000009185 | 85389000 |  | 18 |  | Closing coil assembly with resistor for245kV GIS Circuit Breaker (asapplicable) | SET | 3 |  | INCLUDED | 0 | 0 | 0 | 0 | 0 | 0
149 | 7000016866 | 1690 | GIS Mandatory spares-220kV | 1000058292 | 85359030 |  | 18 |  | RELAYS, POWER CONTACTORS, PUSH BUTTONS, TIMERS & MCBS ETC. (ASAPPLICABLE) OF EACH TYPE FOR 220KV GIS CIRCUIT BREAKER | SET | 1 |  | INCLUDED | 0 | 0 | 0 | 0 | 0 | 0
150 | 7000016866 | 1700 | GIS Mandatory spares-220kV | 1000007066 | 85389000 |  | 18 |  | Auxiliary switch assembly of each type for 245kV GIS Circuit Breaker | SET | 1 |  | INCLUDED | 0 | 0 | 0 | 0 | 0 | 0
151 | 7000016866 | 1710 | GIS Mandatory spares-220kV | 1000058291 | 85359030 |  | 18 |  | 220KV GIS CIRCUIT BREAKER-OPERATION COUNTER | EA | 1 |  | INCLUDED | 0 | 0 | 0 | 0 | 0 | 0
152 | 7000016866 | 1720 | GIS Mandatory spares-220kV | 1000058288 | 85359030 |  | 18 |  | 220KV GIS CIRCUIT BREAKER-HYDRAULIC OPERATING MECHANISM WITH DRIVEMOTOR (FOR HYDRAULIC OPERATED MECHANISM, IF APPLICABLE) | SET | 1 |  | INCLUDED | 0 | 0 | 0 | 0 | 0 | 0
153 | 7000016866 | 1730 | GIS Mandatory spares-220kV | 1000049758 | 85359030 |  | 18 |  | HYDRAULIC FILTER OF EACH TYPE (FOR HYDRAULIC OPERATED MECHANISM, IFPPLICABLE)-220KV GIS CIRCUIT BREKAER | SET | 1 |  | INCLUDED | 0 | 0 | 0 | 0 | 0 | 0
154 | 7000016866 | 1740 | GIS Mandatory spares-220kV | 1000058272 | 85359030 |  | 18 |  | 220KV GIS CIRCUIT BREAKER- HOSE PIPE OF EACH TYPE (AS APPLICABLE) (FORHYDRAULIC OPERATED MECHANISM, IF APPLICABLE) | SET | 1 |  | INCLUDED | 0 | 0 | 0 | 0 | 0 | 0
155 | 7000016866 | 1750 | GIS Mandatory spares-220kV | 1000058290 | 85359030 |  | 18 |  | 220KV GIS CIRCUIT BREAKER - N2 ACCUMULATOR (FOR HYDRAULIC OPERATEDMECHANISM, IF APPLICABLE) | SET | 1 |  | INCLUDED | 0 | 0 | 0 | 0 | 0 | 0
156 | 7000016866 | 1760 | GIS Mandatory spares-220kV | 1000049834 | 85359030 |  | 18 |  | VALVES OF EACH TYPE (FOR HYDRAULIC OPERATED MECHANISM, IFAPPLICABLE)-220KV GIS CIRCUIT BREKAER | SET | 1 |  | INCLUDED | 0 | 0 | 0 | 0 | 0 | 0
157 | 7000016866 | 1770 | GIS Mandatory spares-220kV | 1000049794 | 85359030 |  | 18 |  | PIPE LENGTH (COPPER & STEEL) OF EACH SIZE & TYPE (FOR HYDRAULICOPERATED MECHANISM, IF APPLICABLE)-220KV GIS CIRCUIT BREKAER | SET | 1 |  | INCLUDED | 0 | 0 | 0 | 0 | 0 | 0
158 | 7000016866 | 1780 | GIS Mandatory spares-220kV | 1000049807 | 85359030 |  | 18 |  | PRESSURE SWITCHES OF EACH TYPE (FOR HYDRAULIC OPERATED MECHANISM, IFAPPLICABLE)-220KV GIS CIRCUIT BREKAER | SET | 1 |  | INCLUDED | 0 | 0 | 0 | 0 | 0 | 0
159 | 7000016866 | 1790 | GIS Mandatory spares-220kV | 1000049804 | 85359030 |  | 18 |  | PRESSURE GAUGE WITH COUPLING DEVICE OF EACH TYPE (FOR HYDRAULICOPERATED MECHANISM, IF APPLICABLE)-220KV GIS CIRCUIT BREKAER | SET | 1 |  | INCLUDED | 0 | 0 | 0 | 0 | 0 | 0
160 | 7000016866 | 1800 | GIS Mandatory spares-220kV | 1000058289 | 85359030 |  | 18 |  | 220KV GIS CIRCUIT BREAKER-HYDRAULIC OIL (5% OF TOTAL OIL QUANTITY)(FOR HYDRAULIC OPERATED MECHANISM, IF APPLICABLE) | SET | 1 |  | INCLUDED | 0 | 0 | 0 | 0 | 0 | 0
161 | 7000016866 | 1810 | GIS Mandatory spares-220kV | 1000049798 | 85359030 |  | 18 |  | PRESSURE RELIEF DEVICE OF EACH TYPE (FOR HYDRAULIC OPERATED MECHANISM,IF APPLICABLE)-220KV GIS CIRCUIT BREKAER | SET | 1 |  | INCLUDED | 0 | 0 | 0 | 0 | 0 | 0
162 | 7000016866 | 1820 | GIS Mandatory spares-220kV | 1000058293 | 85359030 |  | 18 |  | 220KV GIS CIRCUIT BREAKER-COMPLETE SPRING OPERATING MECHANISMINCLUDING CHARGING MECHANISM ETC. (FOR SPRING OPERATED MECHANISM, IFAPPLICABLE) | SET | 1 |  | INCLUDED | 0 | 0 | 0 | 0 | 0 | 0
163 | 7000016866 | 1830 | GIS Mandatory spares-220kV | 1000058287 | 85359030 |  | 18 |  | 220KV GIS CIRCUIT BREAKER- COMPLETE HYDRAULIC-SPRING OPERATINGMECHANISM INCLUDING CHARGING MECHANISM ETC. (FOR HYDRAULIC-SPRINGOPERATED MECHANISM, IF APPLICABLE) | SET | 1 |  | INCLUDED | 0 | 0 | 0 | 0 | 0 | 0
164 | 7000016866 | 1840 | GIS Mandatory spares-220kV | 1000049797 | 85359030 |  | 18 |  | PRESSURE SWITCHES OF EACH TYPE (FOR HYDRAULIC-SPRING OPERATEDMECHANISM, IF APPLICABLE)-220KV GIS CIRCUIT BREAKER | SET | 1 |  | INCLUDED | 0 | 0 | 0 | 0 | 0 | 0
165 | 7000016866 | 1850 | GIS Mandatory spares-220kV | 1000049801 | 85359030 |  | 18 |  | PRESSURE GAUGE WITH COUPLING DEVICE OF EACH TYPE (FOR HYDRAULIC-SPRINGOPERATED MECHANISM, IF APPLICABLE)-220KV GIS CIRCUIT BREKAER | SET | 1 |  | INCLUDED | 0 | 0 | 0 | 0 | 0 | 0
166 | 7000016866 | 1860 | GIS Mandatory spares-220kV | 1000058371 | 85359030 |  | 18 |  | 220kV GIS- Three phase of 1600Adisconnector switch including maincircuit, enclosure, driving mechanismand support insulator etc., complete inall respect (Note 1- The contractorshall supply spare for disconnectorswitch to ensure one to one replacementof all disconnector switch supplied asmain equipment without any requirementof modification in fittings at site tocover all different types ofdisconnector switch supplied. In case,quantity of supplied dis-connectorswitch types (for one to onereplacement) are more than the quantitymentioned in BPS for spare, thecontractor shall supply theseadditional types of disconnector switchwithout any additional priceimplication to POWERGRID and quantitiesof these additional type ofdisconnector switch are deem to beincluded in the quantities mentioned inBPS for spare disconnector. Note 2 - Incase, Dis-connector Switch (DS) & EarthSwitch (ES) is provided in a sameenclosure with common operatingmechanism, then the module comprisingof Dis-connector & Earth switch insingle enclosure with common operatingmechanism is to be provided under thehead of spare Dis-connector only. Note3- In case, Dis-connector Switch (DS)&Earth Switch (ES) is provided in asame enclosure with separate operatingmechanism, then the module comprisingof Dis-connector & Earth switch insingle enclosure with separateoperating mechanism is to be providedunder the head of spare Dis-connectoronly.) | EA | 2 |  | INCLUDED | 0 | 0 | 0 | 0 | 0 | 0
167 | 7000016866 | 1870 | GIS Mandatory spares-220kV | 1000058372 | 85359030 |  | 18 |  | 220kV GIS- Three phase of 2500Adisconnector switch including maincircuit, enclosure, driving mechanismand support insulator etc., complete inall respect (Note 1- The contractorshall supply spare for disconnectorswitch to ensure one to one replacementof all disconnector switch supplied asmain equipment without any requirementof modification in fittings at site tocover all different types ofdisconnector switch supplied. In case,quantity of supplied dis-connectorswitch types (for one to onereplacement) are more than the quantitymentioned in BPS for spare, thecontractor shall supply theseadditional types of disconnector switchwithout any additional priceimplication to POWERGRID and quantitiesof these additional type ofdisconnector switch are deem to beincluded in the quantities mentioned inBPS for spare disconnector. Note 2 - Incase, Dis-connector Switch (DS) & EarthSwitch (ES) is provided in a sameenclosure with common operatingmechanism, then the module comprisingof Dis-connector & Earth switch insingle enclosure with common operatingmechanism is to be provided under thehead of spare Dis-connector only. Note3- In case, Dis-connector Switch (DS)&Earth Switch (ES) is provided in asame enclosure with separate operatingmechanism, then the module comprisingof Dis-connector & Earth switch insingle enclosure with separateoperating mechanism is to be providedunder the head of spare Dis-connectoronly.) | EA | 1 |  | INCLUDED | 0 | 0 | 0 | 0 | 0 | 0
168 | 7000016866 | 1880 | GIS Mandatory spares-220kV | 1000058373 | 85359030 |  | 18 |  | 220kV GIS- Three phase of 3000Adisconnector switch including maincircuit, enclosure, driving mechanismand support insulator etc., complete inall respect (Note 1- The contractorshall supply spare for disconnectorswitch to ensure one to one replacementof all disconnector switch supplied asmain equipment without any requirementof modification in fittings at site tocover all different types ofdisconnector switch supplied. In case,quantity of supplied dis-connectorswitch types (for one to onereplacement) are more than the quantitymentioned in BPS for spare, thecontractor shall supply theseadditional types of disconnector switchwithout any additional priceimplication to POWERGRID and quantitiesof these additional type ofdisconnector switch are deem to beincluded in the quantities mentioned inBPS for spare disconnector. Note 2 - Incase, Dis-connector Switch (DS) & EarthSwitch (ES) is provided in a sameenclosure with common operatingmechanism, then the module comprisingof Dis-connector & Earth switch insingle enclosure with common operatingmechanism is to be provided under thehead of spare Dis-connector only. Note3- In case, Dis-connector Switch (DS)&Earth Switch (ES) is provided in asame enclosure with separate operatingmechanism, then the module comprisingof Dis-connector & Earth switch insingle enclosure with separateoperating mechanism is to be providedunder the head of spare Dis-connectoronly.) | EA | 1 |  | INCLUDED | 0 | 0 | 0 | 0 | 0 | 0
169 | 7000016866 | 1890 | GIS Mandatory spares-220kV | 1000058282 | 85359030 |  | 18 |  | 220KV GIS- THREE PHASE MAINTENANCE EARTHING SWITCH INCLUDING MAINCIRCUIT, ENCLOSURE, DRIVING MECHANISM AND SUPPORT INSULATOR ETC.,COMPLETE IN ALL RESPECT (NOTE 1 - IN CASE, DIS-CONNECTOR SWITCH (DS) &EARTH SWITCH (ES) IS PROVIDED IN A SAME ENCLOSURE WITH COMMONOPERATING MECHANISM, THEN THE MODULE COMPRISING OF DIS-CONNECTOR &EARTH SWITCH IN SINGLE ENCLOSURE WITH COMMON OPERATING MECHANISM IS TOBE PROVIDED UNDER THE HEAD OF SPARE DIS-CONNECTOR ONLY. NOTE 2 - INCASE, DIS-CONNECTOR SWITCH (DS) & EARTH SWITCH (ES) IS PROVIDED IN ASAME ENCLOSURE WITH SEPARATE OPERATING MECHANISM, THEN THE MODULECOMPRISING OF DIS-CONNECTOR & EARTH SWITCH IN SINGLE ENCLOSURE WITHSEPARATE OPERATING MECHANISM IS TO BE PROVIDED UNDER THE HEAD OF SPAREDIS-CONNECTOR ONLY.) | EA | 1 |  | INCLUDED | 0 | 0 | 0 | 0 | 0 | 0
170 | 7000016866 | 1900 | GIS Mandatory spares-220kV | 1000058278 | 85359030 |  | 18 |  | 220KV GIS - THREE PHASE FAST EARTHING SWITCH INCLUDING MAIN CIRCUIT,ENCLOSURE, DRIVING MECHANISM AND SUPPORT INSULATOR ETC., COMPLETE INALL RESPECT (NOTE 1 - IN CASE, DIS-CONNECTOR SWITCH (DS) & EARTHSWITCH (ES) IS PROVIDED IN A SAME ENCLOSURE WITH COMMON OPERATINGMECHANISM, THEN THE MODULE COMPRISING OF DIS-CONNECTOR & EARTH SWITCHIN SINGLE ENCLOSURE WITH COMMON OPERATING MECHANISM IS TO BE PROVIDEDUNDER THE HEAD OF SPARE DIS-CONNECTOR ONLY. NOTE 2 - IN CASE,DIS-CONNECTOR SWITCH (DS) & EARTH SWITCH (ES) IS PROVIDED IN A SAMEENCLOSURE WITH SEPARATE OPERATING MECHANISM, THEN THE MODULECOMPRISING OF DIS-CONNECTOR & EARTH SWITCH IN SINGLE ENCLOSURE WITHSEPARATE OPERATING MECHANISM IS TO BE PROVIDED UNDER THE HEAD OF SPAREDIS-CONNECTOR ONLY.) | EA | 1 |  | INCLUDED | 0 | 0 | 0 | 0 | 0 | 0
171 | 7000016866 | 1910 | GIS Mandatory spares-220kV | 1000058273 | 85359030 |  | 18 |  | OPEN/CLOSE CONTACTOR ASSEMBLY, TIMERS, KEY INTERLOCK, INTERLOCKINGCOILS, RELAYS, PUSH BUTTONS, INDICATING LAMPS, POWER CONTACTORS,RESISTORS, FUSES, MCBS & DRIVE CONTROL CARDS ETC. (AS APPLICABLE) ONEOF EACH TYPE FOR ONE COMPLETE MOM BOX FOR 220KV GIS DISCONNECTORSWITCH | SET | 1 |  | INCLUDED | 0 | 0 | 0 | 0 | 0 | 0
172 | 7000016866 | 1920 | GIS Mandatory spares-220kV | 1000058280 | 85359030 |  | 18 |  | OPEN/CLOSE CONTACTOR ASSEMBLY, TIMERS, KEY INTERLOCK, INTERLOCKINGCOILS, RELAYS, PUSH BUTTONS, INDICATING LAMPS, POWER CONTACTORS,RESISTORS, FUSES, MCBS & DRIVE CONTROL CARDS ETC. (AS APPLICABLE) ONEOF EACH TYPE FOR ONE COMPLETE MOM BOX FOR 220KV GIS MAINTENANCE EARTHSWITCH | SET | 1 |  | INCLUDED | 0 | 0 | 0 | 0 | 0 | 0
173 | 7000016866 | 1930 | GIS Mandatory spares-220kV | 1000058276 | 85359030 |  | 18 |  | OPEN/CLOSE CONTACTOR ASSEMBLY, TIMERS, KEY INTERLOCK, INTERLOCKINGCOILS, RELAYS, PUSH BUTTONS, INDICATING LAMPS, POWER CONTACTORS,RESISTORS, FUSES, MCBS & DRIVE CONTROL CARDS ETC. (AS APPLICABLE) ONEOF EACH TYPE FOR ONE COMPLETE MOM BOX FOR 220KV GIS FAST EARTHINGSWITCH | SET | 1 |  | INCLUDED | 0 | 0 | 0 | 0 | 0 | 0
174 | 7000016866 | 1940 | GIS Mandatory spares-220kV | 1000049773 | 85359030 |  | 18 |  | LIMIT SWITCHES AND AUX. SWITCHES FOR ONE COMPLETE MOM BOX FORDISCONNECTOR-220KV GIS | SET | 1 |  | INCLUDED | 0 | 0 | 0 | 0 | 0 | 0
175 | 7000016866 | 1950 | GIS Mandatory spares-220kV | 1000049775 | 85359030 |  | 18 |  | LIMIT SWITCHES AND AUX. SWITCHES FOR ONE COMPLETE MOM BOX FORMAINTENANCE EARTHING SWITCH-220KV GIS | SET | 1 |  | INCLUDED | 0 | 0 | 0 | 0 | 0 | 0
176 | 7000016866 | 1960 | GIS Mandatory spares-220kV | 1000049774 | 85359030 |  | 18 |  | LIMIT SWITCHES AND AUX. SWITCHES FOR ONE COMPLETE MOM BOX FOR FASTEARTHING SWITCH (IF APPLICABLE)-220KV GIS | SET | 1 |  | INCLUDED | 0 | 0 | 0 | 0 | 0 | 0
177 | 7000016866 | 1970 | GIS Mandatory spares-220kV | 1000058274 | 85359030 |  | 18 |  | DRIVE MECHANISM FOR 220KV GIS DISCONNECTOR SWITCH | SET | 1 |  | INCLUDED | 0 | 0 | 0 | 0 | 0 | 0
178 | 7000016866 | 1980 | GIS Mandatory spares-220kV | 1000058281 | 85359030 |  | 18 |  | DRIVE MECHANISM FOR 220KV GIS MAINTENANCE EARTH SWITCH | SET | 1 |  | INCLUDED | 0 | 0 | 0 | 0 | 0 | 0
179 | 7000016866 | 1990 | GIS Mandatory spares-220kV | 1000058277 | 85359030 |  | 18 |  | DRIVE MECHANISM FOR 220KV GIS FAST EARTHING SWITCH | SET | 1 |  | INCLUDED | 0 | 0 | 0 | 0 | 0 | 0
180 | 7000016866 | 2000 | GIS Mandatory spares-220kV | 1000058275 | 85359030 |  | 18 |  | MOTOR FOR DRIVE MECHANISM FOR 220KV GIS DISCONNECTOR SWITCH | EA | 1 |  | INCLUDED | 0 | 0 | 0 | 0 | 0 | 0
181 | 7000016866 | 2010 | GIS Mandatory spares-220kV | 1000058283 | 85359030 |  | 18 |  | MOTOR FOR DRIVE MECHANISM FOR 220KVGIS MAINTENANCE EARTH SWITCH | EA | 1 |  | INCLUDED | 0 | 0 | 0 | 0 | 0 | 0
182 | 7000016866 | 2020 | GIS Mandatory spares-220kV | 1000058279 | 85359030 |  | 18 |  | MOTOR FOR DRIVE MECHANISM FOR 220KV GIS FAST EARTHING SWITCH | EA | 1 |  | INCLUDED | 0 | 0 | 0 | 0 | 0 | 0
183 | 7000016866 | 2030 | GIS Mandatory spares-220kV | 1000058294 | 85359030 |  | 18 |  | 220KV GIS- SINGLE PHASE OF CURRENT TRANSFORMER (4 CORES) WITHASSOCIATED ENCLOSURE AND PRIMARY CONDUCTOR COMPLETE IN ALL RESPECT | EA | 2 |  | INCLUDED | 0 | 0 | 0 | 0 | 0 | 0
184 | 7000016866 | 2040 | GIS Mandatory spares-220kV | 1000058296 | 85359030 |  | 18 |  | 220KV GIS- SINGLE PHASE VT WITH ASSOCIATED ENCLOSURE COMPLETE IN ALLRESPECT | EA | 1 |  | INCLUDED | 0 | 0 | 0 | 0 | 0 | 0
185 | 7000016866 | 2050 | Mandatory spares-400kV | 1000024186 | 85354010 |  | 18 |  | SPARES FOR 336KV SURGE ARRESTER | LS | 1 |  | INCLUDED | 0 | 0 | 0 | 0 | 0 | 0
186 | 7000016866 | 2060 | Mandatory spares-400kV | 1000019925 | 84819090 |  | 18 |  | Spares for Fire Protection System | LS | 1 |  | INCLUDED | 0 | 0 | 0 | 0 | 0 | 0
187 | 7000016866 | 2070 | Mandatory spares-220kV | 1000019927 | 85389000 |  | 18 |  | Spares-Substation Automation System | LS | 1 |  | INCLUDED | 0 | 0 | 0 | 0 | 0 | 0
188 | 7000016866 | 2080 | Mandatory spares-220kV | 1000019912 | 85371000 |  | 18 |  | Relay & protection Panels (with automation) | LS | 1 |  | INCLUDED | 0 | 0 | 0 | 0 | 0 | 0
189 | 7000016866 | 2090 | Mandatory spares-220kV | 1000025950 | 85176210 |  | 18 |  | Spare-PLCC | SET | 1 |  | INCLUDED | 0 | 0 | 0 | 0 | 0 | 0
190 | 7000016866 | 2100 | Mandatory spares-220kV | 1000025934 | 85359090 |  | 18 |  | Spare-245kV CVT | SET | 1 |  | INCLUDED | 0 | 0 | 0 | 0 | 0 | 0
191 | 7000016866 | 2110 | Mandatory spares-220kV | 1000025930 | 85354010 |  | 18 |  | Spare-216kV Surge Arrester | SET | 1 |  | INCLUDED | 0 | 0 | 0 | 0 | 0 | 0
192 | 7000016866 | 2120 | Equipement Structure-400kV | 1000020195 | 73045930 |  | 18 |  | Fabrication, galvanising and supply ofStandard Pipe Structure - 400 kV,1-Phase, SA including nuts, bolts,all type of washers, packplates, stepbolts and gusset plates excludingfoundation bolts | EA | 6 |  | INCLUDED | 0 | 0 | 0 | 0 | 0 | 0
193 | 7000016866 | 2130 | Equipement Structure-400kV | 1000020196 | 73045930 |  | 18 |  | Fabrication, galvanising and supply ofStd Pipe Structure - 400 kV, 1-Phase,BPI, (Excluding Wave Trap), includingnuts, bolts, all type of washers,packplates, step bolts and gussetplates excluding foundation bolts | EA | 6 |  | INCLUDED | 0 | 0 | 0 | 0 | 0 | 0
194 | 7000016866 | 2140 | Equipement Structure-220kV | 1000020188 | 73045930 |  | 18 |  | Fabrication, galvanising and supply of Standard Pipe Structure - 220kV CVT including nuts, bolts, all type of washers, packplates, stepbolts and gusset plates excluding foundation bolts | EA | 12 |  | INCLUDED | 0 | 0 | 0 | 0 | 0 | 0
195 | 7000016866 | 2150 | Equipement Structure-220kV | 1000020190 | 73045930 |  | 18 |  | Fabrication, galvanising and supply of Standard Pipe Structure - 220kV SA including nuts, bolts, all type of washers, packplates, stepbolts and gusset plates excluding foundation bolts | EA | 18 |  | INCLUDED | 0 | 0 | 0 | 0 | 0 | 0
196 | 7000016866 | 2160 | Equipement Structure-220kV | 1000020191 | 73045930 |  | 18 |  | Fabrication, galvanising and supply of Std Pipe Structure - 220 kV WTincluding nuts, bolts, all type of washers, packplates, step bolts andgusset plates excluding foundation bolts | EA | 8 |  | INCLUDED | 0 | 0 | 0 | 0 | 0 | 0
197 | 7000016866 | 2170 | Equipement Structure-220kV | 1000020186 | 73045930 |  | 18 |  | Fabrication, galvanising and supply of Std Pipe Structure - 220 kVBPI including nuts, bolts, all type of washers, packplates, step boltsand gusset plates excluding foundation bolts | EA | 12 |  | INCLUDED | 0 | 0 | 0 | 0 | 0 | 0
198 | 7000016866 | 2180 | Towers-220kV | 1000029973 | 73082011 |  | 18 |  | CGP 220KV STANDARD TOWERS AND BEAMS | EA | 3 |  | INCLUDED | 0 | 0 | 0 | 0 | 0 | 0
199 | 7000016866 | 2190 | Towers-220kV | 1000029974 | 73082011 |  | 18 |  | CHP 220KV STANDARD TOWERS AND BEAMS | EA | 3 |  | INCLUDED | 0 | 0 | 0 | 0 | 0 | 0
200 | 7000016866 | 2200 | Towers-220kV | 1000020088 | 73082011 |  | 18 |  | Fabrication, galvanising and supply of Standard 220 kV Gantry BG1including nuts, bolts, all type of washers, packplates, step bolts andgusset plates excluding foundation bolts | EA | 4 |  | INCLUDED | 0 | 0 | 0 | 0 | 0 | 0
201 | 7000016866 | 2240 | Earthmat | 1000032055 | 72159090 |  | 18 |  | 40 MM MS ROD FOR MAIN EARTHMAT | KM | 2 |  | INCLUDED | 0 | 0 | 0 | 0 | 0 | 0
202 | 7000016866 | 2250 | VMS | 1000030433 | 85287390 |  | 18 |  | COLOR IP CAMERA, WITH PAN, TILT AND ZOOM FACILITIES, ALONGWITH ALLREQUIRED ITEMS, ACCESSORIES, LINE INTERFACE UNITS, FIBER PATCH CORDS,POWER SUPPLY UNITS, JUNCTION BOXES, CABLES, FIBER OPTIC CABLES, ETC.,AND INCLUDING INTEGRATION IN EXISTING HARDWARE AND SOFTWARE FORAUGMENTATION OF VISUAL MONITORING SYSTEM AS PER TECHNICALSPECIFICATION. | SET | 1 |  | INCLUDED | 0 | 0 | 0 | 0 | 0 | 0
203 | 7000016866 | 2280 | Supply BoQ Comm EquipMENT | 1000031367 | 85176260 |  | 18 |  | SDH EQUIPMENT (STM-16 MADM UPTO 5 MSP PROTECTED DIRECTIONS)-BASEEQUIPMENT (COMMON CARDS, CROSS CONNECT/CONTROL CARDS, OPTICAL BASECARDS, POWER SUPPLY CARDS, POWER CABLING, OTHER HARDWARE ANDACCESSORIES INCLUDING SUB RACKS, PATCH CORD, DDF ETC FULLY EQUIPEDEXCLUDING OPTICAL INTERFACE & TRIBUTARY CARDS | EA | 1 |  | INCLUDED | 0 | 0 | 0 | 0 | 0 | 0
204 | 7000016866 | 2290 | Supply BoQ Comm EquipMENT | 1000018706 | 85176990 |  | 18 |  | S16.1 SFP | EA | 4 |  | INCLUDED | 0 | 0 | 0 | 0 | 0 | 0
205 | 7000016866 | 2300 | Supply BoQ Comm EquipMENT | 1000014273 | 85176990 |  | 18 |  | L16.2 SFP | EA | 8 |  | INCLUDED | 0 | 0 | 0 | 0 | 0 | 0
206 | 7000016866 | 2310 | Supply BoQ Comm EquipMENT | 1000031374 | 85176290 |  | 18 |  | TRIBUTARY INTERFACE- E1 INTERFACE (MINIMUM 16 NOS.) | SET | 2 |  | INCLUDED | 0 | 0 | 0 | 0 | 0 | 0
207 | 7000016866 | 2320 | Supply BoQ Comm EquipMENT | 1000034950 | 85176990 |  | 18 |  | ETHERNET INTERFACE 10/100 BASE T WITH LAYER-2 SWITCHING (MIN 8INTERFACES PER CARD) | EA | 2 |  | INCLUDED | 0 | 0 | 0 | 0 | 0 | 0
208 | 7000016866 | 2330 | Supply BoQ Comm EquipMENT | 1000031381 | 85176290 |  | 18 |  | TRIBUTARY INTERFACE-GIGABIT ETHERNET INTERFACES 10/100 MBPS WITH LAYER-2 SWITCHING (MINIMUM 2 NOS.) | SET | 1 |  | INCLUDED | 0 | 0 | 0 | 0 | 0 | 0
209 | 7000016866 | 2340 | Supply BoQ Comm EquipMENT | 1000026228 | 85176290 |  | 18 |  | Equipment Cabinets For SDH | EA | 1 |  | INCLUDED | 0 | 0 | 0 | 0 | 0 | 0
210 | 7000016866 | 2350 | Supply BoQ Comm EquipMENT | 1000028495 | 84715000 |  | 18 |  | NMS- CRAFT TERMINAL-HARDWARE | EA | 1 |  | INCLUDED | 0 | 0 | 0 | 0 | 0 | 0
211 | 7000016866 | 2360 | Supply BoQ Comm EquipMENT | 1000028265 | 85238020 |  | 18 |  | Software for Craft Terminal | EA | 1 |  | INCLUDED | 0 | 0 | 0 | 0 | 0 | 0
212 | 7000016866 | 2370 | Supply BoQ Comm EquipMENT | 1000030942 | 85447090 |  | 18 |  | 24F (DWSM) APPROACH FIBRE OPTIC CABLE INCLUDING ALL INSTALLATIONHARDWARE SET | KM | 2 |  | INCLUDED | 0 | 0 | 0 | 0 | 0 | 0
213 | 7000016866 | 2380 | Supply BoQ Comm EquipMENT | 1000023471 | 85372000 |  | 28 |  | OPGW Fibre Optic Distribution Panel (FODP): Indoor Type: 96F | EA | 1 |  | INCLUDED | 0 | 0 | 0 | 0 | 0 | 0
214 | 7000016866 | 2400 | Mandatory Spares Comm BOQ | 1000031369 | 85176260 |  | 18 |  | SDH EQUIPMENT (STM-16 MADM UPTO 5 MSP PROTECTED DIRECTIONS)-COMMONCARDS, CROSS-CONNECT/CONTROL CARDS, OPTICAL BASE CARD, POWER SUPPLYCARDS, POWER CABLING, OTHER HARDWARE & ACCESSORIES (EACH). | SET | 1 |  | INCLUDED | 0 | 0 | 0 | 0 | 0 | 0
215 | 7000016866 | 2410 | Mandatory Spares Comm BOQ | 1000018706 | 85176990 |  | 28 |  | S16.1 SFP | EA | 1 |  | INCLUDED | 0 | 0 | 0 | 0 | 0 | 0
216 | 7000016866 | 2420 | Mandatory Spares Comm BOQ | 1000014273 | 85176990 |  | 18 |  | L16.2 SFP | EA | 1 |  | INCLUDED | 0 | 0 | 0 | 0 | 0 | 0
217 | 7000016866 | 2430 | Mandatory Spares Comm BOQ | 1000031374 | 85176290 |  | 18 |  | TRIBUTARY INTERFACE- E1 INTERFACE (MINIMUM 16 NOS.) | SET | 1 |  | INCLUDED | 0 | 0 | 0 | 0 | 0 | 0
218 | 7000016866 | 2440 | Mandatory Spares Comm BOQ | 1000034950 | 85176990 |  | 18 |  | ETHERNET INTERFACE 10/100 BASE T WITH LAYER-2 SWITCHING (MIN 8INTERFACES PER CARD) | EA | 1 |  | INCLUDED | 0 | 0 | 0 | 0 | 0 | 0
219 | 7000016866 | 2450 | Mandatory Spares Comm BOQ | 1000031381 | 85176290 |  | 18 |  | TRIBUTARY INTERFACE-GIGABIT ETHERNET INTERFACES 10/100 MBPS WITH LAYER-2 SWITCHING (MINIMUM 2 NOS.) | SET | 1 |  | INCLUDED | 0 | 0 | 0 | 0 | 0 | 0
220 | 7000016866 | 2460 | Mandatory Spares Comm BOQ | 1000031398 | 85171890 |  | 18 |  | PRE CONNECTORIZED OPTICAL FIBER PATCH CORDS(10 MTRS) â€“ PACK OF SIXPATCH CORDS | SET | 1 |  | INCLUDED | 0 | 0 | 0 | 0 | 0 | 0
221 | 7000016866 | 2470 | Mandatory Spares Comm BOQ | 1000030942 | 85447090 |  | 18 |  | 24F (DWSM) APPROACH FIBRE OPTIC CABLE INCLUDING ALL INSTALLATIONHARDWARE SET | KM | 1 |  | INCLUDED | 0 | 0 | 0 | 0 | 0 | 0
222 | 7000016866 | 2480 | Mandatory spares-220kV EHV Cable | 1000028468 | 85446020 |  | 18 |  | 220 KV OUTDOOR TERMINATION KIT SUITABLE FOR 220 KV XLPECABLE | SET | 1 |  | INCLUDED | 0 | 0 | 0 | 0 | 0 | 0
223 | 7000016866 | 2490 | Mandatory spares-220kV EHV Cable | 1000033030 | 85446020 |  | 18 |  | 245KV CABLE TERMINATION KIT FOR GIS | EA | 1 |  | INCLUDED | 0 | 0 | 0 | 0 | 0 | 0
224 | 7000016866 | 2500 | EOT Crane | 1000024690 | 85389000 |  | 18 |  | EOT Crane for GIS Building for 220kV GIS Station | SET | 1 |  | INCLUDED | 0 | 0 | 0 | 0 | 0 | 0
Total Ex-Works Price | [12 empty] | 0 |  | 0 |  | 0 | 0 | 0
Total Type Test charges as per Schedule-7 | [12 empty] | 0
Total Ex-Works Price including Type Test charges | [12 empty] | 0
# In case the bidder leaves the cell for confirmation of the HSN code and/or GST rate “blank”, the HSN code and corresponding GST rate indicated by the Employer shall be deemed to be the one confirmed by the Bidder.
| Date | [7 empty] | Printed Name
| Place | [7 empty] | Designation
Click for Sch-2

## Sch-2
5002002255/GIS-EXCLUDING/DOM/A04-CC CS -5 | [8 empty] | Schedule - 2
GIS Substation Package SS-93 for Execution of 400kV & 220kV GIS bays for Extension of 765/400/220kV Pune (Shikrapur) GIS Substation under Western Region Expansion Scheme – XXVI (WRES-XXVI).
(SCHEDULE OF RATES AND PRICES)
BIDDER:
0 | [6 empty] | To:
Bidder’s Name and Address (Sole Bidder) : | [6 empty] | Contract Services
Name : | [6 empty] | Power Grid Corporation of India Ltd.,
Address : | [6 empty] | "Saudamini", Plot No.-2
Sector-29,
Gurgaon (Haryana) - 122001
Local Transportation, In-transit Insurance, Loading and Unloading
(All Prices are in Indian Rupees)
SI. No. | PR No | PR Line Item No | Activity Description | Material Code | Description | Unit | Quantity | Unit Freight, In-transit Insurance, loading & Unloading Charges | Total Freight, In-transit Insurance, loading & Unloading Charges
1 | 2 | 3 | 4 | 5 | 6 | 7 | 8 | 9 | 10 = 8 X 9
I | Extn. of 765/400/220kV Pune GIS S/S
1 | 7000016866 | 10 | 400kV GIS EQUIPMENT | 1000032802 | 420KV, 4000A,63KA GIS BUSBAR MODULE EXTENSION | SET | 2 |  | INCLUDED
2 | 7000016866 | 20 | 400kV GIS EQUIPMENT | 1000032796 | 420KV, 3150A, 63KA SF6 TO AIR BUSHING including support structure | SET | 6 |  | INCLUDED
3 | 7000016866 | 30 | 400kV GIS EQUIPMENT | 1000059207 | 420KV, 3000A, 63KA, SINGLE PHASE, SF6 GAS INSULATED BUS DUCT (GIB)OUTSIDE GIS HALL ALONGWITH ASSOCIATED SUPPORT STRUCTURE, ETC. AS PERTECHNICAL SPECIFICATION | M | 300 |  | INCLUDED
4 | 7000016866 | 40 | 400kV GIS EQUIPMENT | 1000004637 | 420kV, 3150 A, 63 kA, SF6 GIS ICT feederbay module as per Section-Project,Technical specification | SET | 2 |  | INCLUDED
5 | 7000016866 | 50 | 400kV AIS Equipment | 1000020419 | 336kV Surge Arrester (1-phase) | EA | 6 |  | INCLUDED
6 | 7000016866 | 60 | 400kV AIS Equipment | 1000004401 | 420 kV, 1 phase Bus Post Insulator (except for Line Traps) | EA | 6 |  | INCLUDED
7 | 7000016866 | 70 | 220 KV GIS Equipments | 1000001691 | 245kV, 1600 A, 50 kA, SF6 GIS Linefeeder bay module as perSection-Project, Technicalspecification | SET | 4 |  | INCLUDED
8 | 7000016866 | 80 | 220 KV GIS Equipments | 1000029503 | 245kV, 1600A, 50kA Single phase SF6 to Air Bushing | EA | 12 |  | INCLUDED
9 | 7000016866 | 90 | 220 KV GIS Equipments | 1000001690 | 245kV, 1600 A, 50 kA, SF6 GIS ICT feederbay module as per Section-Project,Technical specification | SET | 2 |  | INCLUDED
10 | 7000016866 | 100 | 220 KV GIS Equipments | 1000001838 | 245 kV, 3000A, 50kA, SF6 GIS Bus barmodule as per Section-Project,Technical specification | SET | 2 |  | INCLUDED
11 | 7000016866 | 110 | 220 KV GIS Equipments | 1000001840 | 245kV, 3000 A, 50 kA, SF6 GIS Buscoupler bay module as perSection-Project, Technicalspecification | SET | 1 |  | INCLUDED
12 | 7000017320 | 10 | 220 KV GIS Equipments | 1000001693 | 245kV,1600A, 50kA,3 Single phase/3Phase, SF6 Gas Insulated Bus Duct (GIB)outside GIS Hall alongwith associatedsupport structure(Quantity mentionedhere is for 3 Phase type) | M | 150 |  | INCLUDED
13 | 7000016866 | 130 | 220kV AIS Equipment | 1000001772 | 245 kV, 4400pf Capacitive Voltage Transformer (1- Phase) | EA | 12 |  | INCLUDED
14 | 7000016866 | 140 | 220kV AIS Equipment | 1000020417 | 216kV Surge Arrester (1-phase) | EA | 18 |  | INCLUDED
15 | 7000016866 | 150 | 220kV AIS Equipment | 1000001695 | 245 kV, 1 phase Bus Post Insulator (except for Line Traps) | EA | 12 |  | INCLUDED
16 | 7000016866 | 160 | 220kV AIS Equipment | 1000001694 | 245 kV ,1 phase Bus Post Insulators for Line Traps | EA | 24 |  | INCLUDED
17 | 7000016866 | 170 | Testing & Maintenance Equipment | 1000025329 | Portable Partial Discharge measurement test kitwith all necessary accessories,Industrial Grade Laptop and licensedsoftware as per Technicalspecification. | EA | 1 |  | INCLUDED
18 | 7000016866 | 180 | Control & Relay Panel | 1000002165 | 400kV Circuit Breaker Relay Panel with Auto Reclose (with Automation) | EA | 2 |  | INCLUDED
19 | 7000016866 | 190 | Control & Relay Panel | 1000004274 | 400kV Transformer Protection Panel (For both HV & MV side)-(withAutomation) | EA | 2 |  | INCLUDED
20 | 7000016866 | 200 | Control & Relay Panel | 1000001330 | 220kV Line Protection Panel (with Automation) | EA | 4 |  | INCLUDED
21 | 7000016866 | 210 | Control & Relay Panel | 1000001170 | 220kV Circuit Breaker Relay Panel with Auto Reclose (with Automation) | EA | 7 |  | INCLUDED
22 | 7000016866 | 220 | Control & Relay Panel | 1000025391 | Relay Test kit | EA | 1 |  | INCLUDED
23 | 7000016866 | 230 | Control & Relay Panel | 1000001166 | 220kV Bus Bar Protection Panel (Single)-(with Automation) | SET | 1 |  | INCLUDED
24 | 7000016866 | 240 | Substation Automation System | 1000003409 | Augmentation of Substation automation System for 400kV Main bay as perTechnical Specification | EA | 2 |  | INCLUDED
25 | 7000016866 | 250 | Substation Automation System | 1000001333 | Augmentation of Substation automation System for 220kV bay as perTechnical Specification | EA | 7 |  | INCLUDED
26 | 7000016866 | 260 | Air conditioning &ventilation system | 1000025963 | Air conditioning sys-400kV GIS Hall LCC | SET | 1 |  | INCLUDED
27 | 7000016866 | 270 | Air conditioning &ventilation system | 1000032700 | AIRCONDITIONING SYSTEM FOR LCR IN 245KV GIS BUILDING | SET | 1 |  | INCLUDED
28 | 7000016866 | 280 | Air conditioning &ventilation system | 1000022409 | Ventillation system for 400kV GIS Hall Ext | SET | 1 |  | INCLUDED
29 | 7000016866 | 290 | Air conditioning &ventilation system | 1000022406 | Ventillation system for 220KV GIS Hall | SET | 1 |  | INCLUDED
30 | 7000016866 | 300 | Pune END PLCC | 1000010014 | Coupling device for PLCC | SET | 2 |  | INCLUDED
31 | 7000016866 | 310 | Pune END PLCC | 1000000046 | Carrier Equipment Analog type (for Speech+Data & Speech+Protection) | EA | 2 |  | INCLUDED
32 | 7000016866 | 320 | Pune END PLCC | 1000017887 | Analog Protection Coupler for PLCC | EA | 2 |  | INCLUDED
33 | 7000016866 | 330 | Pune END PLCC | 1000010638 | Digital Protection Coupler | EA | 2 |  | INCLUDED
34 | 7000016866 | 340 | Pune END PLCC | 1000036908 | HF CABLE 75 OHMS FOR PLCC | KM | 1 |  | INCLUDED
35 | 7000016866 | 350 | Pune END PLCC | 1000001568 | 220kV,1600A,0.5mH ,50kA Line Trap | EA | 8 |  | INCLUDED
36 | 7000016866 | 360 | Khed City END PLCC | 1000010014 | Coupling device for PLCC | SET | 2 |  | INCLUDED
37 | 7000016866 | 370 | Khed City END PLCC | 1000000046 | Carrier Equipment Analog type (for Speech+Data & Speech+Protection) | EA | 2 |  | INCLUDED
38 | 7000016866 | 380 | Khed City END PLCC | 1000017887 | Analog Protection Coupler for PLCC | EA | 2 |  | INCLUDED
39 | 7000016866 | 390 | Khed City END PLCC | 1000010638 | Digital Protection Coupler | EA | 2 |  | INCLUDED
40 | 7000016866 | 400 | Khed City END PLCC | 1000036908 | HF CABLE 75 OHMS FOR PLCC | KM | 1 |  | INCLUDED
41 | 7000016866 | 410 | Illumination(Outdoor) | 1000014547 | Lighting Panel type ACP-2 as per technical specification | EA | 2 |  | INCLUDED
42 | 7000016866 | 420 | Illumination(Outdoor) | 1000038325 | LIGHTING FIXTURE LED LUMINAIRES TYPE FL2 AS PER TECH. SPECIFICATIONS | EA | 10 |  | INCLUDED
43 | 7000016866 | 430 | Illumination(Outdoor) | 1000038387 | LED FLOOD LIGHT LUMINARIESTYPE FL-1 (150W) AS PER TECHNICALSPECIFICATION | EA | 10 |  | INCLUDED
44 | 7000016866 | 440 | Illumination(Outdoor) | 1000001894 | Outdoor Power Receptacle for oilfiltration unit (250A) | EA | 1 |  | INCLUDED
45 | 7000016866 | 450 | Illumination-Indoor | 1000013800 | Illumination system for 220KV GIS Hall | SET | 1 |  | INCLUDED
46 | 7000016866 | 460 | Illumination-Indoor | 1000049467 | INDOOR LIGHTNING FOR GIS BUILDING (AS PER TECHNICAL SPECIFICATION) including AHU & Relay Rooms as applicable | SET | 1 |  | INCLUDED
47 | 7000016866 | 470 | Erection Hardware | 1000011330 | Erection Hardware for 400kV DM type layout for GIS terminationarrangement-Transformer bay as per technical specification | SET | 2 |  | INCLUDED
48 | 7000016866 | 480 | Erection Hardware | 1000011246 | Erection Hardware for 220kV DM-type layout for GIS terminationarrangement-Line bay as per technical specification | SET | 4 |  | INCLUDED
49 | 7000016866 | 490 | Erection Hardware | 1000011252 | Erection Hardware for 220kV DM-type layout for GIS terminationarrangement-Transformer bay as per technical specification | SET | 2 |  | INCLUDED
50 | 7000016866 | 500 | 220kV Insulator and Hardware | 1000055983 | 220KV TENSION INSULATOR STRING AND ASSOCIATED HARDWARE FITTINGS WITHTURN BUCKLE SUITABLE FOR TWIN CONDUCTOR | EA | 18 |  | INCLUDED
51 | 7000016866 | 510 | 220kV Insulator and Hardware | 1000055977 | 220KV SUSPENSION INSULATOR STRING AND ASSOCIATED HARDWARE FITTINGSWITH THROUGH CLAMP SUITABLE FOR TWIN CONDUCTOR | EA | 6 |  | INCLUDED
52 | 7000016866 | 520 | 220kV Insulator and Hardware | 1000055980 | 220KV TENSION INSULATOR STRING AND ASSOCIATED HARDWARE FITTINGSWITHOUT TURN BUCKLE SUITABLE FOR TWIN CONDUCTOR | EA | 6 |  | INCLUDED
53 | 7000016866 | 530 | 220kV Insulator and Hardware | 1000055975 | 220KV SUSPENSION INSULATOR STRING AND ASSOCIATED HARDWARE FITTINGSWITH DROP CLAMP SUITABLE FOR TWIN CONDUCTOR | EA | 12 |  | INCLUDED
54 | 7000016866 | 540 | Power Cable | 1000032030 | 220KV HV POWER CABLE ALONG WITH ACCESSORIES | KM | 3 |  | INCLUDED
55 | 7000016866 | 550 | Power Cable | 1000031951 | 1.1KV GRADE 3.5CX300 SQMM (XLPE) POWER CABLE | KM | 0.25 |  | INCLUDED
56 | 7000016866 | 560 | Power Cable | 1000031953 | 1.1KV GRADE 3.5CX35 SQMM (PVC) POWER CABLE | KM | 2.5 |  | INCLUDED
57 | 7000016866 | 570 | Power Cable | 1000031957 | 1.1KV GRADE 3.5CX70 SQMM (PVC) POWER CABLE | KM | 2 |  | INCLUDED
58 | 7000016866 | 580 | Power Cable | 1000031976 | 1.1KV GRADE 4CX16 SQMM (PVC) POWER CABLE | KM | 3 |  | INCLUDED
59 | 7000016866 | 590 | Power Cable | 1000031985 | 1.1KV GRADE 4CX6 SQMM (PVC) POWER CABLE | KM | 3 |  | INCLUDED
60 | 7000016866 | 600 | Power Cable | 1000031943 | 1.1KV GRADE 2CX6 SQMM (PVC) POWER CABLE | KM | 1 |  | INCLUDED
61 | 7000016866 | 610 | Power Cable | 1000028468 | 220 KV OUTDOOR TERMINATION KIT SUITABLE FOR 220 KV XLPECABLE | SET | 12 |  | INCLUDED
62 | 7000016866 | 620 | Power Cable | 1000032510 | STRUCTURES FOR 220 CABLE END TERMINATION(S) (1-PH) AS PER TECHNICALSPECIFICATION | SET | 6 |  | INCLUDED
63 | 7000016866 | 630 | Power Cable | 1000033030 | 245KV CABLE TERMINATION KIT FOR GIS | EA | 12 |  | INCLUDED
64 | 7000016866 | 650 | Foundation bolt | 1000012371 | Fabrication, galvanising and supply of 80mm dia foundation boltsincluding nuts, checknuts, washers and packplates | EA | 36 |  | INCLUDED
65 | 7000016866 | 660 | Foundation bolt | 1000012368 | Fabrication, galvanising and supply of 40mm dia foundation boltsincluding nuts, checknuts, washers and packplates. | EA | 48 |  | INCLUDED
66 | 7000016866 | 670 | Foundation bolt | 1000012366 | Fabrication, galvanising and supply of 28mm dia foundation boltsincluding nuts, checknuts, washers and packplates. | EA | 336 |  | INCLUDED
67 | 7000016866 | 690 | Control Cable | 1000031964 | 1.1KV GRADE 3CX2.5 SQMM CONTROL CABLE | KM | 2.9 |  | INCLUDED
68 | 7000016866 | 700 | Control Cable | 1000031987 | 1.1KV GRADE 5CX2.5 SQMM CONTROL CABLE | KM | 4.3 |  | INCLUDED
69 | 7000016866 | 710 | Control Cable | 1000031887 | 1.1KV GRADE 10CX2.5 SQMM CONTROL CABLE | KM | 1.9 |  | INCLUDED
70 | 7000016866 | 720 | Control Cable | 1000056264 | 1.1KV GRADE 19CX1.5 SQMM CONTROL CABLE | KM | 1.4 |  | INCLUDED
71 | 7000016866 | 730 | Control Cable | 1000056265 | 1.1KV GRADE 27CX1.5 SQMM CONTROL CABLE | KM | 0.3 |  | INCLUDED
72 | 7000016866 | 740 | Control Cable | 1000032049 | 4PAIR, 0.5 SQ.MM SCREENED CABLE | KM | 0.6 |  | INCLUDED
73 | 7000016866 | 900 | Fire Fighting System | 1000012009 | Fire Detection and Alarm System for 220kV GIS Hall | SET | 1 |  | INCLUDED
74 | 7000016866 | 910 | Fire Fighting System | 1000012069 | HVW spray system, Hydrant system and complete U/G & O/G piping andaccessories etc. out side the pump house for 500MVA , 400KV/220/33kV, 3-phase Autotransformer | SET | 2 |  | INCLUDED
75 | 7000016866 | 920 | Fire Fighting System | 1000012010 | Fire Detection and Alarm System for 400kV GIS Hall | SET | 1 |  | INCLUDED
76 | 7000016866 | 930 | Fire Fighting System | 1000012022 | 4.5 kg CO2 type Portable Fire extinguisher | EA | 8 |  | INCLUDED
77 | 7000016866 | 940 | Fire Fighting System | 1000012024 | Fire Extinguisher Dry Chemical Powder Type(5 Kg) for control room. | EA | 4 |  | INCLUDED
78 | 7000016866 | 950 | Fire Fighting System | 1000012037 | Hydrant system, complete U/G piping and accessories etc. outside thePump House for Fire Protection of 400/220kV (Ext) Substation | SET | 1 |  | INCLUDED
79 | 7000016866 | 990 | 400kV Transfoemer | 1000025219 | On line insulating oil drying system (Cartridge type) (As per technicalspecification) | EA | 2 |  | INCLUDED
80 | 7000016866 | 1000 | GIS Mandatory spares-400kV | 1000058332 | 400KV GIS-SF6 GAS PRESSURE RELIEF DEVICE ASSEMBLY OF EACH TYPE | EA | 1 |  | INCLUDED
81 | 7000016866 | 1010 | GIS Mandatory spares-400kV | 1000049817 | SF6 PRESSURE GAUGE CUM SWITCH /DENSITY MONITORS AND PRESSURESWITCH AS APPLICABLE, OF EACH TYPE-400KV GIS | SET | 2 |  | INCLUDED
82 | 7000016866 | 1020 | GIS Mandatory spares-400kV | 1000049753 | COUPLING DEVICE FOR PRESSURE GAUGE CUM SWITCH FOR CONNECTINGGAS HANDLING PLANT OF EACH TYPE-400KV GIS | SET | 1 |  | INCLUDED
83 | 7000016866 | 1030 | GIS Mandatory spares-400kV | 1000049762 | RUBBER GASKETS, Ã‚â‚¬Å’OÃ‚â‚¬Â RINGS AND SEALS FOR SF6 GAS FOR GISENCLOSURE OF EACH TYPE-400KV GIS | SET | 2 |  | INCLUDED
84 | 7000016866 | 1040 | GIS Mandatory spares-400kV | 1000058330 | 400KV GIS-MOLECULAR FILTER FOR SF6 GAS WITH FILTER BAGS (5 % OF TOTALWEIGHT) | SET | 1 |  | INCLUDED
85 | 7000016866 | 1050 | GIS Mandatory spares-400kV | 1000049750 | CONTROL VALVES FOR SF6 GAS OF EACH TYPE-400KV GIS | SET | 2 |  | INCLUDED
86 | 7000016866 | 1060 | GIS Mandatory spares-400kV | 1000058331 | 400KV GIS-SF6 GAS (5 % OF TOTAL GAS QUANTITY) | LOT | 1 |  | INCLUDED
87 | 7000016866 | 1070 | GIS Mandatory spares-400kV | 1000049783 | LOCKING DEVICE TO KEEP THE DIS-CONNECTORS (ISOLATORS)AND EARTHING/FAST EARTHING SWITCHES IN CLOSE OR OPEN POSITION IN CASEOF REMOVAL OF THE DRIVING MECHANISM-400KV GIS | SET | 2 |  | INCLUDED
88 | 7000016866 | 1080 | GIS Mandatory spares-400kV | 1000049505 | UHF PD SENSORS OF EACH TYPE ALONG WITH BNC CONNECTOR FOR 420KV GIS | EA | 3 |  | INCLUDED
89 | 7000016866 | 1090 | GIS Mandatory spares-400kV | 1000058334 | 400KV GIS-SUPPORT INSULATORS (GAS THROUGH) OF EACH TYPE (COMPLETE WITHMETAL RING ETC.) ALONG WITH ASSOCIATED CONTACTS AND SHIELDS | EA | 3 |  | INCLUDED
90 | 7000016866 | 1100 | GIS Mandatory spares-400kV | 1000058329 | 400KV GIS-GAS BARRIERS OF EACH TYPE (COMPLETE WITH METAL RING ETC.)ALONG WITH ASSOCIATED CONTACTS AND SHIELDS | EA | 3 |  | INCLUDED
91 | 7000016866 | 1110 | GIS Mandatory spares-400kV | 1000058333 | 400KV GIS- 3150A SF6 TO AIR BUSHING COMPLETE IN ALL RESPECT | EA | 1 |  | INCLUDED
92 | 7000016866 | 1120 | GIS Mandatory spares-400kV | 1000049498 | LCC SPARES - AUX. RELAYS, CONTACTORS,PUSH BUTTONS, SWITCHES,LAMPS,ANNUNCIATION WINDOWS, MCB, FUSES,TIMERS, TERMINAL BLOCKS ETC. OF EACHTYPE & RATING-400kV GIS | SET | 1 |  | INCLUDED
93 | 7000016866 | 1130 | GIS Mandatory spares-400kV | 1000058317 | 400KV GIS-ONE POLE OF 3150A CIRCUIT BREAKER WITHOUT PIR WITHINTERRUPTER, MAIN CIRCUIT, ENCLOSURE AND OPERATING MECHANISM COMPLETEIN ALL RESPECT | SET | 1 |  | INCLUDED
94 | 7000016866 | 1140 | GIS Mandatory spares-400kV | 1000058316 | 400KV GIS-ONE POLE OF 3150A CIRCUIT BREAKER WITH PIR WITH INTERRUPTER,MAIN CIRCUIT, ENCLOSURE AND OPERATING MECHANISM COMPLETE IN ALLRESPECT | SET | 1 |  | INCLUDED
95 | 7000016866 | 1150 | GIS Mandatory spares-400kV | 1000021873 | Trip coil assembly with resistor for420kV GIS Circuit Breaker (asapplicable) | SET | 3 |  | INCLUDED
96 | 7000016866 | 1160 | GIS Mandatory spares-400kV | 1000009208 | Closing coil assembly with resistor for420kV GIS Circuit Breaker (asapplicable) | SET | 3 |  | INCLUDED
97 | 7000016866 | 1170 | GIS Mandatory spares-400kV | 1000058324 | RELAYS, POWER CONTACTORS, PUSH BUTTONS, TIMERS & MCBS ETC. (ASAPPLICABLE) OF EACH TYPE FOR 400KV GIS CIRCUIT BREAKER | SET | 1 |  | INCLUDED
98 | 7000016866 | 1180 | GIS Mandatory spares-400kV | 1000007067 | Auxiliary switch assembly of each type for 420kV GIS Circuit Breaker | SET | 1 |  | INCLUDED
99 | 7000016866 | 1190 | GIS Mandatory spares-400kV | 1000058323 | 400KV GIS CIRCUIT BREAKER-OPERATION COUNTER | EA | 1 |  | INCLUDED
100 | 7000016866 | 1200 | GIS Mandatory spares-400kV | 1000058320 | 400KV GIS CIRCUIT BREAKER-HYDRAULIC OPERATING MECHANISM WITH DRIVEMOTOR (FOR HYDRAULIC OPERATED MECHANISM, IF APPLICABLE) | SET | 1 |  | INCLUDED
101 | 7000016866 | 1210 | GIS Mandatory spares-400kV | 1000049759 | HYDRAULIC FILTER OF EACH TYPE (FOR HYDRAULIC OPERATED MECHANISM, IFPPLICABLE)-400KV GIS CIRCUIT BREKAER | SET | 1 |  | INCLUDED
102 | 7000016866 | 1220 | GIS Mandatory spares-400kV | 1000058319 | 400KV GIS CIRCUIT BREAKER- HOSE PIPE OF EACH TYPE (AS APPLICABLE) (FORHYDRAULIC OPERATED MECHANISM, IF APPLICABLE) | SET | 1 |  | INCLUDED
103 | 7000016866 | 1230 | GIS Mandatory spares-400kV | 1000058322 | 400KV GIS CIRCUIT BREAKER - N2 ACCUMULATOR (FOR HYDRAULIC OPERATEDMECHANISM, IF APPLICABLE) | SET | 1 |  | INCLUDED
104 | 7000016866 | 1240 | GIS Mandatory spares-400kV | 1000049835 | VALVES OF EACH TYPE (FOR HYDRAULIC OPERATED MECHANISM, IFAPPLICABLE)-400KV GIS CIRCUIT BREKAER | SET | 1 |  | INCLUDED
105 | 7000016866 | 1250 | GIS Mandatory spares-400kV | 1000049795 | PIPE LENGTH (COPPER & STEEL) OF EACH SIZE & TYPE (FOR HYDRAULICOPERATED MECHANISM, IF APPLICABLE)-400KV GIS CIRCUIT BREKAER | SET | 1 |  | INCLUDED
106 | 7000016866 | 1260 | GIS Mandatory spares-400kV | 1000049808 | PRESSURE SWITCHES OF EACH TYPE (FOR HYDRAULIC OPERATED MECHANISM, IFAPPLICABLE)-400KV GIS CIRCUIT BREKAER | SET | 1 |  | INCLUDED
107 | 7000016866 | 1270 | GIS Mandatory spares-400kV | 1000049805 | PRESSURE GAUGE WITH COUPLING DEVICE OF EACH TYPE (FOR HYDRAULICOPERATED MECHANISM, IF APPLICABLE)-400KV GIS CIRCUIT BREKAER | SET | 1 |  | INCLUDED
108 | 7000016866 | 1280 | GIS Mandatory spares-400kV | 1000058321 | 400KV GIS CIRCUIT BREAKER-HYDRAULIC OIL (5% OF TOTAL OIL QUANTITY)(FOR HYDRAULIC OPERATED MECHANISM, IF APPLICABLE) | SET | 1 |  | INCLUDED
109 | 7000016866 | 1290 | GIS Mandatory spares-400kV | 1000049799 | PRESSURE RELIEF DEVICE OF EACH TYPE (FOR HYDRAULIC OPERATED MECHANISM,IF APPLICABLE)-400KV GIS CIRCUIT BREKAER | SET | 1 |  | INCLUDED
110 | 7000016866 | 1300 | GIS Mandatory spares-400kV | 1000058325 | 400KV GIS CIRCUIT BREAKER-COMPLETE SPRING OPERATING MECHANISMINCLUDING CHARGING MECHANISM ETC. (FOR SPRING OPERATED MECHANISM, IFAPPLICABLE) | SET | 1 |  | INCLUDED
111 | 7000016866 | 1310 | GIS Mandatory spares-400kV | 1000058318 | 400KV GIS CIRCUIT BREAKER- COMPLETE HYDRAULIC-SPRING OPERATINGMECHANISM INCLUDING CHARGING MECHANISM ETC. (FOR HYDRAULIC-SPRINGOPERATED MECHANISM, IF APPLICABLE) | SET | 1 |  | INCLUDED
112 | 7000016866 | 1320 | GIS Mandatory spares-400kV | 1000049495 | PRESSURE SWITCHES OF EACH TYPE FOR420KV GIS CIRCUIT BREAKER (ForHydraulic-Spring Operated Mechanism, ifapplicable) | SET | 1 |  | INCLUDED
113 | 7000016866 | 1330 | GIS Mandatory spares-400kV | 1000049802 | PRESSURE GAUGE WITH COUPLING DEVICE OF EACH TYPE (FOR HYDRAULIC-SPRINGOPERATED MECHANISM, IF APPLICABLE)-400KV GIS CIRCUIT BREKAER | SET | 1 |  | INCLUDED
114 | 7000016866 | 1340 | GIS Mandatory spares-400kV | 1000058374 | 400kV GIS- Single phase of 3150Adisconnector switch including maincircuit, enclosure, driving mechanismand support insulator etc., complete inall respect (Note 1- The contractorshall supply spare for disconnectorswitch to ensure one to one replacementof all disconnector switch supplied asmain equipment without any requirementof modification in fittings at site tocover all different types ofdisconnector switch supplied. In case,quantity of supplied dis-connectorswitch types (for one to onereplacement) are more than the quantitymentioned in BPS for spare, thecontractor shall supply theseadditional types of disconnector switchwithout any additional priceimplication to POWERGRID and quantitiesof these additional type ofdisconnector switch are deem to beincluded in the quantities mentioned inBPS for spare disconnector. Note 2 - Incase, Dis-connector Switch (DS) & EarthSwitch (ES) is provided in a sameenclosure with common operatingmechanism, then the module comprisingof Dis-connector & Earth switch insingle enclosure with common operatingmechanism is to be provided under thehead of spare Dis-connector only. Note3- In case, Dis-connector Switch (DS)&Earth Switch (ES) is provided in asame enclosure with separate operatingmechanism, then the module comprisingof Dis-connector & Earth switch insingle enclosure with separateoperating mechanism is to be providedunder the head of spare Dis-connectoronly.) | EA | 2 |  | INCLUDED
115 | 7000016866 | 1350 | GIS Mandatory spares-400kV | 1000058314 | 400KV GIS- SINGLE PHASE MAINTENANCE EARTHING SWITCH INCLUDING MAINCIRCUIT, ENCLOSURE, DRIVING MECHANISM AND SUPPORT INSULATOR ETC.,COMPLETE IN ALL RESPECT (NOTE 1 - IN CASE, DIS-CONNECTOR SWITCH (DS) &EARTH SWITCH (ES) IS PROVIDED IN A SAME ENCLOSURE WITH COMMONOPERATING MECHANISM, THEN THE MODULE COMPRISING OF DIS-CONNECTOR &EARTH SWITCH IN SINGLE ENCLOSURE WITH COMMON OPERATING MECHANISM IS TOBE PROVIDED UNDER THE HEAD OF SPARE DIS-CONNECTOR ONLY. NOTE 2 - INCASE, DIS-CONNECTOR SWITCH (DS) & EARTH SWITCH (ES) IS PROVIDED IN ASAME ENCLOSURE WITH SEPARATE OPERATING MECHANISM, THEN THE MODULECOMPRISING OF DIS-CONNECTOR & EARTH SWITCH IN SINGLE ENCLOSURE WITHSEPARATE OPERATING MECHANISM IS TO BE PROVIDED UNDER THE HEAD OF SPAREDIS-CONNECTOR ONLY.) | EA | 1 |  | INCLUDED
116 | 7000016866 | 1360 | GIS Mandatory spares-400kV | 1000058310 | 400KV GIS - SINGLE PHASE FAST EARTHING SWITCH INCLUDING MAIN CIRCUIT,ENCLOSURE, DRIVING MECHANISM AND SUPPORT INSULATOR ETC., COMPLETE INALL RESPECT (NOTE 1 - IN CASE, DIS-CONNECTOR SWITCH (DS) & EARTHSWITCH (ES) IS PROVIDED IN A SAME ENCLOSURE WITH COMMON OPERATINGMECHANISM, THEN THE MODULE COMPRISING OF DIS-CONNECTOR & EARTH SWITCHIN SINGLE ENCLOSURE WITH COMMON OPERATING MECHANISM IS TO BE PROVIDEDUNDER THE HEAD OF SPARE DIS-CONNECTOR ONLY. NOTE 2 - IN CASE,DIS-CONNECTOR SWITCH (DS) & EARTH SWITCH (ES) IS PROVIDED IN A SAMEENCLOSURE WITH SEPARATE OPERATING MECHANISM, THEN THE MODULECOMPRISING OF DIS-CONNECTOR & EARTH SWITCH IN SINGLE ENCLOSURE WITHSEPARATE OPERATING MECHANISM IS TO BE PROVIDED UNDER THE HEAD OF SPAREDIS-CONNECTOR ONLY.) | EA | 1 |  | INCLUDED
117 | 7000016866 | 1370 | GIS Mandatory spares-400kV | 1000058305 | OPEN/CLOSE CONTACTOR ASSEMBLY, TIMERS, KEY INTERLOCK, INTERLOCKINGCOILS, RELAYS, PUSH BUTTONS, INDICATING LAMPS, POWER CONTACTORS,RESISTORS, FUSES, MCBS & DRIVE CONTROL CARDS ETC. (AS APPLICABLE) ONEOF EACH TYPE FOR ONE COMPLETE MOM BOX FOR 400KV GIS DISCONNECTORSWITCH | SET | 1 |  | INCLUDED
118 | 7000016866 | 1380 | GIS Mandatory spares-400kV | 1000058312 | OPEN/CLOSE CONTACTOR ASSEMBLY, TIMERS, KEY INTERLOCK, INTERLOCKINGCOILS, RELAYS, PUSH BUTTONS, INDICATING LAMPS, POWER CONTACTORS,RESISTORS, FUSES, MCBS & DRIVE CONTROL CARDS ETC. (AS APPLICABLE) ONEOF EACH TYPE FOR ONE COMPLETE MOM BOX FOR 400KV GIS MAINTENANCE EARTHSWITCH | SET | 1 |  | INCLUDED
119 | 7000016866 | 1390 | GIS Mandatory spares-400kV | 1000058308 | OPEN/CLOSE CONTACTOR ASSEMBLY, TIMERS, KEY INTERLOCK, INTERLOCKINGCOILS, RELAYS, PUSH BUTTONS, INDICATING LAMPS, POWER CONTACTORS,RESISTORS, FUSES, MCBS & DRIVE CONTROL CARDS ETC. (AS APPLICABLE) ONEOF EACH TYPE FOR ONE COMPLETE MOM BOX FOR 400KV GIS FAST EARTHINGSWITCH | SET | 1 |  | INCLUDED
120 | 7000016866 | 1400 | GIS Mandatory spares-400kV | 1000049776 | LIMIT SWITCHES AND AUX. SWITCHES FOR ONE COMPLETE MOM BOX FORDISCONNECTOR-400KV GIS | SET | 1 |  | INCLUDED
121 | 7000016866 | 1410 | GIS Mandatory spares-400kV | 1000049778 | LIMIT SWITCHES AND AUX. SWITCHES FOR ONE COMPLETE MOM BOX FORMAINTENANCE EARTHING SWITCH-400KV GIS | SET | 1 |  | INCLUDED
122 | 7000016866 | 1420 | GIS Mandatory spares-400kV | 1000049777 | LIMIT SWITCHES AND AUX. SWITCHES FOR ONE COMPLETE MOM BOX FOR FASTEARTHING SWITCH (IF APPLICABLE)-400KV GIS | SET | 1 |  | INCLUDED
123 | 7000016866 | 1430 | GIS Mandatory spares-400kV | 1000058306 | DRIVE MECHANISM FOR 400KV GIS DISCONNECTOR SWITCH | SET | 1 |  | INCLUDED
124 | 7000016866 | 1440 | GIS Mandatory spares-400kV | 1000058313 | DRIVE MECHANISM FOR 400KV GIS MAINTENANCE EARTH SWITCH | SET | 1 |  | INCLUDED
125 | 7000016866 | 1450 | GIS Mandatory spares-400kV | 1000058309 | DRIVE MECHANISM FOR 400KV GIS FAST EARTHING SWITCH | SET | 1 |  | INCLUDED
126 | 7000016866 | 1460 | GIS Mandatory spares-400kV | 1000058307 | MOTOR FOR DRIVE MECHANISM FOR 400KV GIS DISCONNECTOR SWITCH | EA | 1 |  | INCLUDED
127 | 7000016866 | 1470 | GIS Mandatory spares-400kV | 1000058315 | MOTOR FOR DRIVE MECHANISM FOR 400KVGIS MAINTENANCE EARTH SWITCH | EA | 1 |  | INCLUDED
128 | 7000016866 | 1480 | GIS Mandatory spares-400kV | 1000058311 | MOTOR FOR DRIVE MECHANISM FOR 400KV GIS FAST EARTHING SWITCH | EA | 1 |  | INCLUDED
129 | 7000016866 | 1490 | GIS Mandatory spares-400kV | 1000058327 | 400KV GIS- SINGLE PHASE OF CURRENT TRANSFORMER (3 CORES, TYPE-CTA)WITH ASSOCIATED ENCLOSURE AND PRIMARY CONDUCTOR COMPLETE IN ALLRESPECT | EA | 1 |  | INCLUDED
130 | 7000016866 | 1500 | GIS Mandatory spares-400kV | 1000058326 | 400KV GIS- SINGLE PHASE OF CURRENT TRANSFORMER (2 CORES, TYPE-CTB)WITH ASSOCIATED ENCLOSURE AND PRIMARY CONDUCTOR COMPLETE IN ALLRESPECT | EA | 1 |  | INCLUDED
131 | 7000016866 | 1510 | GIS Mandatory spares-220kV | 1000058295 | 220KV GIS- CABLE CONNECTION ENCLOSURE WITH MAIN CIRCUIT | SET | 1 |  | INCLUDED
132 | 7000016866 | 1520 | GIS Mandatory spares-220kV | 1000058300 | 220KV GIS-SF6 GAS PRESSURE RELIEF DEVICE ASSEMBLY OF EACH TYPE | EA | 1 |  | INCLUDED
133 | 7000016866 | 1530 | GIS Mandatory spares-220kV | 1000049816 | SF6 PRESSURE GAUGE CUM SWITCH /DENSITY MONITORS AND PRESSURESWITCH AS APPLICABLE, OF EACH TYPE-220KV GIS | SET | 2 |  | INCLUDED
134 | 7000016866 | 1540 | GIS Mandatory spares-220kV | 1000049752 | COUPLING DEVICE FOR PRESSURE GAUGE CUM SWITCH FOR CONNECTINGGAS HANDLING PLANT OF EACH TYPE-220KV GIS | SET | 1 |  | INCLUDED
135 | 7000016866 | 1550 | GIS Mandatory spares-220kV | 1000049761 | RUBBER GASKETS, Ã‚â‚¬Å’OÃ‚â‚¬Â RINGS AND SEALS FOR SF6 GAS FOR GISENCLOSURE OF EACH TYPE-220KV GIS | SET | 2 |  | INCLUDED
136 | 7000016866 | 1560 | GIS Mandatory spares-220kV | 1000058298 | 220KV GIS-MOLECULAR FILTER FOR SF6 GAS WITH FILTER BAGS (5 % OF TOTALWEIGHT) | SET | 1 |  | INCLUDED
137 | 7000016866 | 1570 | GIS Mandatory spares-220kV | 1000049749 | CONTROL VALVES FOR SF6 GAS OF EACH TYPE-220KV GIS | SET | 2 |  | INCLUDED
138 | 7000016866 | 1580 | GIS Mandatory spares-220kV | 1000058299 | 220KV GIS-SF6 GAS (5 % OF TOTAL GAS QUANTITY) | LOT | 1 |  | INCLUDED
139 | 7000016866 | 1590 | GIS Mandatory spares-220kV | 1000049782 | LOCKING DEVICE TO KEEP THE DIS-CONNECTORS (ISOLATORS)AND EARTHING/FAST EARTHING SWITCHES (AS APPLICABLE) IN CLOSE OR OPENPOSITION IN CASE OF REMOVAL OF THE DRIVING MECHANISM-220KV GIS | SET | 2 |  | INCLUDED
140 | 7000016866 | 1600 | GIS Mandatory spares-220kV | 1000049504 | UHF PD SENSORS OF EACH TYPE ALONG WITH BNC CONNECTOR FOR 245KV GIS | EA | 3 |  | INCLUDED
141 | 7000016866 | 1610 | GIS Mandatory spares-220kV | 1000058302 | 220KV GIS-SUPPORT INSULATORS (GAS THROUGH) OF EACH TYPE (COMPLETE WITHMETAL RING ETC.) ALONG WITH ASSOCIATED CONTACTS AND SHIELDS | EA | 3 |  | INCLUDED
142 | 7000016866 | 1620 | GIS Mandatory spares-220kV | 1000058297 | 220KV GIS-GAS BARRIERS OF EACH TYPE (COMPLETE WITH METAL RING ETC.)ALONG WITH ASSOCIATED CONTACTS AND SHIELDS | EA | 3 |  | INCLUDED
143 | 7000016866 | 1630 | GIS Mandatory spares-220kV | 1000058301 | 220KV GIS- 1600A SF6 TO AIR BUSHING COMPLETE IN ALL RESPECT | EA | 1 |  | INCLUDED
144 | 7000016866 | 1640 | GIS Mandatory spares-220kV | 1000049497 | LCC SPARES - AUX. RELAYS, CONTACTORS,PUSH BUTTONS, SWITCHES, LAMPS,ANNUNCIATION WINDOWS, MCB, FUSES,TIMERS, TERMINAL BLOCKS ETC. OF EACHTYPE & RATING-220kV GIS | SET | 1 |  | INCLUDED
145 | 7000016866 | 1650 | GIS Mandatory spares-220kV | 1000058284 | 220KV GIS-ONE POLE OF 1600A CIRCUIT BREAKER WITH INTERRUPTER, MAINCIRCUIT, ENCLOSURE AND OPERATING MECHANISM COMPLETE IN ALL RESPECT | SET | 1 |  | INCLUDED
146 | 7000016866 | 1660 | GIS Mandatory spares-220kV | 1000058285 | 220KV GIS-ONE POLE OF 3000A CIRCUIT BREAKER WITH INTERRUPTER, MAINCIRCUIT, ENCLOSURE AND OPERATING MECHANISM COMPLETE IN ALL RESPECT | SET | 1 |  | INCLUDED
147 | 7000016866 | 1670 | GIS Mandatory spares-220kV | 1000021871 | Trip coil assembly with resistor for245kV GIS Circuit Breaker (asapplicable) | SET | 3 |  | INCLUDED
148 | 7000016866 | 1680 | GIS Mandatory spares-220kV | 1000009185 | Closing coil assembly with resistor for245kV GIS Circuit Breaker (asapplicable) | SET | 3 |  | INCLUDED
149 | 7000016866 | 1690 | GIS Mandatory spares-220kV | 1000058292 | RELAYS, POWER CONTACTORS, PUSH BUTTONS, TIMERS & MCBS ETC. (ASAPPLICABLE) OF EACH TYPE FOR 220KV GIS CIRCUIT BREAKER | SET | 1 |  | INCLUDED
150 | 7000016866 | 1700 | GIS Mandatory spares-220kV | 1000007066 | Auxiliary switch assembly of each type for 245kV GIS Circuit Breaker | SET | 1 |  | INCLUDED
151 | 7000016866 | 1710 | GIS Mandatory spares-220kV | 1000058291 | 220KV GIS CIRCUIT BREAKER-OPERATION COUNTER | EA | 1 |  | INCLUDED
152 | 7000016866 | 1720 | GIS Mandatory spares-220kV | 1000058288 | 220KV GIS CIRCUIT BREAKER-HYDRAULIC OPERATING MECHANISM WITH DRIVEMOTOR (FOR HYDRAULIC OPERATED MECHANISM, IF APPLICABLE) | SET | 1 |  | INCLUDED
153 | 7000016866 | 1730 | GIS Mandatory spares-220kV | 1000049758 | HYDRAULIC FILTER OF EACH TYPE (FOR HYDRAULIC OPERATED MECHANISM, IFPPLICABLE)-220KV GIS CIRCUIT BREKAER | SET | 1 |  | INCLUDED
154 | 7000016866 | 1740 | GIS Mandatory spares-220kV | 1000058272 | 220KV GIS CIRCUIT BREAKER- HOSE PIPE OF EACH TYPE (AS APPLICABLE) (FORHYDRAULIC OPERATED MECHANISM, IF APPLICABLE) | SET | 1 |  | INCLUDED
155 | 7000016866 | 1750 | GIS Mandatory spares-220kV | 1000058290 | 220KV GIS CIRCUIT BREAKER - N2 ACCUMULATOR (FOR HYDRAULIC OPERATEDMECHANISM, IF APPLICABLE) | SET | 1 |  | INCLUDED
156 | 7000016866 | 1760 | GIS Mandatory spares-220kV | 1000049834 | VALVES OF EACH TYPE (FOR HYDRAULIC OPERATED MECHANISM, IFAPPLICABLE)-220KV GIS CIRCUIT BREKAER | SET | 1 |  | INCLUDED
157 | 7000016866 | 1770 | GIS Mandatory spares-220kV | 1000049794 | PIPE LENGTH (COPPER & STEEL) OF EACH SIZE & TYPE (FOR HYDRAULICOPERATED MECHANISM, IF APPLICABLE)-220KV GIS CIRCUIT BREKAER | SET | 1 |  | INCLUDED
158 | 7000016866 | 1780 | GIS Mandatory spares-220kV | 1000049807 | PRESSURE SWITCHES OF EACH TYPE (FOR HYDRAULIC OPERATED MECHANISM, IFAPPLICABLE)-220KV GIS CIRCUIT BREKAER | SET | 1 |  | INCLUDED
159 | 7000016866 | 1790 | GIS Mandatory spares-220kV | 1000049804 | PRESSURE GAUGE WITH COUPLING DEVICE OF EACH TYPE (FOR HYDRAULICOPERATED MECHANISM, IF APPLICABLE)-220KV GIS CIRCUIT BREKAER | SET | 1 |  | INCLUDED
160 | 7000016866 | 1800 | GIS Mandatory spares-220kV | 1000058289 | 220KV GIS CIRCUIT BREAKER-HYDRAULIC OIL (5% OF TOTAL OIL QUANTITY)(FOR HYDRAULIC OPERATED MECHANISM, IF APPLICABLE) | SET | 1 |  | INCLUDED
161 | 7000016866 | 1810 | GIS Mandatory spares-220kV | 1000049798 | PRESSURE RELIEF DEVICE OF EACH TYPE (FOR HYDRAULIC OPERATED MECHANISM,IF APPLICABLE)-220KV GIS CIRCUIT BREKAER | SET | 1 |  | INCLUDED
162 | 7000016866 | 1820 | GIS Mandatory spares-220kV | 1000058293 | 220KV GIS CIRCUIT BREAKER-COMPLETE SPRING OPERATING MECHANISMINCLUDING CHARGING MECHANISM ETC. (FOR SPRING OPERATED MECHANISM, IFAPPLICABLE) | SET | 1 |  | INCLUDED
163 | 7000016866 | 1830 | GIS Mandatory spares-220kV | 1000058287 | 220KV GIS CIRCUIT BREAKER- COMPLETE HYDRAULIC-SPRING OPERATINGMECHANISM INCLUDING CHARGING MECHANISM ETC. (FOR HYDRAULIC-SPRINGOPERATED MECHANISM, IF APPLICABLE) | SET | 1 |  | INCLUDED
164 | 7000016866 | 1840 | GIS Mandatory spares-220kV | 1000049797 | PRESSURE SWITCHES OF EACH TYPE (FOR HYDRAULIC-SPRING OPERATEDMECHANISM, IF APPLICABLE)-220KV GIS CIRCUIT BREAKER | SET | 1 |  | INCLUDED
165 | 7000016866 | 1850 | GIS Mandatory spares-220kV | 1000049801 | PRESSURE GAUGE WITH COUPLING DEVICE OF EACH TYPE (FOR HYDRAULIC-SPRINGOPERATED MECHANISM, IF APPLICABLE)-220KV GIS CIRCUIT BREKAER | SET | 1 |  | INCLUDED
166 | 7000016866 | 1860 | GIS Mandatory spares-220kV | 1000058371 | 220kV GIS- Three phase of 1600Adisconnector switch including maincircuit, enclosure, driving mechanismand support insulator etc., complete inall respect (Note 1- The contractorshall supply spare for disconnectorswitch to ensure one to one replacementof all disconnector switch supplied asmain equipment without any requirementof modification in fittings at site tocover all different types ofdisconnector switch supplied. In case,quantity of supplied dis-connectorswitch types (for one to onereplacement) are more than the quantitymentioned in BPS for spare, thecontractor shall supply theseadditional types of disconnector switchwithout any additional priceimplication to POWERGRID and quantitiesof these additional type ofdisconnector switch are deem to beincluded in the quantities mentioned inBPS for spare disconnector. Note 2 - Incase, Dis-connector Switch (DS) & EarthSwitch (ES) is provided in a sameenclosure with common operatingmechanism, then the module comprisingof Dis-connector & Earth switch insingle enclosure with common operatingmechanism is to be provided under thehead of spare Dis-connector only. Note3- In case, Dis-connector Switch (DS)&Earth Switch (ES) is provided in asame enclosure with separate operatingmechanism, then the module comprisingof Dis-connector & Earth switch insingle enclosure with separateoperating mechanism is to be providedunder the head of spare Dis-connectoronly.) | EA | 2 |  | INCLUDED
167 | 7000016866 | 1870 | GIS Mandatory spares-220kV | 1000058372 | 220kV GIS- Three phase of 2500Adisconnector switch including maincircuit, enclosure, driving mechanismand support insulator etc., complete inall respect (Note 1- The contractorshall supply spare for disconnectorswitch to ensure one to one replacementof all disconnector switch supplied asmain equipment without any requirementof modification in fittings at site tocover all different types ofdisconnector switch supplied. In case,quantity of supplied dis-connectorswitch types (for one to onereplacement) are more than the quantitymentioned in BPS for spare, thecontractor shall supply theseadditional types of disconnector switchwithout any additional priceimplication to POWERGRID and quantitiesof these additional type ofdisconnector switch are deem to beincluded in the quantities mentioned inBPS for spare disconnector. Note 2 - Incase, Dis-connector Switch (DS) & EarthSwitch (ES) is provided in a sameenclosure with common operatingmechanism, then the module comprisingof Dis-connector & Earth switch insingle enclosure with common operatingmechanism is to be provided under thehead of spare Dis-connector only. Note3- In case, Dis-connector Switch (DS)&Earth Switch (ES) is provided in asame enclosure with separate operatingmechanism, then the module comprisingof Dis-connector & Earth switch insingle enclosure with separateoperating mechanism is to be providedunder the head of spare Dis-connectoronly.) | EA | 1 |  | INCLUDED
168 | 7000016866 | 1880 | GIS Mandatory spares-220kV | 1000058373 | 220kV GIS- Three phase of 3000Adisconnector switch including maincircuit, enclosure, driving mechanismand support insulator etc., complete inall respect (Note 1- The contractorshall supply spare for disconnectorswitch to ensure one to one replacementof all disconnector switch supplied asmain equipment without any requirementof modification in fittings at site tocover all different types ofdisconnector switch supplied. In case,quantity of supplied dis-connectorswitch types (for one to onereplacement) are more than the quantitymentioned in BPS for spare, thecontractor shall supply theseadditional types of disconnector switchwithout any additional priceimplication to POWERGRID and quantitiesof these additional type ofdisconnector switch are deem to beincluded in the quantities mentioned inBPS for spare disconnector. Note 2 - Incase, Dis-connector Switch (DS) & EarthSwitch (ES) is provided in a sameenclosure with common operatingmechanism, then the module comprisingof Dis-connector & Earth switch insingle enclosure with common operatingmechanism is to be provided under thehead of spare Dis-connector only. Note3- In case, Dis-connector Switch (DS)&Earth Switch (ES) is provided in asame enclosure with separate operatingmechanism, then the module comprisingof Dis-connector & Earth switch insingle enclosure with separateoperating mechanism is to be providedunder the head of spare Dis-connectoronly.) | EA | 1 |  | INCLUDED
169 | 7000016866 | 1890 | GIS Mandatory spares-220kV | 1000058282 | 220KV GIS- THREE PHASE MAINTENANCE EARTHING SWITCH INCLUDING MAINCIRCUIT, ENCLOSURE, DRIVING MECHANISM AND SUPPORT INSULATOR ETC.,COMPLETE IN ALL RESPECT (NOTE 1 - IN CASE, DIS-CONNECTOR SWITCH (DS) &EARTH SWITCH (ES) IS PROVIDED IN A SAME ENCLOSURE WITH COMMONOPERATING MECHANISM, THEN THE MODULE COMPRISING OF DIS-CONNECTOR &EARTH SWITCH IN SINGLE ENCLOSURE WITH COMMON OPERATING MECHANISM IS TOBE PROVIDED UNDER THE HEAD OF SPARE DIS-CONNECTOR ONLY. NOTE 2 - INCASE, DIS-CONNECTOR SWITCH (DS) & EARTH SWITCH (ES) IS PROVIDED IN ASAME ENCLOSURE WITH SEPARATE OPERATING MECHANISM, THEN THE MODULECOMPRISING OF DIS-CONNECTOR & EARTH SWITCH IN SINGLE ENCLOSURE WITHSEPARATE OPERATING MECHANISM IS TO BE PROVIDED UNDER THE HEAD OF SPAREDIS-CONNECTOR ONLY.) | EA | 1 |  | INCLUDED
170 | 7000016866 | 1900 | GIS Mandatory spares-220kV | 1000058278 | 220KV GIS - THREE PHASE FAST EARTHING SWITCH INCLUDING MAIN CIRCUIT,ENCLOSURE, DRIVING MECHANISM AND SUPPORT INSULATOR ETC., COMPLETE INALL RESPECT (NOTE 1 - IN CASE, DIS-CONNECTOR SWITCH (DS) & EARTHSWITCH (ES) IS PROVIDED IN A SAME ENCLOSURE WITH COMMON OPERATINGMECHANISM, THEN THE MODULE COMPRISING OF DIS-CONNECTOR & EARTH SWITCHIN SINGLE ENCLOSURE WITH COMMON OPERATING MECHANISM IS TO BE PROVIDEDUNDER THE HEAD OF SPARE DIS-CONNECTOR ONLY. NOTE 2 - IN CASE,DIS-CONNECTOR SWITCH (DS) & EARTH SWITCH (ES) IS PROVIDED IN A SAMEENCLOSURE WITH SEPARATE OPERATING MECHANISM, THEN THE MODULECOMPRISING OF DIS-CONNECTOR & EARTH SWITCH IN SINGLE ENCLOSURE WITHSEPARATE OPERATING MECHANISM IS TO BE PROVIDED UNDER THE HEAD OF SPAREDIS-CONNECTOR ONLY.) | EA | 1 |  | INCLUDED
171 | 7000016866 | 1910 | GIS Mandatory spares-220kV | 1000058273 | OPEN/CLOSE CONTACTOR ASSEMBLY, TIMERS, KEY INTERLOCK, INTERLOCKINGCOILS, RELAYS, PUSH BUTTONS, INDICATING LAMPS, POWER CONTACTORS,RESISTORS, FUSES, MCBS & DRIVE CONTROL CARDS ETC. (AS APPLICABLE) ONEOF EACH TYPE FOR ONE COMPLETE MOM BOX FOR 220KV GIS DISCONNECTORSWITCH | SET | 1 |  | INCLUDED
172 | 7000016866 | 1920 | GIS Mandatory spares-220kV | 1000058280 | OPEN/CLOSE CONTACTOR ASSEMBLY, TIMERS, KEY INTERLOCK, INTERLOCKINGCOILS, RELAYS, PUSH BUTTONS, INDICATING LAMPS, POWER CONTACTORS,RESISTORS, FUSES, MCBS & DRIVE CONTROL CARDS ETC. (AS APPLICABLE) ONEOF EACH TYPE FOR ONE COMPLETE MOM BOX FOR 220KV GIS MAINTENANCE EARTHSWITCH | SET | 1 |  | INCLUDED
173 | 7000016866 | 1930 | GIS Mandatory spares-220kV | 1000058276 | OPEN/CLOSE CONTACTOR ASSEMBLY, TIMERS, KEY INTERLOCK, INTERLOCKINGCOILS, RELAYS, PUSH BUTTONS, INDICATING LAMPS, POWER CONTACTORS,RESISTORS, FUSES, MCBS & DRIVE CONTROL CARDS ETC. (AS APPLICABLE) ONEOF EACH TYPE FOR ONE COMPLETE MOM BOX FOR 220KV GIS FAST EARTHINGSWITCH | SET | 1 |  | INCLUDED
174 | 7000016866 | 1940 | GIS Mandatory spares-220kV | 1000049773 | LIMIT SWITCHES AND AUX. SWITCHES FOR ONE COMPLETE MOM BOX FORDISCONNECTOR-220KV GIS | SET | 1 |  | INCLUDED
175 | 7000016866 | 1950 | GIS Mandatory spares-220kV | 1000049775 | LIMIT SWITCHES AND AUX. SWITCHES FOR ONE COMPLETE MOM BOX FORMAINTENANCE EARTHING SWITCH-220KV GIS | SET | 1 |  | INCLUDED
176 | 7000016866 | 1960 | GIS Mandatory spares-220kV | 1000049774 | LIMIT SWITCHES AND AUX. SWITCHES FOR ONE COMPLETE MOM BOX FOR FASTEARTHING SWITCH (IF APPLICABLE)-220KV GIS | SET | 1 |  | INCLUDED
177 | 7000016866 | 1970 | GIS Mandatory spares-220kV | 1000058274 | DRIVE MECHANISM FOR 220KV GIS DISCONNECTOR SWITCH | SET | 1 |  | INCLUDED
178 | 7000016866 | 1980 | GIS Mandatory spares-220kV | 1000058281 | DRIVE MECHANISM FOR 220KV GIS MAINTENANCE EARTH SWITCH | SET | 1 |  | INCLUDED
179 | 7000016866 | 1990 | GIS Mandatory spares-220kV | 1000058277 | DRIVE MECHANISM FOR 220KV GIS FAST EARTHING SWITCH | SET | 1 |  | INCLUDED
180 | 7000016866 | 2000 | GIS Mandatory spares-220kV | 1000058275 | MOTOR FOR DRIVE MECHANISM FOR 220KV GIS DISCONNECTOR SWITCH | EA | 1 |  | INCLUDED
181 | 7000016866 | 2010 | GIS Mandatory spares-220kV | 1000058283 | MOTOR FOR DRIVE MECHANISM FOR 220KVGIS MAINTENANCE EARTH SWITCH | EA | 1 |  | INCLUDED
182 | 7000016866 | 2020 | GIS Mandatory spares-220kV | 1000058279 | MOTOR FOR DRIVE MECHANISM FOR 220KV GIS FAST EARTHING SWITCH | EA | 1 |  | INCLUDED
183 | 7000016866 | 2030 | GIS Mandatory spares-220kV | 1000058294 | 220KV GIS- SINGLE PHASE OF CURRENT TRANSFORMER (4 CORES) WITHASSOCIATED ENCLOSURE AND PRIMARY CONDUCTOR COMPLETE IN ALL RESPECT | EA | 2 |  | INCLUDED
184 | 7000016866 | 2040 | GIS Mandatory spares-220kV | 1000058296 | 220KV GIS- SINGLE PHASE VT WITH ASSOCIATED ENCLOSURE COMPLETE IN ALLRESPECT | EA | 1 |  | INCLUDED
185 | 7000016866 | 2050 | Mandatory spares-400kV | 1000024186 | SPARES FOR 336KV SURGE ARRESTER | LS | 1 |  | INCLUDED
186 | 7000016866 | 2060 | Mandatory spares-400kV | 1000019925 | Spares for Fire Protection System | LS | 1 |  | INCLUDED
187 | 7000016866 | 2070 | Mandatory spares-220kV | 1000019927 | Spares-Substation Automation System | LS | 1 |  | INCLUDED
188 | 7000016866 | 2080 | Mandatory spares-220kV | 1000019912 | Relay & protection Panels (with automation) | LS | 1 |  | INCLUDED
189 | 7000016866 | 2090 | Mandatory spares-220kV | 1000025950 | Spare-PLCC | SET | 1 |  | INCLUDED
190 | 7000016866 | 2100 | Mandatory spares-220kV | 1000025934 | Spare-245kV CVT | SET | 1 |  | INCLUDED
191 | 7000016866 | 2110 | Mandatory spares-220kV | 1000025930 | Spare-216kV Surge Arrester | SET | 1 |  | INCLUDED
192 | 7000016866 | 2120 | Equipement Structure-400kV | 1000020195 | Fabrication, galvanising and supply ofStandard Pipe Structure - 400 kV,1-Phase, SA including nuts, bolts,all type of washers, packplates, stepbolts and gusset plates excludingfoundation bolts | EA | 6 |  | INCLUDED
193 | 7000016866 | 2130 | Equipement Structure-400kV | 1000020196 | Fabrication, galvanising and supply ofStd Pipe Structure - 400 kV, 1-Phase,BPI, (Excluding Wave Trap), includingnuts, bolts, all type of washers,packplates, step bolts and gussetplates excluding foundation bolts | EA | 6 |  | INCLUDED
194 | 7000016866 | 2140 | Equipement Structure-220kV | 1000020188 | Fabrication, galvanising and supply of Standard Pipe Structure - 220kV CVT including nuts, bolts, all type of washers, packplates, stepbolts and gusset plates excluding foundation bolts | EA | 12 |  | INCLUDED
195 | 7000016866 | 2150 | Equipement Structure-220kV | 1000020190 | Fabrication, galvanising and supply of Standard Pipe Structure - 220kV SA including nuts, bolts, all type of washers, packplates, stepbolts and gusset plates excluding foundation bolts | EA | 18 |  | INCLUDED
196 | 7000016866 | 2160 | Equipement Structure-220kV | 1000020191 | Fabrication, galvanising and supply of Std Pipe Structure - 220 kV WTincluding nuts, bolts, all type of washers, packplates, step bolts andgusset plates excluding foundation bolts | EA | 8 |  | INCLUDED
197 | 7000016866 | 2170 | Equipement Structure-220kV | 1000020186 | Fabrication, galvanising and supply of Std Pipe Structure - 220 kVBPI including nuts, bolts, all type of washers, packplates, step boltsand gusset plates excluding foundation bolts | EA | 12 |  | INCLUDED
198 | 7000016866 | 2180 | Towers-220kV | 1000029973 | CGP 220KV STANDARD TOWERS AND BEAMS | EA | 3 |  | INCLUDED
199 | 7000016866 | 2190 | Towers-220kV | 1000029974 | CHP 220KV STANDARD TOWERS AND BEAMS | EA | 3 |  | INCLUDED
200 | 7000016866 | 2200 | Towers-220kV | 1000020088 | Fabrication, galvanising and supply of Standard 220 kV Gantry BG1including nuts, bolts, all type of washers, packplates, step bolts andgusset plates excluding foundation bolts | EA | 4 |  | INCLUDED
201 | 7000016866 | 2240 | Earthmat | 1000032055 | 40 MM MS ROD FOR MAIN EARTHMAT | KM | 2 |  | INCLUDED
202 | 7000016866 | 2250 | VMS | 1000030433 | COLOR IP CAMERA, WITH PAN, TILT AND ZOOM FACILITIES, ALONGWITH ALLREQUIRED ITEMS, ACCESSORIES, LINE INTERFACE UNITS, FIBER PATCH CORDS,POWER SUPPLY UNITS, JUNCTION BOXES, CABLES, FIBER OPTIC CABLES, ETC.,AND INCLUDING INTEGRATION IN EXISTING HARDWARE AND SOFTWARE FORAUGMENTATION OF VISUAL MONITORING SYSTEM AS PER TECHNICALSPECIFICATION. | SET | 1 |  | INCLUDED
203 | 7000016866 | 2280 | Supply BoQ Comm EquipMENT | 1000031367 | SDH EQUIPMENT (STM-16 MADM UPTO 5 MSP PROTECTED DIRECTIONS)-BASEEQUIPMENT (COMMON CARDS, CROSS CONNECT/CONTROL CARDS, OPTICAL BASECARDS, POWER SUPPLY CARDS, POWER CABLING, OTHER HARDWARE ANDACCESSORIES INCLUDING SUB RACKS, PATCH CORD, DDF ETC FULLY EQUIPEDEXCLUDING OPTICAL INTERFACE & TRIBUTARY CARDS | EA | 1 |  | INCLUDED
204 | 7000016866 | 2290 | Supply BoQ Comm EquipMENT | 1000018706 | S16.1 SFP | EA | 4 |  | INCLUDED
205 | 7000016866 | 2300 | Supply BoQ Comm EquipMENT | 1000014273 | L16.2 SFP | EA | 8 |  | INCLUDED
206 | 7000016866 | 2310 | Supply BoQ Comm EquipMENT | 1000031374 | TRIBUTARY INTERFACE- E1 INTERFACE (MINIMUM 16 NOS.) | SET | 2 |  | INCLUDED
207 | 7000016866 | 2320 | Supply BoQ Comm EquipMENT | 1000034950 | ETHERNET INTERFACE 10/100 BASE T WITH LAYER-2 SWITCHING (MIN 8INTERFACES PER CARD) | EA | 2 |  | INCLUDED
208 | 7000016866 | 2330 | Supply BoQ Comm EquipMENT | 1000031381 | TRIBUTARY INTERFACE-GIGABIT ETHERNET INTERFACES 10/100 MBPS WITH LAYER-2 SWITCHING (MINIMUM 2 NOS.) | SET | 1 |  | INCLUDED
209 | 7000016866 | 2340 | Supply BoQ Comm EquipMENT | 1000026228 | Equipment Cabinets For SDH | EA | 1 |  | INCLUDED
210 | 7000016866 | 2350 | Supply BoQ Comm EquipMENT | 1000028495 | NMS- CRAFT TERMINAL-HARDWARE | EA | 1 |  | INCLUDED
211 | 7000016866 | 2360 | Supply BoQ Comm EquipMENT | 1000028265 | Software for Craft Terminal | EA | 1 |  | INCLUDED
212 | 7000016866 | 2370 | Supply BoQ Comm EquipMENT | 1000030942 | 24F (DWSM) APPROACH FIBRE OPTIC CABLE INCLUDING ALL INSTALLATIONHARDWARE SET | KM | 2 |  | INCLUDED
213 | 7000016866 | 2380 | Supply BoQ Comm EquipMENT | 1000023471 | OPGW Fibre Optic Distribution Panel (FODP): Indoor Type: 96F | EA | 1 |  | INCLUDED
214 | 7000016866 | 2400 | Mandatory Spares Comm BOQ | 1000031369 | SDH EQUIPMENT (STM-16 MADM UPTO 5 MSP PROTECTED DIRECTIONS)-COMMONCARDS, CROSS-CONNECT/CONTROL CARDS, OPTICAL BASE CARD, POWER SUPPLYCARDS, POWER CABLING, OTHER HARDWARE & ACCESSORIES (EACH). | SET | 1 |  | INCLUDED
215 | 7000016866 | 2410 | Mandatory Spares Comm BOQ | 1000018706 | S16.1 SFP | EA | 1 |  | INCLUDED
216 | 7000016866 | 2420 | Mandatory Spares Comm BOQ | 1000014273 | L16.2 SFP | EA | 1 |  | INCLUDED
217 | 7000016866 | 2430 | Mandatory Spares Comm BOQ | 1000031374 | TRIBUTARY INTERFACE- E1 INTERFACE (MINIMUM 16 NOS.) | SET | 1 |  | INCLUDED
218 | 7000016866 | 2440 | Mandatory Spares Comm BOQ | 1000034950 | ETHERNET INTERFACE 10/100 BASE T WITH LAYER-2 SWITCHING (MIN 8INTERFACES PER CARD) | EA | 1 |  | INCLUDED
219 | 7000016866 | 2450 | Mandatory Spares Comm BOQ | 1000031381 | TRIBUTARY INTERFACE-GIGABIT ETHERNET INTERFACES 10/100 MBPS WITH LAYER-2 SWITCHING (MINIMUM 2 NOS.) | SET | 1 |  | INCLUDED
220 | 7000016866 | 2460 | Mandatory Spares Comm BOQ | 1000031398 | PRE CONNECTORIZED OPTICAL FIBER PATCH CORDS(10 MTRS) â€“ PACK OF SIXPATCH CORDS | SET | 1 |  | INCLUDED
221 | 7000016866 | 2470 | Mandatory Spares Comm BOQ | 1000030942 | 24F (DWSM) APPROACH FIBRE OPTIC CABLE INCLUDING ALL INSTALLATIONHARDWARE SET | KM | 1 |  | INCLUDED
222 | 7000016866 | 2480 | Mandatory spares-220kV EHV Cable | 1000028468 | 220 KV OUTDOOR TERMINATION KIT SUITABLE FOR 220 KV XLPECABLE | SET | 1 |  | INCLUDED
223 | 7000016866 | 2490 | Mandatory spares-220kV EHV Cable | 1000033030 | 245KV CABLE TERMINATION KIT FOR GIS | EA | 1 |  | INCLUDED
224 | 7000016866 | 2500 | EOT Crane | 1000024690 | EOT Crane for GIS Building for 220kV GIS Station | SET | 1 |  | INCLUDED
| TOTAL of SCHEDULE-2 | [7 empty] | 0
Note: Bidders to note that the item description under various schedules are through unique material ID for respective items under SAP ERP System and therefore, identical item description appears in schedule-1(Ex-works) & schedule-2(F&I). However, the prices to be quoted in Price Schedule-2(F&I) shall be towards Local Transportation, In-transit Insurance, loading and unloading only in line with clause ITB 11.4(b).
| Date |  |  |  |  | Printed Name
| Place |  |  |  |  | Designation

## Sch-3
5002002255/GIS-EXCLUDING/DOM/A04-CC CS -5 | [14 empty] | Schedule - 3
GIS Substation Package SS-93 for Execution of 400kV & 220kV GIS bays for Extension of 765/400/220kV Pune (Shikrapur) GIS Substation under Western Region Expansion Scheme – XXVI (WRES-XXVI).
(SCHEDULE OF RATES AND PRICES )
BIDDER:
0 | [11 empty] | To:
Bidder’s Name and Address (Sole Bidder) : | [11 empty] | Contract Services
Name : | [11 empty] | Power Grid Corporation of India Ltd.,
Address : | [11 empty] | "Saudamini", Plot No.-2
Sector-29,
Gurgaon (Haryana) - 122001
Installation Charges : | [13 empty] | (All Prices are in Indian Rupees)
SI. No. | PR No | PR Line Item No | Activity Header | PR Activity No | Activity Description | Service Code | SAC (Service Accounting Codes) | Whether SAC in column ‘8’ is confirmed. If not indicate applicable the SAC # | Rate of GST applicable ( in %) | Whether rate of GST in column ‘10’ is confirmed. If not indicate applicable rate of GST # | Description | Unit | Quantity | Unit Erection Charges | Total Erection Charges |  | GST Before Discount | Discount | Total Price after discount | GST After Discount
1 | 2 | 3 | 4 | 5 | 6 | 7 | 8 | 9 | 10 | 11 | 12 | 13 | 14 | 15 | 16=14*15
I | Extn. of 765/400/220kV Pune GIS S/S
1 | 7000016866 | 640 | 160 | 10 | Civil Works | 100004518 | 995433 |  | 18 |  | Excavation in all kind of soil including rock for all leads and lifts, backfilling, disposal of surplus earth within a lead up to2Km as per technical specification. The surplus earth shall be roughly graded . | M3 | 5159 |  | INCLUDED | 0 | 0 | 0 | 0 | 0 | 0
2 | 7000016866 | 640 | 160 | 20 | Civil Works | 100001325 | 995454 |  | 18 |  | Providing and laying of Plain Cement Concrete (PCC) (1:4:8) | M3 | 359 |  | INCLUDED | 0 | 0 | 0 | 0 | 0 | 0
3 | 7000016866 | 640 | 160 | 30 | Civil Works | 100001326 | 995454 |  | 18 |  | Providing and laying of Plain Cement Concrete (PCC) (1:2:4) | M3 | 28 |  | INCLUDED | 0 | 0 | 0 | 0 | 0 | 0
4 | 7000016866 | 640 | 160 | 40 | Civil Works | 100001328 | 995454 |  | 18 |  | Providing and laying Plain Cement Concrete 1:5:10 (1 cement : 5 sand : 10 brick aggregate) | M3 | 383 |  | INCLUDED | 0 | 0 | 0 | 0 | 0 | 0
5 | 7000016866 | 640 | 160 | 50 | Civil Works | 100001327 | 995454 |  | 18 |  | Providing and laying of Reinforced Cement Concrete M25 mix including pre cast, shuttering, Grouting of pockets & underpinning butexcluding steel reinforcement | M3 | 2601 |  | INCLUDED | 0 | 0 | 0 | 0 | 0 | 0
6 | 7000016866 | 640 | 160 | 60 | Civil Works | 100001329 | 995454 |  | 18 |  | Steel Reinforcement | MT | 182 |  | INCLUDED | 0 | 0 | 0 | 0 | 0 | 0
7 | 7000016866 | 640 | 160 | 70 | Civil Works | 100001330 | 995428 |  | 18 |  | Stone filling (40 mm size) for transformer/Reactor foundation | M3 | 41 |  | INCLUDED | 0 | 0 | 0 | 0 | 0 | 0
8 | 7000016866 | 640 | 160 | 80 | Civil Works | 100001331 | 995455 |  | 18 |  | Misc. Structural steel including rails, embedments, edge protection angles, gratings etc. but excluding the reinforcement steel andsteel for lattice and pipe structures. | MT | 73 |  | INCLUDED | 0 | 0 | 0 | 0 | 0 | 0
9 | 7000016866 | 640 | 160 | 90 | Civil Works | 100001714 | 995428 |  | 18 |  | Stone spreading in switchyard excluding PCC | M2 | 5000 |  | INCLUDED | 0 | 0 | 0 | 0 | 0 | 0
10 | 7000016866 | 640 | 160 | 100 | Civil Works | 100001713 | 995424 |  | 18 |  | Antiweed treatment | M2 | 5000 |  | INCLUDED | 0 | 0 | 0 | 0 | 0 | 0
11 | 7000016866 | 640 | 160 | 110 | Civil Works | 100003114 | 995454 |  | 18 |  | External finishing / painting of fire wall (water proofing cement paint) (DSR 13.44.1) | M2 | 480 |  | INCLUDED | 0 | 0 | 0 | 0 | 0 | 0
12 | 7000016866 | 640 | 160 | 120 | Civil Works | 100001379 | 995421 |  | 18 |  | 3.75m wide Concrete road (including all crossings) as per drawing except reinforcement & concrete in Switchyard | M2 | 375 |  | INCLUDED | 0 | 0 | 0 | 0 | 0 | 0
13 | 7000016866 | 640 | 160 | 130 | Civil Works | 170002351 | 995421 |  | 18 |  | DISMANTLING OF EXISTING -CONCRETE ROAD . | M2 | 375 |  | INCLUDED | 0 | 0 | 0 | 0 | 0 | 0
14 | 7000016866 | 640 | 160 | 140 | Civil Works | 100001457 | 995421 |  | 18 |  | Construction of rail cum road as per drawing including all item such as excavation,compactions, rolling watering, WBM etc. butexcluding concrete reinforcement and structural steel-Section having four rails for auto transformer. | M2 | 738 |  | INCLUDED | 0 | 0 | 0 | 0 | 0 | 0
15 | 7000016866 | 640 | 160 | 150 | Civil Works | 100001717 | 995434 |  | 18 |  | Dismantling of existing Chain link fencing | M | 200 |  | INCLUDED | 0 | 0 | 0 | 0 | 0 | 0
16 | 7000016866 | 640 | 160 | 160 | Civil Works | 100020960 | 995461 |  | 18 |  | RCC culvert crossings including supplying and laying hume pipe 250mm dia of grade (NP-3) excluding concrete as per specification. | M | 20 |  | INCLUDED | 0 | 0 | 0 | 0 | 0 | 0
17 | 7000016866 | 640 | 160 | 170 | Civil Works | 100020961 | 995461 |  | 18 |  | RCC culvert crossings including supplying and laying hume pipe 300mm dia of grade (NP-3) excluding concrete as per specification. | M | 20 |  | INCLUDED | 0 | 0 | 0 | 0 | 0 | 0
18 | 7000016866 | 640 | 160 | 180 | Civil Works | 100020962 | 995461 |  | 18 |  | RCC culvert crossings including supplying and laying hume pipe 450mm dia of grade (NP-3) excluding concrete as per specification. | M | 20 |  | INCLUDED | 0 | 0 | 0 | 0 | 0 | 0
19 | 7000016866 | 640 | 160 | 190 | Civil Works | 100007701 | 995462 |  | 18 |  | Supplying and erecting dewatering pumps- 2 HP | EA | 2 |  | INCLUDED | 0 | 0 | 0 | 0 | 0 | 0
20 | 7000016866 | 640 | 160 | 200 | Civil Works | 100001409 | 995462 |  | 18 |  | Supplying and erecting dewatering pumps-5 HP | EA | 1 |  | INCLUDED | 0 | 0 | 0 | 0 | 0 | 0
21 | 7000016866 | 640 | 160 | 210 | Civil Works | 100001412 | 995462 |  | 18 |  | Drain including culverts but excluding concrete & reinforcement steel-Section A-A | M | 100 |  | INCLUDED | 0 | 0 | 0 | 0 | 0 | 0
22 | 7000016866 | 640 | 160 | 220 | Civil Works | 100001413 | 995462 |  | 18 |  | Drain including culverts but excluding concrete & reinforcement steel-Section B-B | M | 100 |  | INCLUDED | 0 | 0 | 0 | 0 | 0 | 0
23 | 7000016866 | 640 | 160 | 230 | Civil Works | 100001747 | 995414 |  | 18 |  | PEB - Ext of 400 kV GIS - Civil Works. All civil works as per drawing and specifications complete, including - brickwork, finishing(external and internal), windows etc. However, excavation, PCC, RCC and reinforcement shall be paid separately as per BPS. | M2 | 200 |  | INCLUDED | 0 | 0 | 0 | 0 | 0 | 0
24 | 7000016866 | 640 | 160 | 240 | Civil Works | 100004431 | 995416 |  | 18 |  | 400 kV PEB Panel Room for GIS Hall - Civil Works All civil works complete as per TS, including - brickwork, finishing (externaland internal), windows etc. However, excavation, concrete (all types) and reinforcement steel shall be measured and paid separatelyas per respective item of BPS. | M2 | 40 |  | INCLUDED | 0 | 0 | 0 | 0 | 0 | 0
25 | 7000016866 | 640 | 160 | 250 | Civil Works | 100004427 | 995416 |  | 18 |  | 400 kV PEB AHU Room for GIS Hall - Civil Works All civil works complete as per TS, including - brickwork, finishing (external andinternal), windows etc. However, excavation, concrete (all types) and reinforcement steel shall be measured and paid separately asper respective item of BPS. | M2 | 40 |  | INCLUDED | 0 | 0 | 0 | 0 | 0 | 0
26 | 7000016866 | 640 | 160 | 260 | Civil Works | 100001744 | 995414 |  | 18 |  | PEB - 220 kV GIS - Civil Works. All civil works as per drawing and specifications complete, including - brickwork,finishing(external and internal), windows etc. However, excavation, PCC, RCC and reinforcement shall be paid separately as per BPS | M2 | 416 |  | INCLUDED | 0 | 0 | 0 | 0 | 0 | 0
27 | 7000016866 | 640 | 160 | 270 | Civil Works | 100004430 | 995416 |  | 18 |  | 220 kV PEB Panel Room for GIS Hall - Civil Works All civil works complete as per TS, including - brickwork, finishing (externaland internal), windows etc. However, excavation, concrete (all types) and reinforcement steel shall be measured and paid separatelyas per respective item of BPS. | M2 | 50 |  | INCLUDED | 0 | 0 | 0 | 0 | 0 | 0
28 | 7000016866 | 640 | 160 | 280 | Civil Works | 100004426 | 995416 |  | 18 |  | 220 kV PEB AHU Room for GIS Hall - Civil Works All civil works complete as per TS, including - brickwork, finishing (external andinternal), windows etc. However, excavation, concrete (all types) and reinforcement steel shall be measured and paid separately asper respective item of BPS. | M2 | 60 |  | INCLUDED | 0 | 0 | 0 | 0 | 0 | 0
29 | 7000016866 | 640 | 160 | 290 | Civil Works | 100002911 | 995432 |  | 18 |  | Earthwork in excavation & filling in all types of soil and soft/disintegrated rock in open areas/nallas/channels, to the requiredslopes, shapes, levels, elevations and profile, including trimming of bottom and slopes of excavation, bailing out rain(dewatering), pumping, removal of slush, preparing embankments/marginal banks, loosening, dressing, spreading material in layers notexceeding 200mm, as per direction of Engineer-in-Charge, water flooding, compacting to achieve 95% consolidation at optimum moisturecontent, finishing etc. all complete, for all leads and lifts within leveling boundary, including disposal of surplus earth andstacking of unsuitable material within a lead of 2.0 Km beyond substation boundary, with all labour, material, tools, tackles andequipment, safeguards and incidentals, Royalty,taxes etc. as necessary, as per drawings, specification and directions of theEngineer-in-Charge. Clearing of jungle is included in this item. (Only excavation/cutting will be measured for payment purpose.) | M3 | 500 |  | INCLUDED | 0 | 0 | 0 | 0 | 0 | 0
30 | 7000016866 | 640 | 160 | 300 | Civil Works | 100002583 | 995432 |  | 18 |  | Supply of earth (excluding rock & boulders) at site including royalty, carriage and filling in specified areas in layers notexceeding 200mm in depth, compacting under optimum moisture condition to achieve 95% of Proctor density, finishing etc. allcomplete, for all leads & lifts, with all labour, material, tools, tackles, equipments, safeguards & incidentals as necessary as perdrawings, specification and direction of the Engineer- in- Charge. | M3 | 6300 |  | INCLUDED | 0 | 0 | 0 | 0 | 0 | 0
31 | 7000016866 | 640 | 160 | 310 | Civil Works | 100001479 | 995454 |  | 18 |  | Cable Trench including all types of crossings, all metallic works and sump pit including concrte and reinforcement steel Section 3-3 | M | 80 |  | INCLUDED | 0 | 0 | 0 | 0 | 0 | 0
32 | 7000016866 | 640 | 160 | 320 | Civil Works | 100001480 | 995454 |  | 18 |  | Cable Trench including all types of crossings, all metallic works and sump pit including concrte and reinforcement steel Section 4-4 | M | 20 |  | INCLUDED | 0 | 0 | 0 | 0 | 0 | 0
33 | 7000016866 | 640 | 160 | 330 | Civil Works | 100004506 | 995477 |  | 18 |  | Chain link fencing as per tender drawing & technical specification. All type of concrete shall be paid as per relevant items of BPS. | M | 120 |  | INCLUDED | 0 | 0 | 0 | 0 | 0 | 0
34 | 7000016866 | 680 | 180 | 10 | Foundation bolt | 100001679 | 995455 |  | 18 |  | Erection of 80mm dia foundation bolts including nuts, checknuts, washers and packplates | EA | 36 |  | INCLUDED | 0 | 0 | 0 | 0 | 0 | 0
35 | 7000016866 | 680 | 180 | 20 | Foundation bolt | 100001676 | 995455 |  | 18 |  | Erection of 40mm dia foundation bolts including nuts, checknuts, washers and packplates. | EA | 48 |  | INCLUDED | 0 | 0 | 0 | 0 | 0 | 0
36 | 7000016866 | 680 | 180 | 30 | Foundation bolt | 100001674 | 995455 |  | 18 |  | Erection of 28mm dia foundation bolts including nuts, checknuts, washers and packplates. | EA | 336 |  | INCLUDED | 0 | 0 | 0 | 0 | 0 | 0
37 | 7000016866 | 750 | 200 | 10 | Install. 400kV GIS EQUIPMENT | 100003557 | 998736 |  | 18 |  | Extension of 420kV , 4000 A, 63 kA3 -phase SF6 GIS bus bar | SET | 2 |  | INCLUDED | 0 | 0 | 0 | 0 | 0 | 0
38 | 7000016866 | 750 | 200 | 30 | Install. 400kV GIS EQUIPMENT | 100002392 | 998736 |  | 18 |  | 420kV, SF6 to Air Bushing alongwithassociated support structure for 3150A,63 kA for 1 sec. Single Phase | EA | 6 |  | INCLUDED | 0 | 0 | 0 | 0 | 0 | 0
39 | 7000016866 | 750 | 200 | 40 | Install. 400kV GIS EQUIPMENT | 100023509 | 998736 |  | 18 |  | 420kV, 3000A, 63kA, Single phase, SF6 Gas Insulated Bus Duct (GIB) outside GIS Hall alongwith associated support structure, etc. asper Technical Specification | M | 300 |  | INCLUDED | 0 | 0 | 0 | 0 | 0 | 0
40 | 7000016866 | 750 | 200 | 50 | Install. 400kV GIS EQUIPMENT | 100001826 | 998736 |  | 18 |  | 420kV, 3150 A, 63 kA, SF6 GIS ICT feeder bay module as per Section-Project, Technical specification | SET | 2 |  | INCLUDED | 0 | 0 | 0 | 0 | 0 | 0
41 | 7000016866 | 760 | 210 | 10 | Install. 400kV AIS EQUIPMENT | 100000328 | 998736 |  | 18 |  | 336kV Surge Arrester (1-phase) | EA | 6 |  | INCLUDED | 0 | 0 | 0 | 0 | 0 | 0
42 | 7000016866 | 760 | 210 | 30 | Install. 400kV AIS EQUIPMENT | 100005443 | 998734 |  | 18 |  | 420KV, 1-PHASE BUS POST INSULATORS | EA | 6 |  | INCLUDED | 0 | 0 | 0 | 0 | 0 | 0
43 | 7000016866 | 770 | 220 | 10 | Install. 220kV GIS EQUIPMENT | 100000377 | 998736 |  | 18 |  | 245kV, 1600 A, 50 kA, SF6 GIS Line feeder bay module for connecting Overhead line (Air/SF6) with GIS through gas insulatedinterconnection bus etc | SET | 4 |  | INCLUDED | 0 | 0 | 0 | 0 | 0 | 0
44 | 7000016866 | 770 | 220 | 30 | Install. 220kV GIS EQUIPMENT | 100002390 | 998736 |  | 18 |  | 245kV,1600A, 50 kA for 1 sec SF6 to Air Bushing | EA | 12 |  | INCLUDED | 0 | 0 | 0 | 0 | 0 | 0
45 | 7000016866 | 770 | 220 | 40 | Install. 220kV GIS EQUIPMENT | 100000367 | 998736 |  | 18 |  | 245kV, 1600 A, 50 kA, SF6 GIS ICT feeder bay module | SET | 2 |  | INCLUDED | 0 | 0 | 0 | 0 | 0 | 0
46 | 7000016866 | 770 | 220 | 50 | Install. 220kV GIS EQUIPMENT | 100000400 | 998736 |  | 18 |  | 245 kV, 3000A, 50kA, 3 single phase(isolated), SF6 gas insulated, metalenclosed bus bars to interconnect eachof Circuit Breaker bay module completewith voltage transformer, disconnectorswith grounding switch, local controlcubicle, SF6 gas monitoring system forthe complete bus | SET | 2 |  | INCLUDED | 0 | 0 | 0 | 0 | 0 | 0
47 | 7000016866 | 770 | 220 | 60 | Install. 220kV GIS EQUIPMENT | 100000410 | 998736 |  | 18 |  | 245kV, 3000 A, 50 kA, SF6 GIS Bus coupler bay module | SET | 1 |  | INCLUDED | 0 | 0 | 0 | 0 | 0 | 0
48 | 7000016866 | 770 | 220 | 80 | Install. 220kV GIS EQUIPMENT | 100002153 | 998736 |  | 18 |  | 245kV,1600A, 50kA,3 Single phase/3Phase, SF6 Gas Insulated Bus Duct(GIB) outside GIS Hall alongwithassociated support structure(Quantitymentioned here is for 3 Phase type) | M | 150 |  | INCLUDED | 0 | 0 | 0 | 0 | 0 | 0
49 | 7000016866 | 780 | 230 | 10 | Install. 220kV AIS EQUIPMENT | 100000448 | 998736 |  | 18 |  | 245 kV, 4400pf Capacitive Voltage Transformer (1- Phase) | EA | 12 |  | INCLUDED | 0 | 0 | 0 | 0 | 0 | 0
50 | 7000016866 | 780 | 230 | 20 | Install. 220kV AIS EQUIPMENT | 100000484 | 998736 |  | 18 |  | 216kV Surge Arrester (1-phase) | EA | 15 |  | INCLUDED | 0 | 0 | 0 | 0 | 0 | 0
51 | 7000016866 | 780 | 230 | 30 | Install. 220kV AIS EQUIPMENT | 100001907 | 998736 |  | 18 |  | 245 kV,1 phase Bus Post Insulator (except for Line Traps) | EA | 12 |  | INCLUDED | 0 | 0 | 0 | 0 | 0 | 0
52 | 7000016866 | 780 | 230 | 40 | Install. 220kV AIS EQUIPMENT | 100000884 | 998734 |  | 18 |  | 245 kV ,1 phase Bus Post Insulators for Line Traps | EA | 24 |  | INCLUDED | 0 | 0 | 0 | 0 | 0 | 0
53 | 7000016866 | 790 | 240 | 10 | Install. Control & Relay Panel | 100000728 | 998736 |  | 18 |  | 400kV Circuit Breaker Relay Panel with Auto Reclose (with Automation) | EA | 2 |  | INCLUDED | 0 | 0 | 0 | 0 | 0 | 0
54 | 7000016866 | 790 | 240 | 20 | Install. Control & Relay Panel | 100000731 | 998736 |  | 18 |  | 400kV Transformer Protection Panel (For both HV & MV side)-(with Automation) | EA | 2 |  | INCLUDED | 0 | 0 | 0 | 0 | 0 | 0
55 | 7000016866 | 790 | 240 | 30 | Install. Control & Relay Panel | 100000738 | 998736 |  | 18 |  | 220kV Line Protection Panel (with Automation) | EA | 4 |  | INCLUDED | 0 | 0 | 0 | 0 | 0 | 0
56 | 7000016866 | 790 | 240 | 40 | Install. Control & Relay Panel | 100000736 | 998736 |  | 18 |  | 220kV Circuit Breaker Relay Panel with Auto Reclose (with Automation) | EA | 7 |  | INCLUDED | 0 | 0 | 0 | 0 | 0 | 0
57 | 7000016866 | 790 | 240 | 60 | Install. Control & Relay Panel | 100000741 | 998736 |  | 18 |  | 220kV Bus Bar Protection Panel (Single)-(with Automation) | SET | 1 |  | INCLUDED | 0 | 0 | 0 | 0 | 0 | 0
58 | 7000016866 | 800 | 250 | 10 | Install. Substation Automation System | 100002069 | 998736 |  | 18 |  | Augmentation of Substation automation System for 400kV Main bay as per Technical Specification | EA | 2 |  | INCLUDED | 0 | 0 | 0 | 0 | 0 | 0
59 | 7000016866 | 800 | 250 | 20 | Install. Substation Automation System | 100002070 | 998736 |  | 18 |  | Augmentation of Substation automation System for 220kV bay as per Technical Specification | EA | 7 |  | INCLUDED | 0 | 0 | 0 | 0 | 0 | 0
60 | 7000016866 | 810 | 260 | 10 | Install. Air conditioning &ventilation | 100002754 | 995463 |  | 18 |  | Airconditioning system-LCR-400kV GIS HALL | LS | 1 |  | INCLUDED | 0 | 0 | 0 | 0 | 0 | 0
61 | 7000016866 | 810 | 260 | 20 | Install. Air conditioning &ventilation | 100003516 | 995463 |  | 18 |  | Airconditioning system for LCR in 245kV GIS building | LS | 1 |  | INCLUDED | 0 | 0 | 0 | 0 | 0 | 0
62 | 7000016866 | 810 | 260 | 30 | Install. Air conditioning &ventilation | 100001878 | 995463 |  | 18 |  | Ventillation system for 400kV GIS Hall Ext | SET | 1 |  | INCLUDED | 0 | 0 | 0 | 0 | 0 | 0
63 | 7000016866 | 810 | 260 | 40 | Install. Air conditioning &ventilation | 100001875 | 995463 |  | 18 |  | Ventillation system for 220KV GIS Hall | SET | 1 |  | INCLUDED | 0 | 0 | 0 | 0 | 0 | 0
64 | 7000016866 | 820 | 270 | 10 | Install. Pune END PLCC | 100000886 | 998734 |  | 18 |  | Coupling device for PLCC | EA | 2 |  | INCLUDED | 0 | 0 | 0 | 0 | 0 | 0
65 | 7000016866 | 820 | 270 | 20 | Install. Pune END PLCC | 100000888 | 998734 |  | 18 |  | Carrier Equipment Analog type (for Speech+Data & Speech+Protection) | EA | 2 |  | INCLUDED | 0 | 0 | 0 | 0 | 0 | 0
66 | 7000016866 | 820 | 270 | 30 | Install. Pune END PLCC | 100000890 | 998734 |  | 18 |  | Protection Coupler (Analog) | EA | 2 |  | INCLUDED | 0 | 0 | 0 | 0 | 0 | 0
67 | 7000016866 | 820 | 270 | 40 | Install. Pune END PLCC | 100000891 | 998734 |  | 18 |  | Digital Protection Coupler | EA | 2 |  | INCLUDED | 0 | 0 | 0 | 0 | 0 | 0
68 | 7000016866 | 820 | 270 | 50 | Install. Pune END PLCC | 100003517 | 998734 |  | 18 |  | HF CABLE FOR PLCC-75 OHM (KM) | KM | 1 |  | INCLUDED | 0 | 0 | 0 | 0 | 0 | 0
69 | 7000016866 | 820 | 270 | 60 | Install. Pune END PLCC | 100002042 | 998734 |  | 18 |  | 400kV,3150A,0.5mH ,63kA Line Trap | EA | 8 |  | INCLUDED | 0 | 0 | 0 | 0 | 0 | 0
70 | 7000016866 | 830 | 280 | 10 | Install. Khed City END PLCC | 100000886 | 998734 |  | 18 |  | Coupling device for PLCC | EA | 2 |  | INCLUDED | 0 | 0 | 0 | 0 | 0 | 0
71 | 7000016866 | 830 | 280 | 20 | Install. Khed City END PLCC | 100000888 | 998734 |  | 18 |  | Carrier Equipment Analog type (for Speech+Data & Speech+Protection) | EA | 2 |  | INCLUDED | 0 | 0 | 0 | 0 | 0 | 0
72 | 7000016866 | 830 | 280 | 30 | Install. Khed City END PLCC | 100000890 | 998734 |  | 18 |  | Protection Coupler (Analog) | EA | 2 |  | INCLUDED | 0 | 0 | 0 | 0 | 0 | 0
73 | 7000016866 | 830 | 280 | 40 | Install. Khed City END PLCC | 100000891 | 998734 |  | 18 |  | Digital Protection Coupler | EA | 2 |  | INCLUDED | 0 | 0 | 0 | 0 | 0 | 0
74 | 7000016866 | 830 | 280 | 50 | Install. Khed City END PLCC | 100003517 | 998734 |  | 18 |  | HF CABLE FOR PLCC-75 OHM (KM) | KM | 1 |  | INCLUDED | 0 | 0 | 0 | 0 | 0 | 0
75 | 7000016866 | 830 | 280 | 60 | Install. Khed City END PLCC | 100002042 | 998734 |  | 18 |  | 400kV,3150A,0.5mH ,63kA Line Trap | EA | 4 |  | INCLUDED | 0 | 0 | 0 | 0 | 0 | 0
76 | 7000016866 | 830 | 280 | 80 | Install. Khed City END PLCC | 100001506 | 995429 |  | 18 |  | Dismantling, transportation & re-erection of 220kV PLCC | SET | 2 |  | INCLUDED | 0 | 0 | 0 | 0 | 0 | 0
77 | 7000016866 | 840 | 290 | 20 | Install. Illumination(Outdoor) | 100001021 | 995461 |  | 18 |  | Lighting Panel type ACP-2 as per technical specification | EA | 2 |  | INCLUDED | 0 | 0 | 0 | 0 | 0 | 0
78 | 7000016866 | 840 | 290 | 30 | Install. Illumination(Outdoor) | 100004930 | 998731 |  | 18 |  | LED Flood Light Luminaries Type-FL-1 as per technical specification | EA | 10 |  | INCLUDED | 0 | 0 | 0 | 0 | 0 | 0
79 | 7000016866 | 840 | 290 | 40 | Install. Illumination(Outdoor) | 100004931 | 998731 |  | 18 |  | LED Flood Light Luminaries Type FL-2 (250W) as per technical specification | EA | 10 |  | INCLUDED | 0 | 0 | 0 | 0 | 0 | 0
80 | 7000016866 | 840 | 290 | 50 | Install. Illumination(Outdoor) | 100001885 | 998739 |  | 18 |  | Outdoor Power Receptacle for oilfiltration unit (250A) | EA | 1 |  | INCLUDED | 0 | 0 | 0 | 0 | 0 | 0
81 | 7000016866 | 850 | 300 | 10 | Install. Illumination-Indoor | 100008185 | 998736 |  | 18 |  | Indoor Lightning for GIS Building (As per Technical specification) including AHU & Relay Rooms as applicable | SET | 1 |  | INCLUDED | 0 | 0 | 0 | 0 | 0 | 0
82 | 7000016866 | 850 | 300 | 20 | Install. Illumination-Indoor | 100001114 | 998739 |  | 18 |  | Illumination system for 220KV GIS Hall | LS | 1 |  | INCLUDED | 0 | 0 | 0 | 0 | 0 | 0
83 | 7000016866 | 860 | 310 | 20 | Install. Erection Hardware | 100002162 | 998731 |  | 18 |  | Erection Hardware for 400kV DM type layout for GIS termination arrangement-Transformer bay as per technical specification | SET | 2 |  | INCLUDED | 0 | 0 | 0 | 0 | 0 | 0
84 | 7000016866 | 860 | 310 | 30 | Install. Erection Hardware | 100000512 | 998731 |  | 18 |  | Erection Hardware for 220kV DM-type layout for GIS termination arrangement-Line bay as per specification | SET | 4 |  | INCLUDED | 0 | 0 | 0 | 0 | 0 | 0
85 | 7000016866 | 860 | 310 | 40 | Install. Erection Hardware | 100000513 | 998731 |  | 18 |  | Erection Hardware for 220kV DM-type layout for GIS termination arrangement-Transformer bay as per specification | SET | 2 |  | INCLUDED | 0 | 0 | 0 | 0 | 0 | 0
86 | 7000016866 | 870 | 320 | 10 | Install. 220kV Insulator and Hardware | 100017117 | 998731 |  | 18 |  | 220KV TENSION INSULATOR STRING AND ASSOCIATED HARDWARE FITTINGS WITH TURN BUCKLE SUITABLE FOR TWIN CONDUCTOR | EA | 18 |  | INCLUDED | 0 | 0 | 0 | 0 | 0 | 0
87 | 7000016866 | 870 | 320 | 20 | Install. 220kV Insulator and Hardware | 100017121 | 998731 |  | 18 |  | 220KV SUSPENSION INSULATOR STRING AND ASSOCIATED HARDWARE FITTINGS WITH THROUGH CLAMP SUITABLE FOR TWIN CONDUCTOR | EA | 6 |  | INCLUDED | 0 | 0 | 0 | 0 | 0 | 0
88 | 7000016866 | 870 | 320 | 30 | Install. 220kV Insulator and Hardware | 100017118 | 998731 |  | 18 |  | 220KV TENSION INSULATOR STRING AND ASSOCIATED HARDWARE FITTINGS WITHOUT TURN BUCKLE SUITABLE FOR TWIN CONDUCTOR | EA | 6 |  | INCLUDED | 0 | 0 | 0 | 0 | 0 | 0
89 | 7000016866 | 870 | 320 | 40 | Install. 220kV Insulator and Hardware | 100017122 | 998731 |  | 18 |  | 220KV SUSPENSION INSULATOR STRING AND ASSOCIATED HARDWARE FITTINGS WITH DROP CLAMP SUITABLE FOR TWIN CONDUCTOR | EA | 12 |  | INCLUDED | 0 | 0 | 0 | 0 | 0 | 0
90 | 7000016866 | 880 | 330 | 10 | Install. Power Cable | 100003013 | 998736 |  | 18 |  | 220kV HV Power Cable along with accessories | KM | 3 |  | INCLUDED | 0 | 0 | 0 | 0 | 0 | 0
91 | 7000016866 | 880 | 330 | 90 | Install. Power Cable | 100003359 | 998736 |  | 18 |  | 220 KV Cable end termination(s) (AIS TYPE) at substation as per technical specification | EA | 12 |  | INCLUDED | 0 | 0 | 0 | 0 | 0 | 0
92 | 7000016866 | 880 | 330 | 100 | Install. Power Cable | 100002181 | 998736 |  | 18 |  | 1.1kV grade Power Cables (PVCinsulated)along withlugs,glands,straight joints &accessories,etc. | LS | 1 |  | INCLUDED | 0 | 0 | 0 | 0 | 0 | 0
93 | 7000016866 | 880 | 330 | 110 | Install. Power Cable | 100006917 | 998736 |  | 18 |  | Erection of Cable terminatinons and its Structure including connection of cable(s) with cable terminations as per technicalspecifications . | EA | 6 |  | INCLUDED | 0 | 0 | 0 | 0 | 0 | 0
94 | 7000016866 | 880 | 330 | 120 | Install. Power Cable | 100003969 | 995423 |  | 18 |  | Construction of buried cable trench along with excavation, PCC, back filling, restoration and construction of jointing bays (asper requirement) etc. as per technical specification | KM | 0.2 |  | INCLUDED | 0 | 0 | 0 | 0 | 0 | 0
95 | 7000016866 | 880 | 330 | 130 | Install. Power Cable | 100000427 | 998736 |  | 18 |  | 245 kV cable for interconnection (Size as per specification) | M | 12 |  | INCLUDED | 0 | 0 | 0 | 0 | 0 | 0
96 | 7000016866 | 890 | 340 | 70 | Install. Control Cable | 100002182 | 998736 |  | 18 |  | 1.1kV grade Control Cables (PVCinsulated) along withlugs,glands,straight joints &accessories,etc. | LS | 1 |  | INCLUDED | 0 | 0 | 0 | 0 | 0 | 0
97 | 7000016866 | 960 | 360 | 10 | Install. Fire Fighting System | 100002059 | 995461 |  | 18 |  | Fire Detection and Alarm System for 400kV GIS Hall | SET | 1 |  | INCLUDED | 0 | 0 | 0 | 0 | 0 | 0
98 | 7000016866 | 960 | 360 | 20 | Install. Fire Fighting System | 100002060 | 995461 |  | 18 |  | Fire Detection and Alarm System for 220kV GIS Hall | SET | 1 |  | INCLUDED | 0 | 0 | 0 | 0 | 0 | 0
99 | 7000016866 | 960 | 360 | 30 | Install. Fire Fighting System | 100000983 | 998736 |  | 18 |  | HVW spray system, Hydrant system and complete U/G & O/G piping and accessories etc. out side the pump house for 500MVA ,400KV/220/33 kV, 3-phase Autotransformer | SET | 2 |  | INCLUDED | 0 | 0 | 0 | 0 | 0 | 0
100 | 7000016866 | 960 | 360 | 40 | Install. Fire Fighting System | 100000975 | 995461 |  | 18 |  | 4.5 kg CO2 type Portable Fire extinguisher | EA | 8 |  | INCLUDED | 0 | 0 | 0 | 0 | 0 | 0
101 | 7000016866 | 960 | 360 | 80 | Install. Fire Fighting System | 100001868 | 998736 |  | 18 |  | Hydrant system, complete U/G piping and accessories etc. outside the Pump House for Fire Protection of 400/220kV (Ext) Substation | SET | 1 |  | INCLUDED | 0 | 0 | 0 | 0 | 0 | 0
102 | 7000016866 | 960 | 360 | 90 | Install. Fire Fighting System | 100002752 | 998736 |  | 18 |  | 5Kg dry chemical powered type Portable Fire extinguisher | EA | 4 |  | INCLUDED | 0 | 0 | 0 | 0 | 0 | 0
103 | 7000016866 | 970 | 370 | 50 | Install. 400kV Transformer | 100000004 | 998736 |  | 18 |  | On line insulating oil drying system (Cartridge type) (As per technical specification) | EA | 2 |  | INCLUDED | 0 | 0 | 0 | 0 | 0 | 0
104 | 7000016866 | 2210 | 470 | 10 | Install. Equipement Structure-400kV | 100001217 | 995455 |  | 18 |  | Erection of Pipe Structure - 400 kV, 1-Phase, BPI, (Excluding Wave Trap), including nuts, bolts, all type of washers,packplates, step bolts and gusset plates excluding foundation bolts | EA | 6 |  | INCLUDED | 0 | 0 | 0 | 0 | 0 | 0
105 | 7000016866 | 2210 | 470 | 20 | Install. Equipement Structure-400kV | 100001216 | 995455 |  | 18 |  | Erection of Pipe Structure - 400 kV 1-Phase SA including nuts, bolts, all type of washers, packplates, step bolts and gusset platesexcluding foundation bolts | EA | 6 |  | INCLUDED | 0 | 0 | 0 | 0 | 0 | 0
106 | 7000016866 | 2220 | 480 | 10 | Install. Equipement Structure-220kV | 100001221 | 995455 |  | 18 |  | Erection of Pipe Structure - 220 kV 1-Phase CVT including nuts, bolts, all type of washers, packplates, step bolts and gusset platesexcluding foundation bolts | EA | 12 |  | INCLUDED | 0 | 0 | 0 | 0 | 0 | 0
107 | 7000016866 | 2220 | 480 | 20 | Install. Equipement Structure-220kV | 100001223 | 995455 |  | 18 |  | Erection of Pipe Structure - 220 kV 1-Phase WT including nuts, bolts, all type of washers, packplates, step bolts and gusset platesexcluding foundation bolts | EA | 8 |  | INCLUDED | 0 | 0 | 0 | 0 | 0 | 0
108 | 7000016866 | 2220 | 480 | 30 | Install. Equipement Structure-220kV | 100001224 | 995455 |  | 18 |  | Erection of Pipe Structure - 220 kV 1-Phase SA including nuts, bolts, all type of washers, packplates, step bolts and gusset platesexcluding foundation bolts | EA | 18 |  | INCLUDED | 0 | 0 | 0 | 0 | 0 | 0
109 | 7000016866 | 2220 | 480 | 40 | Install. Equipement Structure-220kV | 100001225 | 995455 |  | 18 |  | Erection of Pipe Structure - 220 kV 1-Phase BPI including nuts, bolts, all type of washers, packplates, step bolts and gusset platesexcluding foundation bolts | EA | 12 |  | INCLUDED | 0 | 0 | 0 | 0 | 0 | 0
110 | 7000016866 | 2230 | 490 | 10 | Install. Towers-220kV | 100002442 | 995455 |  | 18 |  | Standard Towers for 220kV - Type CGP | EA | 3 |  | INCLUDED | 0 | 0 | 0 | 0 | 0 | 0
111 | 7000016866 | 2230 | 490 | 20 | Install. Towers-220kV | 100002443 | 995455 |  | 18 |  | Erection of Std 220 kV Tower CHP including nuts, bolts, all type of washers, packplates, step bolts and gusset plates excludingfoundation bolts | EA | 3 |  | INCLUDED | 0 | 0 | 0 | 0 | 0 | 0
112 | 7000016866 | 2230 | 490 | 30 | Install. Towers-220kV | 100001205 | 995455 |  | 18 |  | Erection of Std 220 kV Gantry BG1 including nuts, bolts, all type of washers, packplates, step bolts and gusset plates excludingfoundation bolts | EA | 4 |  | INCLUDED | 0 | 0 | 0 | 0 | 0 | 0
113 | 7000016866 | 2260 | 520 | 10 | Install. Earthmat | 100003103 | 998731 |  | 18 |  | 40 mm MS rod for Main Earthmat | KM | 2 |  | INCLUDED | 0 | 0 | 0 | 0 | 0 | 0
114 | 7000016866 | 2270 | 530 | 10 | Install. VMS | 100002500 | 998731 |  | 18 |  | Color IP camera, with PAN, TILT and ZOOM facilities, alongwith all required Items, Accessories, Line Interface units, Fiber patchcords, Power supply units, Junction Boxes, Cables, Fiber Optic Cables, etc., and including Integration in existing Hardware andSoftware for Augmentation of Visual Monitoring System as per technical specification. | SET | 1 |  | INCLUDED | 0 | 0 | 0 | 0 | 0 | 0
115 | 7000016866 | 2390 | 590 | 10 | Install BoQ of Comm Equip | 100002812 | 998734 |  | 18 |  | SDH Equipment (STM-16 MADM upto 5 MSP protected directions)-Base Equipment (Common cards, Cross Connect/control cards, optical basecards, power supply cards, power cabling, other hardware and accessories including sub racks, patch cord, DDF etc fully equipedexcluding optical interface & Tributary cards | EA | 1 |  | INCLUDED | 0 | 0 | 0 | 0 | 0 | 0
116 | 7000016866 | 2390 | 590 | 20 | Install BoQ of Comm Equip | 170000433 | 998734 |  | 18 |  | Optical Interface Cards/SFP# -S16.1 for SDH Equipment-STM-16 | EA | 4 |  | INCLUDED | 0 | 0 | 0 | 0 | 0 | 0
117 | 7000016866 | 2390 | 590 | 40 | Install BoQ of Comm Equip | 170000435 | 998734 |  | 18 |  | Optical Interface Cards/SFP# -L16.2 for SDH Equipment-STM-16 | EA | 8 |  | INCLUDED | 0 | 0 | 0 | 0 | 0 | 0
118 | 7000016866 | 2390 | 590 | 50 | Install BoQ of Comm Equip | 100002825 | 998734 |  | 18 |  | Tributary interface- E1 interface (Minimum 16 nos.) | SET | 2 |  | INCLUDED | 0 | 0 | 0 | 0 | 0 | 0
119 | 7000016866 | 2390 | 590 | 60 | Install BoQ of Comm Equip | 170000550 | 998336 |  | 18 |  | Ethernet Interface 10/100 Base T with Layer-2 switching (Min 8 Interfaces per card) | EA | 2 |  | INCLUDED | 0 | 0 | 0 | 0 | 0 | 0
120 | 7000016866 | 2390 | 590 | 70 | Install BoQ of Comm Equip | 100002829 | 998734 |  | 18 |  | Tributary interface-Gigabit Ethernet Interfaces 10/100 Mbps with Layer -2 Switching (minimum 2 nos.) | SET | 1 |  | INCLUDED | 0 | 0 | 0 | 0 | 0 | 0
121 | 7000016866 | 2390 | 590 | 80 | Install BoQ of Comm Equip | 170000375 | 998734 |  | 18 |  | Equipment Cabinets-For SDH Equipments | EA | 1 |  | INCLUDED | 0 | 0 | 0 | 0 | 0 | 0
122 | 7000016866 | 2390 | 590 | 90 | Install BoQ of Comm Equip | 170000376 | 998734 |  | 18 |  | NMS-Craft Terminal-Hardware | EA | 1 |  | INCLUDED | 0 | 0 | 0 | 0 | 0 | 0
123 | 7000016866 | 2390 | 590 | 100 | Install BoQ of Comm Equip | 170000377 | 998734 |  | 18 |  | NMS-Craft Terminal-Software | EA | 1 |  | INCLUDED | 0 | 0 | 0 | 0 | 0 | 0
124 | 7000016866 | 2390 | 590 | 120 | Install BoQ of Comm Equip | 100002882 | 998336 |  | 18 |  | Fibre Optic Approach cabling: Including installation hardware like ties/clips/cleats, conduits, ducts, supports, fittings,accessories etc.: 24 Fibre | KM | 2 |  | INCLUDED | 0 | 0 | 0 | 0 | 0 | 0
125 | 7000016866 | 2390 | 590 | 130 | Install BoQ of Comm Equip | 170000356 | 998336 |  | 18 |  | Fibre Optic Distribution Panel (FODP): Indoor Type: FC Coupling and mounted on ETSI 19" rack or slimline rack: Type 2 (96 Fibre) | EA | 1 |  | INCLUDED | 0 | 0 | 0 | 0 | 0 | 0
126 | 7000016866 | 2510 | 670 | 10 | Install. EOT Crane | 100000433 | 998736 |  | 18 |  | EOT Crane for GIS Building for 220kV GIS Station | SET | 1 |  | INCLUDED | 0 | 0 | 0 | 0 | 0 | 0
[16 empty] | 0 | 0 | 0 | 0 | 0 | 0
2: Total of Schedule-3; 16=14*15: 0 |  | 0 |  |  | 0 | 0
# | In case the bidder leaves the cell for confirmation of the SAC and/or GST rate “blank”, the SAC and corresponding GST rate indicated by the Employer shall be deemed to be the one confirmed by the Bidder.
| Date | [10 empty] | Printed Name
| Place | [10 empty] | Designation
0

## Sch-4
5002002255/GIS-EXCLUDING/DOM/A04-CC CS -5 | [14 empty] | Schedule - 4
GIS Substation Package SS-93 for Execution of 400kV & 220kV GIS bays for Extension of 765/400/220kV Pune (Shikrapur) GIS Substation under Western Region Expansion Scheme – XXVI (WRES-XXVI).
(SCHEDULE OF RATES AND PRICES )
BIDDER:
0 | [12 empty] | To:
Bidder’s Name and Address (Sole Bidder) : | [12 empty] | Contract Services
Name : | [12 empty] | Power Grid Corporation of India Ltd.,
Address : | [12 empty] | "Saudamini", Plot No.-2
Sector-29,
Gurgaon (Haryana) - 122001
Training Charges :
SI. No. | PR No | Line Item No | Activity Header | PR Activity No | Activity Description | Service Code | SAC (Service Accounting Codes) | Whether SAC in column ‘…’ is confirmed. If not indicate applicable the SAC # | Rate of GST applicable ( in %) | Whether rate of GST in column ‘---’ is confirmed. If not indicate applicable rate of GST # | Description | Unit | Quantity | Unit Charges | Total Charges
1 | 2 | 3 | 4 | 5 | 6 | 7 | 8 | 9 | 10 | 11 | 12 | 13 | 14 | 15 | 16=14*15
NOT APPLICABLE
Date
| Place | [9 empty] | Printed Name
Designation

## Sch-5
5002002255/GIS-EXCLUDING/DOM/A04-CC CS -5 |  |  |  | Schedule - 5
GIS Substation Package SS-93 for Execution of 400kV & 220kV GIS bays for Extension of 765/400/220kV Pune (Shikrapur) GIS Substation under Western Region Expansion Scheme – XXVI (WRES-XXVI).
(SUMMARY OF TAXES & DUTIES not included in Schedule 1 & 3)
BIDDER:
0 |  |  | To:
Bidder’s Name and Address (Sole Bidder) : |  |  | Contract Services
Name : |  |  | Power Grid Corporation of India Ltd.,
Address : |  |  | "Saudamini", Plot No.-2
Sector-29,
Gurgaon (Haryana) - 122001
Sl. No. | Item Nos. |  | Total Price (INR) |  | After Discount |  | After MPDiscount
1 | TOTAL GST on Goods |  | 0 |  | Excise Duty | #REF! | Excise Duty | #REF!
Total GST for Supply of Goods (inter-alia including Type Test Charges) between the Contractor and the Employer (identified in Schedule 1') which are not included in the Ex-works price as per the provision of the Bidding Documents, as applicable.
2 | TOTAL GST on Services |  | 0 |  | Sales Tax | 0 | Sales Tax | 0
| Total GST on Installation Services (indentified in Schedule-3) and Training to be imparted in India (identified in Schedule-4) which are not included in the Installation and Training charges as per the provision of the Bidding Documents, as applicable |  |  |  | #REF! | 0 | #REF! | 0
| GRAND TOTAL [1+2] |  | 0
Date : |  | Printed Name :
Place : |  | Designation :
Click for Sch-6

## Sch-5 after discount (hidden)
5002002255/GIS-EXCLUDING/DOM/A04-CC CS -5 |  |  |  | Schedule - 5
GIS Substation Package SS-93 for Execution of 400kV & 220kV GIS bays for Extension of 765/400/220kV Pune (Shikrapur) GIS Substation under Western Region Expansion Scheme – XXVI (WRES-XXVI).
(SUMMARY OF TAXES & DUTIES APPLICABLE ON PLANT & EQUIPMENT)
BIDDER:
0 |  |  | To:
Bidder’s Name and Address (Sole Bidder) : |  |  | Contract Services
Name : |  |  | Power Grid Corporation of India Ltd.,
Address : |  |  | "Saudamini", Plot No.-2
Sector-29,
Gurgaon (Haryana) - 122001
Sl. No. | Item Nos. |  | Total Price (INR)
1 | TOTAL GST on Goods |  | 0
Total GST for Supply of Goods (inter-alia including Type Test Charges) between the Contractor and the Employer (identified in Schedule 1') which are not included in the Ex-works price as per the provision of the Bidding Documents, as applicable.
2 | TOTAL GST on Services |  | 0
Total GST on Installation Services (indentified in Schedule-3) and Training to be imparted in India (identified in Schedule-4) which are not included in the Installation and Training charges as per the provision of the Bidding Documents, as applicable
| GRAND TOTAL [1+2] |  | 0
Date : |  | Printed Name :
Place : |  | Designation :
Click for Sch-6

## Sch-6
5002002255/GIS-EXCLUDING/DOM/A04-CC CS -5 |  |  | Schedule - 6
GIS Substation Package SS-93 for Execution of 400kV & 220kV GIS bays for Extension of 765/400/220kV Pune (Shikrapur) GIS Substation under Western Region Expansion Scheme – XXVI (WRES-XXVI).
(GRAND SUMMARY)
BIDDER:
0 |  |  | To:
Bidder’s Name and Address (Sole Bidder) : |  |  | Contract Services
Name : |  |  | Power Grid Corporation of India Ltd.,
Address : |  |  | "Saudamini", Plot No.-2
Sector-29,
Gurgaon (Haryana) - 122001
Sl. No. | Description |  | Total Price (INR)
1 | TOTAL SCHEDULE NO. 1 |  | 0
Ex-works price of Plant and Equipment including Type Test Charges
2 | TOTAL SCHEDULE NO. 2 |  | 0
Local Transportation, In-transit Insurance, loading and unloading
3 | TOTAL SCHEDULE NO. 3 |  | 0
Installation Charges
4 | TOTAL SCHEDULE NO. 4 |  | Not Applicable
Training Charges
5 | TOTAL SCHEDULE NO. 5 |  | 0
Taxes and Duties
6 | TOTAL SCHEDULE NO. 7 |  | Not Applicable
Type Test Charges [Total of this Schedule is included in Schedule - 1 above.]
GRAND TOTAL [1+2+3+5]
0
Date : |  | Printed Name :
Place : |  | Designation :
Click for Sch-7

## Sch-6 After Discount (hidden)
5002002255/GIS-EXCLUDING/DOM/A04-CC CS -5 |  |  | Schedule - 6 After Discount
GIS Substation Package SS-93 for Execution of 400kV & 220kV GIS bays for Extension of 765/400/220kV Pune (Shikrapur) GIS Substation under Western Region Expansion Scheme – XXVI (WRES-XXVI).
(GRAND SUMMARY)
#REF! |  |  | To:
Bidder’s Name and Address (Sole Bidder) : |  |  | Contract Services
Name : |  |  | Power Grid Corporation of India Ltd.,
Address : |  |  | "Saudamini", Plot No.-2
Sector-29,
Gurgaon (Haryana) - 122001
Sl. No. | Description |  | Total Price (INR)
1 | TOTAL SCHEDULE NO. 1
Ex-works price of Plant and Equipment including Type Test Charges
2 | TOTAL SCHEDULE NO. 2
Local Transportation, Insurance and other Incidental Services
3 | TOTAL SCHEDULE NO. 3
Installation Charges
4 | TOTAL SCHEDULE NO. 4
Training Charges
5 | TOTAL SCHEDULE NO. 5
Taxes and Duties
6 | TOTAL SCHEDULE NO. 7
Type Test Charges [Total of this Schedule is included in Schedule - 1 above.]
GRAND TOTAL [1+2+3+4+5]
Date : |  | Printed Name :
Place : |  | Designation :
Click for Sch-7

## Sch-6 (After Discount)
5002002255/GIS-EXCLUDING/DOM/A04-CC CS -5 |  |  | Schedule - 6
GIS Substation Package SS-93 for Execution of 400kV & 220kV GIS bays for Extension of 765/400/220kV Pune (Shikrapur) GIS Substation under Western Region Expansion Scheme – XXVI (WRES-XXVI).
(GRAND SUMMARY)
BIDDER:
0 |  |  | To:
Bidder’s Name and Address (Sole Bidder) : |  |  | Contract Services
Name : |  |  | Power Grid Corporation of India Ltd.,
Address : |  |  | "Saudamini", Plot No.-2
Sector-29,
Gurgaon (Haryana) - 122001
Sl. No. | Description |  | Total Price (INR) | From Sch-6 | Discount Factors
1 | TOTAL SCHEDULE NO. 1 |  | 0 | 0 | 0
Ex-works price of Plant and Equipment including Type Test Charges
2 | TOTAL SCHEDULE NO. 2 |  | 0 | 0 | 0
Local Transportation, In-transit Insurance, loading and unloading
3 | TOTAL SCHEDULE NO. 3 |  | 0 | 0 | 0
Installation Charges
4 | TOTAL SCHEDULE NO. 4 |  | Not Applicable
Training Charges
5 | TOTAL SCHEDULE NO. 5 |  | 0
Taxes and Duties
6 | TOTAL SCHEDULE NO. 7 |  | Not Applicable
Type Test Charges [Total of this Schedule is included in Schedule - 1 above.]
GRAND TOTAL [1+2+3+5]
0
Date : |  | Printed Name :
Place : |  | Designation :
Click for Sch-7

## Sch-7
5002002255/GIS-EXCLUDING/DOM/A04-CC CS -5 | [11 empty] | Schedule 7
GIS Substation Package SS-93 for Execution of 400kV & 220kV GIS bays for Extension of 765/400/220kV Pune (Shikrapur) GIS Substation under Western Region Expansion Scheme – XXVI (WRES-XXVI). | [12 empty] | As per Lum-sum |  | 0
(SCHEDULE OF RATES AND PRICES ) | [12 empty] | AS per Percent |  | #REF!
BIDDER:
0
| Bidder’s Name and Address (Sole Bidder) : | [8 empty] | To:
| Name : | [8 empty] | Contract Services
| Address : | [8 empty] | Power Grid Corporation of India Ltd.,
"Saudamini", Plot No.-2
Sector-29,
Gurgaon (Haryana) - 122001
Type tests :
SL. NO. | PR No | Line Item No | Code | HSN of the Equipment /item for which type test is to be conducted | Whether HSN in column ‘---’ is confirmed. If not indicate applicable the HSN code # | Rate of GST applicable ( in %) | Whether rate of GST in column ‘---’ is confirmed. If not indicate applicable rate of GST # | Description of Test | Unit | Quantity | Unit Test Charge | Total Test Charges (Rs.) |  | Total Test Charges After Discount (Rs.) |  | Dis Alert | Total Test Charges After MPD (Rs.)
NOT APPLICABLE
| Date | [5 empty] | Printed Name
| Place | [5 empty] | Designation
5002002255/GIS-EXCLUDING/DOM/A04-CC CS -5
GIS Substation Package SS-93 for Execution of 400kV & 220kV GIS bays for Extension of 765/400/220kV Pune (Shikrapur) GIS Substation under Western Region Expansion Scheme – XXVI (WRES-XXVI). | [7 empty] | 0 | 0
(SCHEDULE OF RATES AND PRICES ) | [7 empty] | 0 | 0
#REF!
#REF! | [7 empty] | #REF! | #REF!
#REF! | [7 empty] | #REF! | #REF!
#REF! | [7 empty] | #REF! | #REF!
[8 empty] | #REF! | #REF!
[8 empty] | 0 | 0
SL. NO. | [7 empty] | Description of Test | #REF!
#REF! | [7 empty] | #REF! | #REF!
#REF! | [7 empty] | #REF!
#REF! | [7 empty] | #REF! | #REF!
#REF! | [7 empty] | #REF! | #REF!
[8 empty] | #REF! | #REF!
#REF! | [7 empty] | #REF!
#REF! | [7 empty] | #REF!
#REF! | [7 empty] | #REF!
#REF! | [7 empty] | #REF! | #REF!
#REF! | [7 empty] | #REF! | #REF!
#REF! | [7 empty] | #REF! | #REF!
#REF! | [7 empty] | #REF! | #REF!
[8 empty] | #REF! | #REF!
#REF! | [7 empty] | #REF!
#REF! | [7 empty] | #REF! | #REF!
#REF! | [7 empty] | #REF! | #REF!
#REF! | [7 empty] | #REF! | #REF!
#REF! | [7 empty] | #REF! | #REF!
[8 empty] | #REF! | #REF!
#REF! | [7 empty] | #REF!
#REF! | [7 empty] | #REF! | #REF!
#REF! | [7 empty] | #REF! | #REF!
#REF! | [7 empty] | #REF! | #REF!
[8 empty] | #REF! | #REF!
#REF! | [7 empty] | #REF!
#REF! | [7 empty] | #REF! | #REF!
#REF! | [7 empty] | #REF! | #REF!
#REF! | [7 empty] | #REF! | #REF!
[8 empty] | #REF! | #REF!
#REF! | [7 empty] | #REF!
#REF! | [7 empty] | #REF! | #REF!
#REF! | [7 empty] | #REF! | #REF!
#REF! | [7 empty] | #REF! | #REF!
#REF! | [7 empty] | #REF! | #REF!
[8 empty] | #REF! | #REF!
[8 empty] | #REF! | #REF!
#REF! | [7 empty] | #REF!
#REF! | [7 empty] | #REF!
#REF! | [7 empty] | #REF! | #REF!
#REF! | [7 empty] | #REF! | #REF!
#REF! | [7 empty] | #REF! | #REF!
[8 empty] | #REF! | #REF!
[8 empty] | #REF! | #REF!
#REF! | [7 empty] | #REF!
#REF! | [7 empty] | #REF!
#REF! | [7 empty] | #REF! | #REF!
#REF! | [7 empty] | #REF! | #REF!
#REF! | [7 empty] | #REF! | #REF!
#REF! | [7 empty] | #REF! | #REF!
#REF! | [7 empty] | #REF! | #REF!
[8 empty] | #REF! | #REF!
#REF! | [7 empty] | #REF!
#REF! | [7 empty] | #REF! | #REF!
#REF! | [7 empty] | #REF! | #REF!
#REF! | [7 empty] | #REF! | #REF!
#REF! | [7 empty] | #REF! | #REF!
#REF! | [7 empty] | #REF! | #REF!
#REF! | [7 empty] | #REF! | #REF!
[8 empty] | #REF! | #REF!
#REF! | [7 empty] | #REF!
#REF! | [7 empty] | #REF! | #REF!
#REF! | [7 empty] | #REF! | #REF!
#REF! | [7 empty] | #REF! | #REF!
#REF! | [7 empty] | #REF! | #REF!
#REF! | [7 empty] | #REF! | #REF!
#REF! | [7 empty] | #REF! | #REF!
#REF! | [7 empty] | #REF! | #REF!
#REF! | [7 empty] | #REF! | #REF!
#REF! | [7 empty] | #REF! | #REF!
[8 empty] | #REF! | #REF!
#REF! | [7 empty] | #REF!
#REF! | [7 empty] | #REF! | #REF!
#REF! | [7 empty] | #REF! | #REF!
#REF! | [7 empty] | #REF! | #REF!
[8 empty] | #REF! | #REF!
#REF! | [7 empty] | #REF!
#REF! | [7 empty] | #REF! | #REF!
#REF! | [7 empty] | #REF! | #REF!
#REF! | [7 empty] | #REF! | #REF!
[8 empty] | #REF! | #REF!
#REF! | [7 empty] | #REF!
#REF! | [7 empty] | #REF! | #REF!
#REF! | [7 empty] | #REF! | #REF!
[8 empty] | #REF! | #REF!
#REF! | [7 empty] | #REF!
#REF! | [7 empty] | #REF! | #REF!
#REF! | [7 empty] | #REF! | #REF!
#REF! | [7 empty] | #REF! | #REF!
#REF! | [7 empty] | #REF! | #REF!
#REF! | [7 empty] | #REF! | #REF!
#REF! | [7 empty] | #REF! | #REF!
[8 empty] | #REF! | #REF!
#REF! | [7 empty] | #REF!
#REF! | [7 empty] | #REF! | #REF!
#REF! | [7 empty] | #REF! | #REF!
#REF! | [7 empty] | #REF! | #REF!
#REF! | [7 empty] | #REF! | #REF!
#REF! | [7 empty] | #REF!
#REF! | [7 empty] | #REF! | #REF!
#REF! | [7 empty] | #REF! | #REF!
#REF! | [7 empty] | #REF! | #REF!
#REF! | [7 empty] | #REF! | #REF!
[8 empty] | #REF! | #REF!
[8 empty] | #REF! | #REF!
[8 empty] | #REF! | #REF!

## Discount
This letter of discount is optional. Bidder may / may not offer any discount.
5002002255/GIS-EXCLUDING/DOM/A04-CC CS -5 |  |  |  |  | Letter of Discount
LETTER OF DISCOUNT
To:
Contract Services | [6 empty] | Schedule 1 | 0
Power Grid Corporation of India Ltd., | [6 empty] | Schedule 2 | 0
"Saudamini", Plot No.-2 | [6 empty] | Schedule 3 | 0
Sector-29, (near IFFCO Chowk) | [6 empty] | Total | 0
Gurgaon (Haryana) - 122001
Subject : |  | GIS Substation Package SS-93 for Execution of 400kV & 220kV GIS bays for Extension of 765/400/220kV Pune (Shikrapur) GIS Substation under Western Region Expansion Scheme – XXVI (WRES-XXVI).
Dear Sir
With reference to the subject tender, we hereby offer unconditional discount on the prices quoted by us as per details given here below : | [5 empty] | Sch-1 | Sch-2 | Sch-3
| 1 | Discount on lum-sum basis on total price quoted by us without GST. [The discount shall be proportionately applicable on all the items of all the Schdules i.e. Sch-1 (without type test charges), Sch-2, Sch-3, Sch-4 & Sch-7] In Rs. |  |  |  | 0 | 0 | 0
| 2 | Discount on percent basis on total price quoted by us without GST. [The discount shall be applicable on all the items of all the Schdules i.e. Sch-1 (without type test charges), Sch-2 , Sch-3, Sch-4 & Sch-7] In Percent (%) |  |  |  | 0 | 0 | 0
| 3 | Discount on lum-sum basis on the Schedules as given below : [The discount shall be proportionately applicable on all the relevent items of the respective Schdules.] In Rs.
|  | Schedule-1 : Ex works prices |  | In Rs. |  | 0
|  | Schedule-2 : Local Transportation, In-transit Insurance, loading and unloading |  | In Rs. |  |  | 0
|  | Schedule-3 : Installation Charges |  | In Rs. |  |  |  | 0
|  | Schedule-4 : Training Charges |  | In Rs.
|  | Schedule-7 : Type Test Charges |  | In Rs.
| 4 | Discount on percent basis on the Schedules as given below : [The discount shall be applicable on all the relevent items of the respective Schdules.] In Percent (%)
|  | Schedule-1 : Ex works prices |  | In Percent (%) |  | 0
|  | Schedule-2 : Local Transportation, In-transit Insurance, loading and unloading |  | In Percent (%) |  |  | 0
|  | Schedule-3 : Installation Charges |  | In Percent (%) |  |  |  | 0
|  | Schedule-4 : Training Charges |  | In Percent (%)
|  | Schedule-7 : Type Test Charges |  | In Percent (%)
Discount(s) offered at sl. No. 1 to 4 will get displayed and accounted for automatically in the respective items of the Schedules.
| 5 | We hereby offer Multi-package discount as given below:
[6 empty] | 0 | 0 | 0 | 0 | 0
|  | Multi-Package Discount(s) offered at sl. No. 5 will not get automatically accounted for in the respective items of the Schedules. The same shall be worked out saparately for evaluation. |  |  |  | #DIV/0! | #DIV/0! | #DIV/0! | #DIV/0! | #REF!
[Discount will not be calculated authometrically. However, the same shall be considered during evaluation.]
Please consider this letter of discount as the integral part of our price bid.
Thanking you, we remain, | [5 empty] | 0 | 0 | 0
[5 empty] | Yours faithfully, | 0 | 0 | 0 | Discount Factors
For and on behalf of
Date : |  |  | Printed Name : | 0
Place : |  |  | Designation : | 0

## Octroi (hidden)
Details of Octroi
Sl No. | Description of Items | Amount on which Octroi is applicable | Rate of Octroi | Octroi
(1) | (2) | (3) | (4) | (5) =(3) x (4)
1 |  |  |  | 0
2 |  |  |  | 0
3 |  |  |  | 0
4 |  |  |  | 0
5 |  |  |  | 0
6 |  |  |  | 0
7 |  |  |  | 0
8 |  |  |  | 0
9 |  |  |  | 0
10 |  |  |  | 0
| Total |  |  | 0
Back to Sch 5

## Entry Tax (hidden)
Details of Entry Tax
Sl No. | Description of Items | Amount on which Entry Tax is applicable | Rate of Entry Tax | Entry Tax
(1) | (2) | (3) | (4) | (5) =(3) x (4)
1 |  |  |  | 0
2 |  |  |  | 0
3 |  |  |  | 0
4 |  |  |  | 0
5 |  |  |  | 0
6 |  |  |  | 0
7 |  |  |  | 0
8 |  |  |  | 0
9 |  |  |  | 0
10 |  |  |  | 0
| Total |  |  | 0
Back to Sch 5

## Other Taxes & Duties (hidden)
Details of Other Taxes & Duties
Sl No. | Description of Items | Amount on which Other Taxes & Duties are applicable | Description of Taxes & Duties | Rate of Taxes & Duties | Amount of Taxes & Duties
(1) | (2) | (3) | (4) | (5) | (6) =(3) x (4)
1 |  |  |  |  | 0
2 |  |  |  |  | 0
3 |  |  |  |  | 0
4 |  |  |  |  | 0
5 |  |  |  |  | 0
6 |  |  |  |  | 0
7 |  |  |  |  | 0
8 |  |  |  |  | 0
9 |  |  |  |  | 0
10 |  |  |  |  | 0
| Total |  |  |  | 0
Back to Sch 5

## Bid Form 2nd Envelope
5002002255/GIS-EXCLUDING/DOM/A04-CC CS -5 |  |  |  |  | Bid Form 2nd Envelope |  |  |  | Sole Bidder | 1 | st |  | 1 | January
[9 empty] | 0 | 2 | nd |  | 2 | February
BID FORM (Second Envelope) | [9 empty] | 3 | rd |  | 3 | March
[10 empty] | 4 | th |  | 4 | April
Bid Proposal Ref. No. | [9 empty] | 5 | th |  | 5 | May
Date : | [9 empty] | 6 | th | #VALUE! | 6 | June
[10 empty] | 7 | th | #VALUE! | 7 | July
To: | [9 empty] | 8 | th | #VALUE! | 8 | August
0 | [9 empty] | 9 | th | #VALUE! | 9 | September
Power Grid Corporation of India Ltd., | [9 empty] | 10 | th |  | 10 | October
"Saudamini", Plot No.-2 | [9 empty] | 11 | th |  | 11 | November
Sector-29, | [9 empty] | 12 | th |  | 12 | December
Gurgaon (Haryana) - 122001 | [9 empty] | 13 | th
[10 empty] | 14 | th
Name of Contract : |  | GIS Substation Package SS-93 for Execution of 400kV & 220kV GIS bays for Extension of 765/400/220kV Pune (Shikrapur) GIS Substation under Western Region Expansion Scheme – XXVI (WRES-XXVI). | [7 empty] | 15 | th
Dear Ladies and/or Gentlemen, | [9 empty] | 16 | th
1 | In continuation of First Envelope of our Bid, we hereby submit the Second Envelope of the Bid, both of which shall be read together and in conjunction with each other, and shall be construed as an integral part of our Bid. Accordingly, we the undersigned, offer to design, manufacture, test, deliver, install and commission (including carrying out Trial Operation, Performance & Guarantee Test as per provision of Technical Specification) under the above-named package in full conformity with the said Bidding Documents for the sum of Rs. 0/- () or such other sums as may be determined in accordance with the terms and conditions of the Bidding Documents |  |  |  |  | In continuation of First Envelope of our Bid, we hereby submit the Second Envelope of the Bid, both of which shall be read together and in conjunction with each other, and shall be construed as an integral part of our Bid. Accordingly, we the undersigned, offer to design, manufacture, test, deliver, install and commission (including carrying out Trial Operation, Performance & Guarantee Test as per provision of Technical Specification) under the above-named package in full conformity with the said Bidding Documents for the sum of Rs. |  |  |  | 17 | th
[6 empty] | 0 | /- (
)
| The above amounts are in accordance with the price schedules attached herewith and are made part of this bid. |  |  |  |  | or such other sums as may be determined in accordance with the terms and conditions of the Bidding Documents |  |  |  | 18 | th
2 | Price Schedules | [8 empty] | 19 | th
2.1 | In line with the requirements of the Bidding documents, we enclose herewith the following Price Schedules, duly filled - in as per your proforma: | [8 empty] | 20 | th
| Schedule 1 |  | Plant and Equipment (Including Mandatory Spare Parts) to be supplied, including Type Test Charges. | [6 empty] | 21 | st
| Schedule 2 |  | Local Transportation, In-transit Insurance, loading and unloading | [6 empty] | 22 | th
| Schedule 3 |  | Installation Charges. |  |  | Sole Bidder |  |  |  | 23 | th
| Schedule 4 |  | Training charges for training to be imparted (Not Applicable) | [6 empty] | 24 | th
| Schedule 5 |  | Taxes and Duties not included in Schedule 1 & 3 | [6 empty] | 25 | th
| Schedule 6 |  | Grand Summary [Schedule 1to 5] | [6 empty] | 26 | th
| Schedule 7 |  | Break-up of Type Test Charges (Not Applicable) | [6 empty] | 27 | th
2.2 | We are aware that the Price Schedules do not generally give a full description of the Work to be performed under each item and we shall be deemed to have read the Technical Specifications and other sections of the Bidding Documents and Drawings to ascertain the full scope of Work included in each item while filling-in the rates and prices. We agree that the entered rates and prices shall be deemed to include for the full scope as aforesaid, including overheads and profit. | [8 empty] | 28 | th
2.3 | We declare that as specified in Clause 11.5, Section –II:ITB, Vol.-I of the Bidding Documents, prices quoted by us in the Price Schedules in Second Envelope shall be on ‘Firm’ basis during the entire currency of contract and shall not be subject to price variation, what-so-ever during contract execution. | [8 empty] | 29 | th
2.4 | We understand that in the price schedules, where there are errors between the total of the amounts given under the column for the price Breakdown and the amount given under the Total Price, the former shall prevail and the latter will be corrected accordingly. We further understand that where there are discrepancies between amounts stated in figures and amounts stated in words, the amount stated in words shall prevail. Similarly, any discrepancy in the total bid price and that of the summation of Schedule price (price indicated in a Schedule indicating the total of that schedule), the total bid price shall be corrected to reflect the actual summation of the Schedule prices. | [8 empty] | 30 | th
2.5 | We declare that items left blank in the Schedules will be deemed to have been included in other items. The TOTAL for each Schedule and the TOTAL of Grand Summary shall be deemed to be the total price for executing the Facilities and sections thereof in complete accordance with the Contract, whether or not each individual item has been priced. | [8 empty] | 31 | st
3 | We confirm that except as otherwise specifically provided our Bid Prices in this Second Envelope include all taxes, duties, levies and charges as may be assessed on us, our Sub-Contractor/Sub-Vendor or their employees by all municipal, state or national government authorities in connection with the Facilities, in and outside of India.
3.1 | 100% of applicable Taxes and Duties i.e GST which are payable by the Employer under the Contract, shall be reimbursed by the Employer on production of satisfactory documentary evidence by the Contractor in accordance with the provisions of the Bidding Documents
3.2 | We further understand that notwithstanding 3.0 above, in case of award on us, you shall also bear and pay/reimburse to us, GST applicable on supplies by us to you, imposed on the Plant & Equipment including Mandatory Spare Parts to be incorporated into the Facilities including Type Test charges for Type test to be conducted in India specified in Schedule No. 1, Installation Services specified in Schedule No. 3 and Charges for Training to be imparted in India specified in Schedule No. 4 of the Price Schedule in this Second Envelope, by the Indian Laws.
3.3 | We confirm that we have also registered/we shall also get registered in the GST Network with a GSTIN in all the states where the project is located and the states from which we shall make our supply of goods.
4 | # (For Joint Venture only) We, the partners of Joint Venture submitting this bid, do agree and confirm that in case of Award of Contract on the Joint Venture, we shall be jointly and severally liable and responsible for the execution of the Contract in accordance with Contract terms and conditions.
5 | We, hereby, declare that only the persons or firms interested in this proposal as principals are named here and that no other persons or firms other than those mentioned herein have any interest in this proposal or in the Contract to be entered into, if the award is made on us, that this proposal is made without any connection with any other person, firm or party likewise submitting a proposal is in all respects for and in good faith, without collusion or fraud.
Thanking you, we remain,
Yours faithfully,
For and on behalf of test
Signature :
Date : |  |  |  | Printed Name : | 0
Place : |  |  |  | Designation : | 0
Common Seal :
Please provide additional information of the Bidder
Business Address :
Country of Incorporation :
State/Province to be indicated :
Name of Principal Officer :
Address of Principal Officer :
Note: Bidders may note that no prescribed proforma has been enclosed for Attachment 2 : Power of Attorney. Bidders may use their own proforma for furnishing the required information with the bid.
* * *
Back to Cover Page

## Contracts-Template (hidden)
Exworks
| Total Ex-Works Price Direct |  |  |  |  | 0
| Total Ex-Works Price Bought Out |  |  |  |  | 0
| Total Ex-Works Price |  |  |  |  | 0
| Total Type Test charges as per Schedule-7 |  |  |  |  | #REF!
| Total Ex-works Price including Type Test charges |  |  |  |  | #REF!
Note : | Specify amount of Excise Duty, Sales Tax/'VAT and other taxes payable on the transaction between the Contractor and the Employer and octroi/entry tax as applicable for destination site/state on all items of supply including bought-out finished items (to be identified in the Contract), which shall be dispatched directly from the sub-vendor’s works to the Employer’s site (sale-in-transit), separately in Schedule-5. Excise Duty, Sales tax and other levies for all the bought-out items are to be included in the EXW Price (Col. No. 5) only and not to be indicated in Schedule-5.
^ | If the item(s) quoted/considered as "Bought-out" in the bid are manufactured at Bidder's works and confirmed to be supplied under “Direct transaction” by the bidder, then the taxes and duties on such items shall be paid/reimbursed by POWERGRID in line with the provisions of Bidding Documents. For this purpose, at the time of award, the Ex-works price (exclusive of taxes & duties) shall be arrived at from the quoted Ex-works price (inclusive of taxes ad duties) by excluding taxes and duties applicable on such items, as on date of Bid opening, in case of supplies from manufacturer proposed in the bid. During contract execution, the taxes and duties on such items shall be paid/reimbursed at actuals, limited to the rates prevailing on date of Bid opening.
Date : | --
Place : |  |  | Printed Name : |  | --
Designation :
FandI
| Total F&I Price |  |  |  |  | (=SUM(I16:I27))
Date : | (='Sch-1'!B43)
Place : | (='Sch-1'!B44) |  | Printed Name : | (='Sch-1'!E44)
|  |  | Designation : | (='Sch-1'!E45)
service
| Total Installaiton Charges | [5 empty] | #REF!
Date : | (='Sch-1'!B43)
Place : | (='Sch-1'!B44) |  | Printed Name : | (='Sch-1'!E44)
|  |  | Designation : | (='Sch-1'!E45)
Training
Date : | (=IF('Sch-1'!B43=0,"", 'Sch-1'!B43)) |  | (="Printed Name : " & IF('Sch-1'!E44=0,"",'Sch-1'!E44))
Place : | (=IF('Sch-1'!B44=0,"", 'Sch-1'!B44)) |  | (="Designation : " & IF('Sch-1'!E45=0,"",'Sch-1'!E45))
Type test
| TOTAL TYPE TEST CHARGES |  |  |  |  | (=SUM(I17:I18))
Date : | (='Sch-1'!B43) | (="Printed Name : " & 'Sch-1'!E44)
Place : | (='Sch-1'!B44) | (="Designation : " & 'Sch-1'!E45)
Note : | Bidder should indicate the name of test laboratories where type tests are proposed to be conducted
Direct
Bought-out

## N-W (Cr.) (hidden)
#REF! |  |  | 0 |  | #REF! |  |  | 0 |  |  | #REF!
#REF!
INR
#REF! |  |  |  |  | #REF! | [5 empty] | #N/A
#N/A
#REF! | #REF! |  | 0 |  | #REF! | #REF! |  | 0
#REF! | #REF! | #REF! | 0 |  | #REF! | #REF! | #REF! | 0
#REF! | #REF! | #REF! | 0 |  | #REF! | #REF! | #REF! | 0 |  | #REF! | 0 | 0 | 0 | 0 | #REF! | plus
#REF! | #REF! | #REF! | 0 |  | #REF! | #REF! | #REF! | 0 |  | #REF! | 0 | 0 | 0 | 1 | #REF!
#REF! | #REF! | #REF! | 0 |  | #REF! | #REF! | #REF! | 0 |  | #REF! | 0 | 0 | 1 | 0 | #REF!
#REF! | #REF! | #REF! | 0 |  | #REF! | #REF! | #REF! | 0 |  | #REF! | 0 | 0 | 1 | 1 | #REF!
[10 empty] | #REF! | 0 | 1 | 0 | 0 | #REF!
1 | One |  | 1 | One | 1 | One |  | 1 | One | #REF! | 0 | 1 | 0 | 1 | #REF!
2 | Two |  | 2 | Two | 2 | Two |  | 2 | Two | #REF! | 0 | 1 | 1 | 0 | #REF!
3 | Three |  | 3 | Three | 3 | Three |  | 3 | Three | #REF! | 0 | 1 | 1 | 1 | #REF!
4 | Four |  | 4 | Four | 4 | Four |  | 4 | Four | #REF! | 1 | 0 | 0 | 0 | #REF!
5 | Five |  | 5 | Five | 5 | Five |  | 5 | Five | #REF! | 1 | 0 | 0 | 1 | #REF!
6 | Six |  | 6 | Six | 6 | Six |  | 6 | Six | #REF! | 1 | 0 | 1 | 0 | #REF!
7 | Seven |  | 7 | Seven | 7 | Seven |  | 7 | Seven | #REF! | 1 | 0 | 1 | 1 | #REF!
8 | Eight |  | 8 | Eight | 8 | Eight |  | 8 | Eight | #REF! | 1 | 1 | 0 | 0 | #REF!
9 | Nine |  | 9 | Nine | 9 | Nine |  | 9 | Nine | #REF! | 1 | 1 | 0 | 1 | #REF!
10 | Ten |  | 10 | Ten | 10 | Ten |  | 10 | Ten | #REF! | 1 | 1 | 1 | 0 | #REF!
11 | Eleven |  | 11 | Eleven | 11 | Eleven |  | 11 | Eleven | #REF! | 1 | 1 | 1 | 1 | #REF!
12 | Twelve |  | 12 | Twelve | 12 | Twelve |  | 12 | Twelve
13 | Thirteen |  | 13 | Thirteen | 13 | Thirteen |  | 13 | Thirteen
14 | Fourteen |  | 14 | Fourteen | 14 | Fourteen |  | 14 | Fourteen
15 | Fifteen |  | 15 | Fifteen | 15 | Fifteen |  | 15 | Fifteen
16 | Sixteen |  | 16 | Sixteen | 16 | Sixteen |  | 16 | Sixteen | #REF! | 0 | 0 | 0 | 0 | #REF! | +
17 | Seventeen |  | 17 | Seventeen | 17 | Seventeen |  | 17 | Seventeen | #REF! | 0 | 0 | 0 | 1 | #REF! | /- +
18 | Eighteen |  | 18 | Eighteen | 18 | Eighteen |  | 18 | Eighteen | #REF! | 0 | 0 | 1 | 0 | #REF! | /-
19 | Nineteen |  | 19 | Nineteen | 19 | Nineteen |  | 19 | Nineteen | #REF! | 0 | 0 | 1 | 1 | #REF!
20 | Twenty |  | 20 | Twenty | 20 | Twenty |  | 20 | Twenty | #REF! | 0 | 1 | 0 | 0 | #REF!
21 | Twenty One |  | 21 | Twenty One | 21 | Twenty One |  | 21 | Twenty One | #REF! | 0 | 1 | 0 | 1 | #REF!
22 | Twenty Two |  | 22 | Twenty Two | 22 | Twenty Two |  | 22 | Twenty Two | #REF! | 0 | 1 | 1 | 0 | #REF!
23 | Twenty Three |  | 23 | Twenty Three | 23 | Twenty Three |  | 23 | Twenty Three | #REF! | 0 | 1 | 1 | 1 | #REF!
24 | Twenty Four |  | 24 | Twenty Four | 24 | Twenty Four |  | 24 | Twenty Four | #REF! | 1 | 0 | 0 | 0 | #REF!
25 | Twenty Five |  | 25 | Twenty Five | 25 | Twenty Five |  | 25 | Twenty Five | #REF! | 1 | 0 | 0 | 1 | #REF!
26 | Twenty Six |  | 26 | Twenty Six | 26 | Twenty Six |  | 26 | Twenty Six | #REF! | 1 | 0 | 1 | 0 | #REF!
27 | Twenty Seven |  | 27 | Twenty Seven | 27 | Twenty Seven |  | 27 | Twenty Seven | #REF! | 1 | 0 | 1 | 1 | #REF!
28 | Twenty Eight |  | 28 | Twenty Eight | 28 | Twenty Eight |  | 28 | Twenty Eight | #REF! | 1 | 1 | 0 | 0 | #REF!
29 | Twenty Nine |  | 29 | Twenty Nine | 29 | Twenty Nine |  | 29 | Twenty Nine | #REF! | 1 | 1 | 0 | 1 | #REF!
30 | Thirty |  | 30 | Thirty | 30 | Thirty |  | 30 | Thirty | #REF! | 1 | 1 | 1 | 0 | #REF!
31 | Thirty One |  | 31 | Thirty One | 31 | Thirty One |  | 31 | Thirty One | #REF! | 1 | 1 | 1 | 1 | #REF!
32 | Thirty Two |  | 32 | Thirty Two | 32 | Thirty Two |  | 32 | Thirty Two
33 | Thirty Three |  | 33 | Thirty Three | 33 | Thirty Three |  | 33 | Thirty Three
34 | Thirty Four |  | 34 | Thirty Four | 34 | Thirty Four |  | 34 | Thirty Four
35 | Thirty Fivr |  | 35 | Thirty Fivr | 35 | Thirty Fivr |  | 35 | Thirty Fivr
36 | Thirty Six |  | 36 | Thirty Six | 36 | Thirty Six |  | 36 | Thirty Six
37 | Thirty Seven |  | 37 | Thirty Seven | 37 | Thirty Seven |  | 37 | Thirty Seven
38 | Thirty Eight |  | 38 | Thirty Eight | 38 | Thirty Eight |  | 38 | Thirty Eight
39 | Thirty Nine |  | 39 | Thirty Nine | 39 | Thirty Nine |  | 39 | Thirty Nine
40 | Forty |  | 40 | Forty | 40 | Forty |  | 40 | Forty
41 | Forty One |  | 41 | Forty One | 41 | Forty One |  | 41 | Forty One
42 | Forty Two |  | 42 | Forty Two | 42 | Forty Two |  | 42 | Forty Two
43 | Forty Three |  | 43 | Forty Three | 43 | Forty Three |  | 43 | Forty Three
44 | Forty Four |  | 44 | Forty Four | 44 | Forty Four |  | 44 | Forty Four
45 | Forty Five |  | 45 | Forty Five | 45 | Forty Five |  | 45 | Forty Five
46 | Forty Six |  | 46 | Forty Six | 46 | Forty Six |  | 46 | Forty Six
47 | Forty Seven |  | 47 | Forty Seven | 47 | Forty Seven |  | 47 | Forty Seven
48 | Forty Eight |  | 48 | Forty Eight | 48 | Forty Eight |  | 48 | Forty Eight
49 | Forty Nine |  | 49 | Forty Nine | 49 | Forty Nine |  | 49 | Forty Nine
50 | Fifty |  | 50 | Fifty | 50 | Fifty |  | 50 | Fifty
51 | Fifty One |  | 51 | Fifty One | 51 | Fifty One |  | 51 | Fifty One
52 | Fifty Two |  | 52 | Fifty Two | 52 | Fifty Two |  | 52 | Fifty Two
53 | Fifty Three |  | 53 | Fifty Three | 53 | Fifty Three |  | 53 | Fifty Three
54 | Fifty Four |  | 54 | Fifty Four | 54 | Fifty Four |  | 54 | Fifty Four
55 | Fifty Five |  | 55 | Fifty Five | 55 | Fifty Five |  | 55 | Fifty Five
56 | Fifty Six |  | 56 | Fifty Six | 56 | Fifty Six |  | 56 | Fifty Six
57 | Fifty Seven |  | 57 | Fifty Seven | 57 | Fifty Seven |  | 57 | Fifty Seven
58 | Fifty Eight |  | 58 | Fifty Eight | 58 | Fifty Eight |  | 58 | Fifty Eight
59 | Fifty Nine |  | 59 | Fifty Nine | 59 | Fifty Nine |  | 59 | Fifty Nine
60 | Sixty |  | 60 | Sixty | 60 | Sixty |  | 60 | Sixty
61 | Sixty One |  | 61 | Sixty One | 61 | Sixty One |  | 61 | Sixty One
62 | Sixty Two |  | 62 | Sixty Two | 62 | Sixty Two |  | 62 | Sixty Two
63 | Sixty Three |  | 63 | Sixty Three | 63 | Sixty Three |  | 63 | Sixty Three
64 | Sixty Four |  | 64 | Sixty Four | 64 | Sixty Four |  | 64 | Sixty Four
65 | Sixty Five |  | 65 | Sixty Five | 65 | Sixty Five |  | 65 | Sixty Five
66 | Sixty Six |  | 66 | Sixty Six | 66 | Sixty Six |  | 66 | Sixty Six
67 | Sixty Seven |  | 67 | Sixty Seven | 67 | Sixty Seven |  | 67 | Sixty Seven
68 | Sixty Eight |  | 68 | Sixty Eight | 68 | Sixty Eight |  | 68 | Sixty Eight
69 | Sixty Nine |  | 69 | Sixty Nine | 69 | Sixty Nine |  | 69 | Sixty Nine
70 | Seventy |  | 70 | Seventy | 70 | Seventy |  | 70 | Seventy
71 | Seventy One |  | 71 | Seventy One | 71 | Seventy One |  | 71 | Seventy One
72 | Seventy Two |  | 72 | Seventy Two | 72 | Seventy Two |  | 72 | Seventy Two
73 | Seventy Three |  | 73 | Seventy Three | 73 | Seventy Three |  | 73 | Seventy Three
74 | Seventy Four |  | 74 | Seventy Four | 74 | Seventy Four |  | 74 | Seventy Four
75 | Seventy Five |  | 75 | Seventy Five | 75 | Seventy Five |  | 75 | Seventy Five
76 | Seventy Six |  | 76 | Seventy Six | 76 | Seventy Six |  | 76 | Seventy Six
77 | Seventy Seven |  | 77 | Seventy Seven | 77 | Seventy Seven |  | 77 | Seventy Seven
78 | Seventy Eight |  | 78 | Seventy Eight | 78 | Seventy Eight |  | 78 | Seventy Eight
79 | Seventy Nine |  | 79 | Seventy Nine | 79 | Seventy Nine |  | 79 | Seventy Nine
80 | Eighty |  | 80 | Eighty | 80 | Eighty |  | 80 | Eighty
81 | Eighty One |  | 81 | Eighty One | 81 | Eighty One |  | 81 | Eighty One
82 | Eighty Two |  | 82 | Eighty Two | 82 | Eighty Two |  | 82 | Eighty Two
83 | Eighty Three |  | 83 | Eighty Three | 83 | Eighty Three |  | 83 | Eighty Three
84 | Eighty Four |  | 84 | Eighty Four | 84 | Eighty Four |  | 84 | Eighty Four
85 | Eighty Five |  | 85 | Eighty Five | 85 | Eighty Five |  | 85 | Eighty Five
86 | Eighty Six |  | 86 | Eighty Six | 86 | Eighty Six |  | 86 | Eighty Six
87 | Eighty Seven |  | 87 | Eighty Seven | 87 | Eighty Seven |  | 87 | Eighty Seven
88 | Eighty Eight |  | 88 | Eighty Eight | 88 | Eighty Eight |  | 88 | Eighty Eight
89 | Eighty Nine |  | 89 | Eighty Nine | 89 | Eighty Nine |  | 89 | Eighty Nine
90 | Ninety |  | 90 | Ninety | 90 | Ninety |  | 90 | Ninety
91 | Ninety One |  | 91 | Ninety One | 91 | Ninety One |  | 91 | Ninety One
92 | Ninety Two |  | 92 | Ninety Two | 92 | Ninety Two |  | 92 | Ninety Two
93 | Ninety Three |  | 93 | Ninety Three | 93 | Ninety Three |  | 93 | Ninety Three
94 | Ninety Four |  | 94 | Ninety Four | 94 | Ninety Four |  | 94 | Ninety Four
95 | Ninety Five |  | 95 | Ninety Five | 95 | Ninety Five |  | 95 | Ninety Five
96 | Ninety Six |  | 96 | Ninety Six | 96 | Ninety Six |  | 96 | Ninety Six
97 | Ninety Seven |  | 97 | Ninety Seven | 97 | Ninety Seven |  | 97 | Ninety Seven
98 | Ninety Eight |  | 98 | Ninety Eight | 98 | Ninety Eight |  | 98 | Ninety Eight
99 | Ninety Nine |  | 99 | Ninety Nine | 99 | Ninety Nine |  | 99 | Ninety Nine
100 | One Hundred |  | 100 | One Hundred | 100 | One Hundred |  | 100 | One Hundred
BG VALUE:
#REF!
#REF!
#REF! | #REF!
#REF! | #REF! | #REF!
#REF! | #REF! | #REF!
#REF! | #REF! | #REF!
#REF! | #REF! | #REF!
#REF! | #REF! | #REF!
1 | One
2 | Two
3 | Three
4 | Four
5 | Five
6 | Six
7 | Seven
8 | Eight
9 | Nine
10 | Ten
11 | Eleven
12 | Twelve
13 | Thirteen
14 | Fourteen
15 | Fifteen
16 | Sixteen
17 | Seventeen
18 | Eighteen
19 | Nineteen
20 | Twenty
21 | Twenty One
22 | Twenty Two
23 | Twenty Three
24 | Twenty Four
25 | Twenty Five
26 | Twenty Six
27 | Twenty Seven
28 | Twenty Eight
29 | Twenty Nine
30 | Thirty
31 | Thirty One
32 | Thirty Two
33 | Thirty Three
34 | Thirty Four
35 | Thirty Fivr
36 | Thirty Six
37 | Thirty Seven
38 | Thirty Eight
39 | Thirty Nine
40 | Forty
41 | Forty One
42 | Forty Two
43 | Forty Three
44 | Forty Four
45 | Forty Five
46 | Forty Six
47 | Forty Seven
48 | Forty Eight
49 | Forty Nine
50 | Fifty
51 | Fifty One
52 | Fifty Two
53 | Fifty Three
54 | Fifty Four
55 | Fifty Five
56 | Fifty Six
57 | Fifty Seven
58 | Fifty Eight
59 | Fifty Nine
60 | Sixty
61 | Sixty One
62 | Sixty Two
63 | Sixty Three
64 | Sixty Four
65 | Sixty Five
66 | Sixty Six
67 | Sixty Seven
68 | Sixty Eight
69 | Sixty Nine
70 | Seventy
71 | Seventy One
72 | Seventy Two
73 | Seventy Three
74 | Seventy Four
75 | Seventy Five
76 | Seventy Six
77 | Seventy Seven
78 | Seventy Eight
79 | Seventy Nine
80 | Eighty
81 | Eighty One
82 | Eighty Two
83 | Eighty Three
84 | Eighty Four
85 | Eighty Five
86 | Eighty Six
87 | Eighty Seven
88 | Eighty Eight
89 | Eighty Nine
90 | Ninety
91 | Ninety One
92 | Ninety Two
93 | Ninety Three
94 | Ninety Four
95 | Ninety Five
96 | Ninety Six
97 | Ninety Seven
98 | Ninety Eight
99 | Ninety Nine
100 | One Hundred