## Basic (hidden)
Package Name | Substation Package SS-100 for (i) Extn. of 400/230kV Arasur S/S including supply of one no. 500MVA ICT associated with Augmentation of Transformation Capacity by 1x500MVA, 400/230kV ICT (4th) at Arasur substation (ii) Extn. of 400/230kV Hosur S/S including supply of one no. 500MVA ICT associated with Augmentation of Transformation Capacity by 1x500 MVA, 400/230kV ICT (4th) at Hosur substation (iii) Extn. of 400/220kV Raigarh (PG) S/S associated with Augmentation of Transformation Capacity by 1x500 MVA, 400/220kV ICT (3rd) at Raigarh (PG) substation
Direct
Package Code | SS-100 | Bought-out
Specification No. | SPEC. NO.: CC/NT/AIS/DOM/A04/22/00233
Rev1

## Cover
Price Schedules | Substation Package SS-100 for (i) Extn. of 400/230kV Arasur S/S including supply of one no. 500MVA ICT associated with Augmentation of Transformation Capacity by 1x500MVA, 400/230kV ICT (4th) at Arasur substation (ii) Extn. of 400/230kV Hosur S/S including supply of one no. 500MVA ICT associated with Augmentation of Transformation Capacity by 1x500 MVA, 400/230kV ICT (4th) at Hosur substation (iii) Extn. of 400/220kV Raigarh (PG) S/S associated with Augmentation of Transformation Capacity by 1x500 MVA, 400/220kV ICT (3rd) at Raigarh (PG) substation |  | SS-100
SPEC. NO.: CC/NT/AIS/DOM/A04/22/00233
| 1 | Fill up only green shaded cells in Sch-1, Sch-2, Sch-3, Sch-5, Sch-7 and Bid Form 2nd Envelope.
| 2 | All the cells in Sch-4 & Sch-6 are auto filled, therefore no cell is required to be filled up there.
| 3 | Instructions / error messages, if any, will be displayed automatically after selecting the cell.
| 4 | After filling up all the schedues, save the file, take print out of all the schedules and Bid form and sign & stamp and submit them as hard copy of the 2nd envelope (Price part) of the bid. Also ensure to submit the soft copy of the the same file on CD/ DVD.
पावर ग्रिड कारपोरेशन ऑफ इण्डिया लिमिटेड
(भारत सरकार का उद्यम)
Power Grid Corporation of India Limited
(A Government of India Enterprises)
Click to skip Instructions & Proceed
Click for Detailed General Instructions
General guidelines for filling up the Price Schedules, Sch-1 to Sch-7

## Instructions (hidden)
General Instruction to the Bidders for filling up this workbook of Price Schedules for Package TW13
I | While filling up the worksheets following may please be observed :
| (i) | Fill up only green shaded cells.
| (ii) | Certain data type entries have been restricted, such as Numeric values or limits of numeric values.
| (iii) | Select only the options provided in pull down menus.
| (iv) | Do not link any cell of this work book with any other work book.
| (v) | Do not use copy & paste or cut & paste options for filling up the data.
| (vi) | Do not reformat any of the cell of the work book.
II | This Workbook consists of following worksheets :
Cover :
Opening page of the workbook.
Names of Bidder :
| ● | Select Sole Bidder or JV (Joint Venture) from the pull down menu. Do not leave this cell blank.
| ● | Select nos. of the JV Partners other than the Lead Partner from drop down menu.
| ● | In case of JV partners more than 2, enter details of 3rd & more partners along with details of 2nd partner.
| ● | Fill up names and address of the Sole Bidder and /or Joint Venture.
| ● | Fill up date in dd-mm-yyyy format from drop down menu.
| ● | Click for Sch-1 given at the right top of the worksheet to go to Sch-1.
Sch-1 (Ex-works Prices) :
| ● | Fill up unit rates for all the items in numeric values greater than 0 (zero). If unit rate is left blank, the corresponding item shall be deemed to be included in the total price.
| ● | Corresponding cell for mode of transaction shall be come enable only after filling up the unit rate, therefore first fill up the unit rate and then mode of transaction for the corresponding item.
| ● | Select either Direct or Bought-out from the drop down menu. Do not leave the cell blank the same shall be deemed to be Bought-out if the cell is left blank.
| ● | Total amount shall get calculated automatically.
| ● | Type Test charges shall appear automatically after filling up Sch-7 appropriately.
Sch-2 (Freight & Insurance Charges) :
| ● | Fill up unit rates for all the items in numeric values greater than 0 (zero). If unit rate is left blank, the corresponding item shall be deemed to be included in the total price.
| ● | Total amount shall get calculated automatically.
Sch-3 (Erection Charges) :
| ● | Fill up unit rates for all the items in numeric values greater than 0 (zero). If unit rate is left blank, the corresponding item shall be deemed to be included in the total price.
| ● | Total amount shall get calculated automatically.
Sch-4 (Training Charges) :
| ● | Not applicable, hence no cell is required to be filled up.
Sch-5 (Summary of Taxes and Duties applicable on the Goods) :
| ● | Fill up applicable rate of Excise Duty. The amount of Excise Duty on the items mentioned as Direct in the mode of transaction in Schedule-1 shall be calculated automatically at the rate mentioned by the bidder here.
| ● | Segregate and fill up the amount on which Sales Tax shall be applicable out of Ex-works supply items mentioned as direct in the mode of transaction in Schedule-1. Applicable Excise Duty on this amount will be calculated automatically at the rate mentioned by the bidder. Further, fill up the rate of applicable Sales Tax. Amount of Sales Tax shall be automatically calculated on the amount mentioned by the bidder as subjected to Sales Tax plus applicable Excise Duty at the rate mentioned by the Bidder.
| ● | Difference of total amount quoted by the bidder as Direct Transaction and the amount mentioned by him subjected to Sales Tax shall be considered as the amount on which VAT shall become applicable and the same shall be calculated & displayed automatically. Applicable Excise Duty on this amount at the rate mentioned by the bidder shall also be calculated & displayed automatically. Fill up the rate of applicable VAT. The amount of VAT shall be calculated automatically on the amount considered to be subjected to VAT plus applicable Excise Duty at the rate mentioned by the bidder here.
| ● | Amount as per details filled up by the bidder in the work sheets Entry Tax, Octroi and other Taxes & Duties shall be displayed in this work sheet Sch-5 but will not be added to the grand total and shall be considered as applicable.
| ● | Click at the links to go to the work sheets Entry Tax, Octroi and other Taxes & Duties one by one.
Entry Tax :
| ● | Fill the description, amount and rate of applicable Entry Tax. Total of this worksheet shall be displayed in Sch -5 (Taxes & Duties)
| ● | Click at the link to go back to Sch-5.
OCTROI :
| ● | Fill the description, amount and rate of applicable Octroi. Total of this worksheet shall be displayed in Sch -5 (Taxes & Duties)
| ● | Click at the link to go back to Sch-5.
Other Taxes & Duties :
| ● | Fill the description, amount and rate of applicable Other Taxes & Duties. Total of this worksheet shall be displayed in Sch -5 (Taxes & Duties)
| ● | Click at the link to go back to Sch-5.
Sch -6 :
| ● | Summary of all the Schedules without considering discount (mentioned in the work sheet discount) shall be displayed automatically.
| ● | No cell is required to be filled in by the bidder in this worksheet.
Sch-7 (Type Test Charges) :
| ● | Fill up the rates & location where type tests are proposed.
| ● | Total of this Sch-7 shall automatically appear in Sch-1.
Bid form 2nd Envelope :
| ● | Fill up ref. no. as bidder's ref no. of this letter.
| ● | This letter shall consider the net price as per Sch-6 (After Discount).
| ● | Fill up names & Designation of the representatives of other JV partner(s) if the bidder is JV (Joint Venture) .
| ● | Fill up additional information as required.
* * *
Happy Bidding !
Click to Proceed

## Names of Bidder
Substation Package SS-100 for (i) Extn. of 400/230kV Arasur S/S including supply of one no. 500MVA ICT associated with Augmentation of Transformation Capacity by 1x500MVA, 400/230kV ICT (4th) at Arasur substation (ii) Extn. of 400/230kV Hosur S/S including supply of one no. 500MVA ICT associated with Augmentation of Transformation Capacity by 1x500 MVA, 400/230kV ICT (4th) at Hosur substation (iii) Extn. of 400/220kV Raigarh (PG) S/S associated with Augmentation of Transformation Capacity by 1x500 MVA, 400/220kV ICT (3rd) at Raigarh (PG) substation
SPEC. NO.: CC/NT/AIS/DOM/A04/22/00233 |  |  |  | Sole Bidder | 1
|  |  |  | JV (Joint Venture) | 1
Enter following details of the bidder |  |  |  |  | 2
Specify type of Bidder [Select from drop down menu] | Sole Bidder |  | 1 | 0
1
Name of Sole Bidder
Address of Sole Bidder
Name of other Partner - 1
Address of other Partner - 1
Name of other Partner - 2 (more, if any) | …….. …….. …….. …….. …….. ……..
Address of other Partner - 2 (more, if any) | …….. …….. …….. …….. …….. ……..
…….. …….. …….. …….. …….. ……..
…….. …….. …….. …….. …….. ……..
Printed Name
Designation
Date |  | 31
Place
Click for Sch-1

## Sch-1
SPEC. NO.: CC/NT/AIS/DOM/A04/22/00233 | [12 empty] | Schedule-1
Substation Package SS-100 for (i) Extn. of 400/230kV Arasur S/S including supply of one no. 500MVA ICT associated with Augmentation of Transformation Capacity by 1x500MVA, 400/230kV ICT (4th) at Arasur substation (ii) Extn. of 400/230kV Hosur S/S including supply of one no. 500MVA ICT associated with Augmentation of Transformation Capacity by 1x500 MVA, 400/230kV ICT (4th) at Hosur substation (iii) Extn. of 400/220kV Raigarh (PG) S/S associated with Augmentation of Transformation Capacity by 1x500 MVA, 400/220kV ICT (3rd) at Raigarh (PG) substation
(SCHEDULE OF RATES AND PRICES)
BIDDER: | [23 empty] | …….. …….. …….. …….. …….. ……..
0 | [9 empty] | To: | [13 empty] | 1
Bidder’s Name and Address (Sole Bidder) : | [9 empty] | Contract Services | [13 empty] | 0
Name : | [9 empty] | Power Grid Corporation of India Ltd., | [13 empty] | 0
Address : | [9 empty] | "Saudamini", Plot No.-2 | [13 empty] | JOINT VENTURE OF 0 & 0 …….. …….. …….. …….. …….. ……..
Sector-29,
Gurgaon (Haryana) - 122001
Plant and Equipment (including Mandatory Spares Parts) to be supplied, including Type Test Charges for Tests to be conducted.
(All Prices are in Indian Rupees)
SI. No. | PR No | PR Line Item No | Activity Description | Material Code | HSN Code | Whether HSN in column ‘6’ is confirmed. If not indicate applicable the HSN code # | Rate of GST applicable ( in %) | Whether rate of GST in column ‘8’ is confirmed. If not indicate applicable rate of GST # | Item Description | Unit | Qty. | Unit Ex-Works Price (excluding GST) | Total Ex-Works Price (excluding GST)
1 | 2 | 3 | 4 | 5 | 6 | 7 | 8 | 9 | 10 | 11 | 12 | 13 | 14 = 12 X 13 | [15 empty] | 91
A | BOQ RAIGARH EXTN 3rd ICT | [18 empty] | Rounded off UnitPrice | Total Corrected Price (excl. GST) | GST rate | GST @12% | GST @18% | GST @28% | GST amount @12% | GST amount @18% | GST amount @28%
1 | 7000020160 | 130 | Erection Hardware for 420 kV I Type S/Y | 1000011327 | 72169990 |  | 18 |  | Erection Hardware for 400kV I type layout-Transformer bay as pertechnical specification | SET | 1 |  | INCLUDED | 0 | 0 | 0 | 0 | 0 | 0 | 0 | 0 | 0.18 | 0 | 0.18 | 0 | 0 | 0 | 0
2 | 7000020160 | 140 | Erection Hardware for 220 kV DMT Type S | 1000011264 | 72169990 |  | 18 |  | Erection Hardware for 220kV layout (Double Main and TransferScheme)-Transformer Bay as per technical specification | SET | 1 |  | INCLUDED | 0 | 0 | 0 | 0 | 0 | 0 | 0 | 0 | 0.18 | 0 | 0.18 | 0 | 0 | 0 | 0
3 | 7000020160 | 580 | 400kV Insulator and hardware fittings | 1000055987 | 72169990 |  | 18 |  | 400KV SUSPENSION INSULATOR STRING AND ASSOCIATED HARDWARE FITTINGSWITH DROP CLAMP SUITABLE FOR TWIN CONDUCTOR | EA | 3 |  | INCLUDED | 0 | 0 | 0 | 0 | 0 | 0 | 0 | 0 | 0.18 | 0 | 0.18 | 0 | 0 | 0 | 0
4 | 7000020160 | 540 | 220kV Insulator and Hardware fittings | 1000055980 | 72169990 |  | 18 |  | 220KV TENSION INSULATOR STRING AND ASSOCIATED HARDWARE FITTINGSWITHOUT TURN BUCKLE SUITABLE FOR TWIN CONDUCTOR | EA | 6 |  | INCLUDED | 0 | 0 | 0 | 0 | 0 | 0 | 0 | 0 | 0.18 | 0 | 0.18 | 0 | 0 | 0 | 0
5 | 7000020160 | 550 | 220kV Insulator and Hardware fittings | 1000055983 | 72169990 |  | 18 |  | 220KV TENSION INSULATOR STRING AND ASSOCIATED HARDWARE FITTINGS WITHTURN BUCKLE SUITABLE FOR TWIN CONDUCTOR | EA | 6 |  | INCLUDED | 0 | 0 | 0 | 0 | 0 | 0 | 0 | 0 | 0.18 | 0 | 0.18 | 0 | 0 | 0 | 0
6 | 7000020160 | 560 | 220kV Insulator and Hardware fittings | 1000055975 | 72169990 |  | 18 |  | 220KV SUSPENSION INSULATOR STRING AND ASSOCIATED HARDWARE FITTINGSWITH DROP CLAMP SUITABLE FOR TWIN CONDUCTOR | EA | 3 |  | INCLUDED | 0 | 0 | 0 | 0 | 0 | 0 | 0 | 0 | 0.18 | 0 | 0.18 | 0 | 0 | 0 | 0
7 | 7000020160 | 570 | 220kV Insulator and Hardware fittings | 1000055977 | 72169990 |  | 18 |  | 220KV SUSPENSION INSULATOR STRING AND ASSOCIATED HARDWARE FITTINGSWITH THROUGH CLAMP SUITABLE FOR TWIN CONDUCTOR | EA | 3 |  | INCLUDED | 0 | 0 | 0 | 0 | 0 | 0 | 0 | 0 | 0.18 | 0 | 0.18 | 0 | 0 | 0 | 0
8 | 7000020160 | 150 | Earthmat | 1000032055 | 72159090 |  | 18 |  | 40 MM MS ROD FOR MAIN EARTHMAT | KM | 1 |  | INCLUDED | 0 | 0 | 0 | 0 | 0 | 0 | 0 | 0 | 0.18 | 0 | 0.18 | 0 | 0 | 0 | 0
9 | 7000020160 | 160 | CRP for 420kV Bays with SAS | 1000004274 | 85371000 |  | 18 |  | 400kV Transformer Protection Panel (For both HV & MV side)-(withAutomation) | EA | 1 |  | INCLUDED | 0 | 0 | 0 | 0 | 0 | 0 | 0 | 0 | 0.18 | 0 | 0.18 | 0 | 0 | 0 | 0
10 | 7000020160 | 170 | CRP for 420kV Bays with SAS | 1000025391 | 82032000 |  | 18 |  | Relay Test kit | EA | 1 |  | INCLUDED | 0 | 0 | 0 | 0 | 0 | 0 | 0 | 0 | 0.18 | 0 | 0.18 | 0 | 0 | 0 | 0
11 | 7000020160 | 180 | CRP for 420kV Bays with SAS | 1000002165 | 85371000 |  | 18 |  | 400kV Circuit Breaker Relay Panel with Auto Reclose (with Automation) | EA | 1 |  | INCLUDED | 0 | 0 | 0 | 0 | 0 | 0 | 0 | 0 | 0.18 | 0 | 0.18 | 0 | 0 | 0 | 0
12 | 7000020160 | 190 | CRP for 420kV Bays with SAS | 1000002146 | 85371000 |  | 18 |  | Augmentation of existing 400kV bus bar protection scheme.(No. of baysas per specification)-(with Automation) | SET | 1 |  | INCLUDED | 0 | 0 | 0 | 0 | 0 | 0 | 0 | 0 | 0.18 | 0 | 0.18 | 0 | 0 | 0 | 0
13 | 7000020160 | 200 | CRP for 420kV Bays with SAS | 1000028349 | 85049010 |  | 18 |  | DIGITAL RTCC PANEL | SET | 1 |  | INCLUDED | 0 | 0 | 0 | 0 | 0 | 0 | 0 | 0 | 0.18 | 0 | 0.18 | 0 | 0 | 0 | 0
14 | 7000020160 | 210 | CRP for 220kV Bays with SAS | 1000001170 | 85371000 |  | 18 |  | 220kV Circuit Breaker Relay Panel with Auto Reclose (with Automation) | EA | 1 |  | INCLUDED | 0 | 0 | 0 | 0 | 0 | 0 | 0 | 0 | 0.18 | 0 | 0.18 | 0 | 0 | 0 | 0
15 | 7000020160 | 220 | CRP for 220kV Bays with SAS | 1000001167 | 85371000 |  | 18 |  | Augmentation of existing 220kV bus bar protection scheme.(No. of baysas per specification)-(with Automation) | SET | 1 |  | INCLUDED | 0 | 0 | 0 | 0 | 0 | 0 | 0 | 0 | 0.18 | 0 | 0.18 | 0 | 0 | 0 | 0
16 | 7000020160 | 230 | SAS-AUG | 1000003409 | 85371000 |  | 18 |  | Augmentation of Substation automation System for 400kV Main bay as perTechnical Specification | EA | 1 |  | INCLUDED | 0 | 0 | 0 | 0 | 0 | 0 | 0 | 0 | 0.18 | 0 | 0.18 | 0 | 0 | 0 | 0
17 | 7000020160 | 240 | SAS-AUG | 1000001333 | 85371000 |  | 18 |  | Augmentation of Substation automation System for 220kV bay as perTechnical Specification | EA | 1 |  | INCLUDED | 0 | 0 | 0 | 0 | 0 | 0 | 0 | 0 | 0.18 | 0 | 0.18 | 0 | 0 | 0 | 0
18 | 7000020160 | 250 | POWER & CONTROL CABLE | 1000031887 | 85446020 |  | 18 |  | 1.1KV GRADE 10CX2.5 SQMM CONTROL CABLE | KM | 1 |  | INCLUDED | 0 | 0 | 0 | 0 | 0 | 0 | 0 | 0 | 0.18 | 0 | 0.18 | 0 | 0 | 0 | 0
19 | 7000020160 | 260 | POWER & CONTROL CABLE | 1000031987 | 85446020 |  | 18 |  | 1.1KV GRADE 5CX2.5 SQMM CONTROL CABLE | KM | 10 |  | INCLUDED | 0 | 0 | 0 | 0 | 0 | 0 | 0 | 0 | 0.18 | 0 | 0.18 | 0 | 0 | 0 | 0
20 | 7000020160 | 270 | POWER & CONTROL CABLE | 1000031964 | 85446020 |  | 18 |  | 1.1KV GRADE 3CX2.5 SQMM CONTROL CABLE | KM | 2.5 |  | INCLUDED | 0 | 0 | 0 | 0 | 0 | 0 | 0 | 0 | 0.18 | 0 | 0.18 | 0 | 0 | 0 | 0
21 | 7000020160 | 280 | POWER & CONTROL CABLE | 1000031943 | 85446020 |  | 18 |  | 1.1KV GRADE 2CX6 SQMM (PVC) POWER CABLE | KM | 1.5 |  | INCLUDED | 0 | 0 | 0 | 0 | 0 | 0 | 0 | 0 | 0.18 | 0 | 0.18 | 0 | 0 | 0 | 0
22 | 7000020160 | 290 | POWER & CONTROL CABLE | 1000031985 | 85446020 |  | 18 |  | 1.1KV GRADE 4CX6 SQMM (PVC) POWER CABLE | KM | 1 |  | INCLUDED | 0 | 0 | 0 | 0 | 0 | 0 | 0 | 0 | 0.18 | 0 | 0.18 | 0 | 0 | 0 | 0
23 | 7000020160 | 300 | POWER & CONTROL CABLE | 1000031976 | 85446020 |  | 18 |  | 1.1KV GRADE 4CX16 SQMM (PVC) POWER CABLE | KM | 3.5 |  | INCLUDED | 0 | 0 | 0 | 0 | 0 | 0 | 0 | 0 | 0.18 | 0 | 0.18 | 0 | 0 | 0 | 0
24 | 7000020160 | 310 | POWER & CONTROL CABLE | 1000056264 | 85446020 |  | 18 |  | 1.1KV GRADE 19CX1.5 SQMM CONTROL CABLE | KM | 2 |  | INCLUDED | 0 | 0 | 0 | 0 | 0 | 0 | 0 | 0 | 0.18 | 0 | 0.18 | 0 | 0 | 0 | 0
25 | 7000020160 | 320 | POWER & CONTROL CABLE | 1000031957 | 85446020 |  | 18 |  | 1.1KV GRADE 3.5CX70 SQMM (PVC) POWER CABLE | KM | 2 |  | INCLUDED | 0 | 0 | 0 | 0 | 0 | 0 | 0 | 0 | 0.18 | 0 | 0.18 | 0 | 0 | 0 | 0
26 | 7000020160 | 330 | POWER & CONTROL CABLE | 1000031993 | 85446020 |  | 18 |  | 1.1KV GRADE 7CX2.5 SQMM CONTROL CABLE | KM | 1.5 |  | INCLUDED | 0 | 0 | 0 | 0 | 0 | 0 | 0 | 0 | 0.18 | 0 | 0.18 | 0 | 0 | 0 | 0
27 | 7000020160 | 340 | POWER & CONTROL CABLE | 1000031904 | 85446020 |  | 18 |  | 1.1KV GRADE 14CX2.5 SQMM CONTROL CABLE | KM | 1 |  | INCLUDED | 0 | 0 | 0 | 0 | 0 | 0 | 0 | 0 | 0.18 | 0 | 0.18 | 0 | 0 | 0 | 0
28 | 7000020160 | 350 | POWER & CONTROL CABLE | 1000031927 | 85446020 |  | 18 |  | 1.1KV GRADE 27CX2.5 SQMM CONTROL CABLE | KM | 1 |  | INCLUDED | 0 | 0 | 0 | 0 | 0 | 0 | 0 | 0 | 0.18 | 0 | 0.18 | 0 | 0 | 0 | 0
29 | 7000020160 | 360 | POWER & CONTROL CABLE | 1000032050 | 85446020 |  | 18 |  | 4PAIR, 0.5SQMM SCREENED CABLE | KM | 4 |  | INCLUDED | 0 | 0 | 0 | 0 | 0 | 0 | 0 | 0 | 0.18 | 0 | 0.18 | 0 | 0 | 0 | 0
30 | 7000020160 | 370 | FIRE FIGHTING SYSTEM | 1000055456 | 84248990 |  | 18 |  | HVW SPRAY SYSTEM, HYDRANT SYSTEM AND COMPLETE U/G & O/G PIPING ANDACCESSORIES ETC. OUT SIDE THE PUMP HOUSE FOR 400KV, 3-PHASEAUTOTRANSFORMER | SET | 1 |  | INCLUDED | 0 | 0 | 0 | 0 | 0 | 0 | 0 | 0 | 0.18 | 0 | 0.18 | 0 | 0 | 0 | 0
31 | 7000020160 | 380 | ILLUMINATION SYSTEM | 1000014547 | 85371000 |  | 18 |  | Lighting Panel type ACP-2 as per technical specification | EA | 2 |  | INCLUDED | 0 | 0 | 0 | 0 | 0 | 0 | 0 | 0 | 0.18 | 0 | 0.18 | 0 | 0 | 0 | 0
32 | 7000020160 | 390 | ILLUMINATION SYSTEM | 1000001894 | 94059900 |  | 18 |  | Outdoor Power Receptacle for oilfiltration unit (250A) | EA | 1 |  | INCLUDED | 0 | 0 | 0 | 0 | 0 | 0 | 0 | 0 | 0.18 | 0 | 0.18 | 0 | 0 | 0 | 0
33 | 7000020160 | 400 | ILLUMINATION SYSTEM | 1000038387 | 94051090 |  | 18 |  | LED FLOOD LIGHT LUMINARIESTYPE FL-1 (150W) AS PER TECHNICALSPECIFICATION | EA | 10 |  | INCLUDED | 0 | 0 | 0 | 0 | 0 | 0 | 0 | 0 | 0.18 | 0 | 0.18 | 0 | 0 | 0 | 0
34 | 7000020160 | 410 | ILLUMINATION SYSTEM | 1000038325 | 94059900 |  | 18 |  | LIGHTING FIXTURE LED LUMINAIRES TYPE FL2 AS PER TECH. SPECIFICATIONS | EA | 20 |  | INCLUDED | 0 | 0 | 0 | 0 | 0 | 0 | 0 | 0 | 0.18 | 0 | 0.18 | 0 | 0 | 0 | 0
35 | 7000020160 | 630 | 220kV Equipment Support STRUCTURES | 1000017565 | 73045930 |  | 18 |  | Fabrication, galvanising and supply of Std Pipe Structure - 220 kV highBPI including nuts, bolts, all type of washers, packplates, step boltsand gusset plates excluding foundation bolts | EA | 3 |  | INCLUDED | 0 | 0 | 0 | 0 | 0 | 0 | 0 | 0 | 0.18 | 0 | 0.18 | 0 | 0 | 0 | 0
36 | 7000020160 | 640 | 220kV Equipment Support STRUCTURES | 1000020190 | 73045930 |  | 18 |  | Fabrication, galvanising and supply of Standard Pipe Structure - 220kV SA including nuts, bolts, all type of washers, packplates, stepbolts and gusset plates excluding foundation bolts | EA | 3 |  | INCLUDED | 0 | 0 | 0 | 0 | 0 | 0 | 0 | 0 | 0.18 | 0 | 0.18 | 0 | 0 | 0 | 0
37 | 7000020160 | 650 | 220kV Equipment Support STRUCTURES | 1000020189 | 73045930 |  | 18 |  | Fabrication, galvanising and supply of Standard Pipe Structure - 220kV ISOLATOR including nuts, bolts, all type of washers, packplates,step bolts and gusset plates excluding foundation bolts | EA | 4 |  | INCLUDED | 0 | 0 | 0 | 0 | 0 | 0 | 0 | 0 | 0.18 | 0 | 0.18 | 0 | 0 | 0 | 0
38 | 7000020160 | 660 | 220kV Equipment Support STRUCTURES | 1000020187 | 73045930 |  | 18 |  | Fabrication, galvanising and supply of Standard Pipe Structure - 220kV CT including nuts, bolts, all type of washers, packplates, stepbolts and gusset plates excluding foundation bolts | EA | 3 |  | INCLUDED | 0 | 0 | 0 | 0 | 0 | 0 | 0 | 0 | 0.18 | 0 | 0.18 | 0 | 0 | 0 | 0
39 | 7000020160 | 670 | 220kV Equipment Support STRUCTURES | 1000017562 | 73045930 |  | 18 |  | Standard Pipe Structure for 220kV BPI (excluding wave trap) | EA | 9 |  | INCLUDED | 0 | 0 | 0 | 0 | 0 | 0 | 0 | 0 | 0.18 | 0 | 0.18 | 0 | 0 | 0 | 0
40 | 7000020160 | 680 | 400kV Equipment Support STRUCTURES | 1000020194 | 73045930 |  | 18 |  | Fabrication, galvanising and supply ofStandard Pipe Structure - 400 kV,3-Phase, ISOLATOR including nuts,bolts, all type of washers, packplates,step bolts and gusset plates excludingfoundation bolts | EA | 2 |  | INCLUDED | 0 | 0 | 0 | 0 | 0 | 0 | 0 | 0 | 0.18 | 0 | 0.18 | 0 | 0 | 0 | 0
41 | 7000020160 | 690 | 400kV Equipment Support STRUCTURES | 1000017567 | 73045930 |  | 18 |  | Standard Pipe Structure for 400kV BPI (excluding wave trap) | EA | 5 |  | INCLUDED | 0 | 0 | 0 | 0 | 0 | 0 | 0 | 0 | 0.18 | 0 | 0.18 | 0 | 0 | 0 | 0
42 | 7000020160 | 700 | 400kV Equipment Support STRUCTURES | 1000020192 | 73045930 |  | 18 |  | Fabrication, galvanising and supply ofStandard Pipe Structure - 400 kV,1-Phase, CT including nuts, bolts, alltype of washers, packplates, step boltsand gusset plates excluding foundationbolts | EA | 3 |  | INCLUDED | 0 | 0 | 0 | 0 | 0 | 0 | 0 | 0 | 0.18 | 0 | 0.18 | 0 | 0 | 0 | 0
43 | 7000020160 | 710 | 400kV Equipment Support STRUCTURES | 1000020195 | 73045930 |  | 18 |  | Fabrication, galvanising and supply ofStandard Pipe Structure - 400 kV,1-Phase, SA including nuts, bolts,all type of washers, packplates, stepbolts and gusset plates excludingfoundation bolts | EA | 3 |  | INCLUDED | 0 | 0 | 0 | 0 | 0 | 0 | 0 | 0 | 0.18 | 0 | 0.18 | 0 | 0 | 0 | 0
44 | 7000020227 | 10 | Mandatory spare | 1000025949 | 85371000 |  | 18 |  | Spare-C & R Panel | SET | 1 |  | INCLUDED | 0 | 0 | 0 | 0 | 0 | 0 | 0 | 0 | 0.18 | 0 | 0.18 | 0 | 0 | 0 | 0
45 | 7000020227 | 20 | Mandatory spare | 1000025951 | 85389000 |  | 18 |  | Ethernet switch of each type | SET | 1 |  | INCLUDED | 0 | 0 | 0 | 0 | 0 | 0 | 0 | 0 | 0.18 | 0 | 0.18 | 0 | 0 | 0 | 0
46 | 7000020160 | 730 | Mandatory spare | 1000019925 | 84819090 |  | 18 |  | Spares for Fire Protection System | LS | 1 |  | INCLUDED | 0 | 0 | 0 | 0 | 0 | 0 | 0 | 0 | 0.18 | 0 | 0.18 | 0 | 0 | 0 | 0
B | 500MVA 400/230kV 4th ICT at Arasur
47 | 7000019713 | 10 | Main Equipment | 1000013986 | 85049010 |  | 18 |  | Insulating Oil for 500MVA, 400KV/220/33 KV, 3-phase Autotransformer | SET | 1 |  | INCLUDED | 0 | 0 | 0 | 0 | 0 | 0 | 0 | 0 | 0.18 | 0 | 0.18 | 0 | 0 | 0 | 0
48 | 7000019713 | 20 | Main Equipment | 1000028101 | 85049010 |  | 18 |  | 500MVA, 400KV/230/33 KV, 3-phase Autotransformer | EA | 1 |  | INCLUDED | 0 | 0 | 0 | 0 | 0 | 0 | 0 | 0 | 0.18 | 0 | 0.18 | 0 | 0 | 0 | 0
49 | 7000019713 | 30 | Main Equipment | 1000030470 | 85049010 |  | 18 |  | Digital RTCC Panel consist of digital RTCC relays as per technicalspecification | SET | 1 |  | INCLUDED | 0 | 0 | 0 | 0 | 0 | 0 | 0 | 0 | 0.18 | 0 | 0.18 | 0 | 0 | 0 | 0
50 | 7000019713 | 40 | Mandatory Spares for 500MVA Transformer | 1000016676 | 85049010 |  | 18 |  | Oil cooler pump with motor for 400kV Transformer | SET | 1 |  | INCLUDED | 0 | 0 | 0 | 0 | 0 | 0 | 0 | 0 | 0.18 | 0 | 0.18 | 0 | 0 | 0 | 0
51 | 7000019713 | 50 | Mandatory Spares for 500MVA Transformer | 1000009731 | 85049010 |  | 18 |  | Cooler fan with motor for 400kV Transformer | EA | 1 |  | INCLUDED | 0 | 0 | 0 | 0 | 0 | 0 | 0 | 0 | 0.18 | 0 | 0.18 | 0 | 0 | 0 | 0
52 | 7000019713 | 60 | Mandatory Spares for 500MVA Transformer | 1000007922 | 85049010 |  | 18 |  | Buchholz Relay (Main Tank) complete with float and contacts forTransformer | SET | 1 |  | INCLUDED | 0 | 0 | 0 | 0 | 0 | 0 | 0 | 0 | 0.18 | 0 | 0.18 | 0 | 0 | 0 | 0
53 | 7000019713 | 70 | Mandatory Spares for 500MVA Transformer | 1000028280 | 85049010 |  | 18 |  | Magnetic Oil Level Gauge | EA | 1 |  | INCLUDED | 0 | 0 | 0 | 0 | 0 | 0 | 0 | 0 | 0.18 | 0 | 0.18 | 0 | 0 | 0 | 0
54 | 7000019713 | 80 | Mandatory Spares for 500MVA Transformer | 1000009586 | 85049010 |  | 18 |  | Starters, contactors, switches and relays for electrical controlpanels of 400kV T/F (one set of each type) | SET | 1 |  | INCLUDED | 0 | 0 | 0 | 0 | 0 | 0 | 0 | 0 | 0.18 | 0 | 0.18 | 0 | 0 | 0 | 0
55 | 7000019713 | 90 | Mandatory Spares for 500MVA Transformer | 1000016694 | 85049010 |  | 18 |  | Oil flow indicator for 400kV T/F with flow switch | SET | 1 |  | INCLUDED | 0 | 0 | 0 | 0 | 0 | 0 | 0 | 0 | 0.18 | 0 | 0.18 | 0 | 0 | 0 | 0
56 | 7000019713 | 100 | Mandatory Spares for 500MVA Transformer | 1000032089 | 85049010 |  | 18 |  | SPARES INSULATING OIL TO BE HANDED OVER TO OWNER AFTER COMMISSIONING | KL | 5 |  | INCLUDED | 0 | 0 | 0 | 0 | 0 | 0 | 0 | 0 | 0.18 | 0 | 0.18 | 0 | 0 | 0 | 0
57 | 7000019713 | 110 | Mandatory Spares for 500MVA Transformer | 1000002071 | 85049010 |  | 18 |  | 36kV, 2000A Bushing with metal parts andgaskets for Transformer | EA | 1 |  | INCLUDED | 0 | 0 | 0 | 0 | 0 | 0 | 0 | 0 | 0.18 | 0 | 0.18 | 0 | 0 | 0 | 0
58 | 7000019713 | 120 | Mandatory Spares for 500MVA Transformer | 1000028774 | 85049010 |  | 18 |  | Local winding temperature indicator (WTI) with contact | EA | 1 |  | INCLUDED | 0 | 0 | 0 | 0 | 0 | 0 | 0 | 0 | 0.18 | 0 | 0.18 | 0 | 0 | 0 | 0
59 | 7000019713 | 130 | Mandatory Spares for 500MVA Transformer | 1000026245 | 85049010 |  | 18 |  | OTI complete with contacts & sensing device | SET | 1 |  | INCLUDED | 0 | 0 | 0 | 0 | 0 | 0 | 0 | 0 | 0.18 | 0 | 0.18 | 0 | 0 | 0 | 0
60 | 7000019713 | 140 | Mandatory Spares for 500MVA Transformer | 1000004920 | 85049010 |  | 18 |  | 52kV, 3150A Bushing with metal parts andgaskets | EA | 1 |  | INCLUDED | 0 | 0 | 0 | 0 | 0 | 0 | 0 | 0 | 0.18 | 0 | 0.18 | 0 | 0 | 0 | 0
61 | 7000019713 | 150 | Mandatory Spares for 500MVA Transformer | 1000004384 | 85049010 |  | 18 |  | 420kV, 1250A Bushing with metal partsand gaskets | EA | 1 |  | INCLUDED | 0 | 0 | 0 | 0 | 0 | 0 | 0 | 0 | 0.18 | 0 | 0.18 | 0 | 0 | 0 | 0
62 | 7000019713 | 160 | Mandatory Spares for 500MVA Transformer | 1000001698 | 85049010 |  | 18 |  | 245kV, 2000A Bushing with metal partsand gaskets | EA | 1 |  | INCLUDED | 0 | 0 | 0 | 0 | 0 | 0 | 0 | 0 | 0.18 | 0 | 0.18 | 0 | 0 | 0 | 0
C | Extn of 400/230kV Arasur SS for 4th ICT
63 | 7000019713 | 180 | Erection Hardware for 420 kV I Type S/Y | 1000011320 | 72169990 |  | 18 |  | Erection Hardware for 400kV I type layout-Any feeder Extn. on existinghalf dia. as per technical specification | SET | 1 |  | INCLUDED | 0 | 0 | 0 | 0 | 0 | 0 | 0 | 0 | 0.18 | 0 | 0.18 | 0 | 0 | 0 | 0
64 | 7000019713 | 190 | 420kV Insulator and Hardware | 1000055987 | 72169990 |  | 18 |  | 400KV SUSPENSION INSULATOR STRING AND ASSOCIATED HARDWARE FITTINGSWITH DROP CLAMP SUITABLE FOR TWIN CONDUCTOR | EA | 3 |  | INCLUDED | 0 | 0 | 0 | 0 | 0 | 0 | 0 | 0 | 0.18 | 0 | 0.18 | 0 | 0 | 0 | 0
65 | 7000019713 | 200 | Erection Hardware for 220 kV DMT Type S | 1000011257 | 72169990 |  | 18 |  | Erection Hardware for 220kV layout (Double Main and TransferScheme)-Bus work (three Bay) as per technical specification | SET | 1 |  | INCLUDED | 0 | 0 | 0 | 0 | 0 | 0 | 0 | 0 | 0.18 | 0 | 0.18 | 0 | 0 | 0 | 0
66 | 7000019713 | 210 | Erection Hardware for 220 kV DMT Type S | 1000011264 | 72169990 |  | 18 |  | Erection Hardware for 220kV layout (Double Main and TransferScheme)-Transformer Bay as per technical specification | SET | 1 |  | INCLUDED | 0 | 0 | 0 | 0 | 0 | 0 | 0 | 0 | 0.18 | 0 | 0.18 | 0 | 0 | 0 | 0
67 | 7000019713 | 220 | 220kV Insulator and Hardware | 1000055983 | 72169990 |  | 18 |  | 220KV TENSION INSULATOR STRING AND ASSOCIATED HARDWARE FITTINGS WITHTURN BUCKLE SUITABLE FOR TWIN CONDUCTOR | EA | 9 |  | INCLUDED | 0 | 0 | 0 | 0 | 0 | 0 | 0 | 0 | 0.18 | 0 | 0.18 | 0 | 0 | 0 | 0
68 | 7000019713 | 230 | 220kV Insulator and Hardware | 1000055981 | 72169990 |  | 18 |  | 220KV TENSION INSULATOR STRING AND ASSOCIATED HARDWARE FITTINGS WITHTURN BUCKLE SUITABLE FOR QUAD CONDUCTOR | EA | 6 |  | INCLUDED | 0 | 0 | 0 | 0 | 0 | 0 | 0 | 0 | 0.18 | 0 | 0.18 | 0 | 0 | 0 | 0
69 | 7000019713 | 240 | 220kV Insulator and Hardware | 1000055980 | 72169990 |  | 18 |  | 220KV TENSION INSULATOR STRING AND ASSOCIATED HARDWARE FITTINGSWITHOUT TURN BUCKLE SUITABLE FOR TWIN CONDUCTOR | EA | 9 |  | INCLUDED | 0 | 0 | 0 | 0 | 0 | 0 | 0 | 0 | 0.18 | 0 | 0.18 | 0 | 0 | 0 | 0
70 | 7000019713 | 250 | 220kV Insulator and Hardware | 1000055978 | 72169990 |  | 18 |  | 220KV TENSION INSULATOR STRING AND ASSOCIATED HARDWARE FITTINGSWITHOUT TURN BUCKLE SUITABLE FOR QUAD CONDUCTOR | EA | 6 |  | INCLUDED | 0 | 0 | 0 | 0 | 0 | 0 | 0 | 0 | 0.18 | 0 | 0.18 | 0 | 0 | 0 | 0
71 | 7000019713 | 260 | 220kV Insulator and Hardware | 1000055977 | 72169990 |  | 18 |  | 220KV SUSPENSION INSULATOR STRING AND ASSOCIATED HARDWARE FITTINGSWITH THROUGH CLAMP SUITABLE FOR TWIN CONDUCTOR | EA | 3 |  | INCLUDED | 0 | 0 | 0 | 0 | 0 | 0 | 0 | 0 | 0.18 | 0 | 0.18 | 0 | 0 | 0 | 0
72 | 7000019713 | 270 | 220kV Insulator and Hardware | 1000055975 | 72169990 |  | 18 |  | 220KV SUSPENSION INSULATOR STRING AND ASSOCIATED HARDWARE FITTINGSWITH DROP CLAMP SUITABLE FOR TWIN CONDUCTOR | EA | 9 |  | INCLUDED | 0 | 0 | 0 | 0 | 0 | 0 | 0 | 0 | 0.18 | 0 | 0.18 | 0 | 0 | 0 | 0
73 | 7000019713 | 280 | Earthmat | 1000032055 | 72159090 |  | 18 |  | 40 MM MS ROD FOR MAIN EARTHMAT | KM | 0.5 |  | INCLUDED | 0 | 0 | 0 | 0 | 0 | 0 | 0 | 0 | 0.18 | 0 | 0.18 | 0 | 0 | 0 | 0
74 | 7000019713 | 290 | CRP for 420kV Bays with SAS | 1000055446 | 85371000 |  | 18 |  | 400KV CIRCUIT BREAKER RELAY PANEL (WITH AUTOMATION) | EA | 1 |  | INCLUDED | 0 | 0 | 0 | 0 | 0 | 0 | 0 | 0 | 0.18 | 0 | 0.18 | 0 | 0 | 0 | 0
75 | 7000019713 | 300 | CRP for 420kV Bays with SAS | 1000004274 | 85371000 |  | 18 |  | 400kV Transformer Protection Panel (For both HV & MV side)-(withAutomation) | EA | 1 |  | INCLUDED | 0 | 0 | 0 | 0 | 0 | 0 | 0 | 0 | 0.18 | 0 | 0.18 | 0 | 0 | 0 | 0
76 | 7000019713 | 310 | CRP for 220kV Bays with SAS | 1000055443 | 85371000 |  | 18 |  | 220KV CIRCUIT BREAKER RELAY PANEL (WITH AUTOMATION) | EA | 1 |  | INCLUDED | 0 | 0 | 0 | 0 | 0 | 0 | 0 | 0 | 0.18 | 0 | 0.18 | 0 | 0 | 0 | 0
77 | 7000019713 | 320 | CRP for 220kV Bays with SAS | 1000001167 | 85371000 |  | 18 |  | Augmentation of existing 220kV bus bar protection scheme.(No. of baysas per specification)-(with Automation) | SET | 1 |  | INCLUDED | 0 | 0 | 0 | 0 | 0 | 0 | 0 | 0 | 0.18 | 0 | 0.18 | 0 | 0 | 0 | 0
78 | 7000019713 | 330 | VMS | 1000030433 | 85287390 |  | 18 |  | COLOR IP CAMERA, WITH PAN, TILT AND ZOOM FACILITIES, ALONGWITH ALLREQUIRED ITEMS, ACCESSORIES, LINE INTERFACE UNITS, FIBER PATCH CORDS,POWER SUPPLY UNITS, JUNCTION BOXES, CABLES, FIBER OPTIC CABLES, ETC.,AND INCLUDING INTEGRATION IN EXISTING HARDWARE AND SOFTWARE FORAUGMENTATION OF VISUAL MONITORING SYSTEM AS PER TECHNICALSPECIFICATION. | SET | 3 |  | INCLUDED | 0 | 0 | 0 | 0 | 0 | 0 | 0 | 0 | 0.18 | 0 | 0.18 | 0 | 0 | 0 | 0
79 | 7000019713 | 340 | 220kV EHV Cable & Associated Equipments | 1000028468 | 85446020 |  | 18 |  | 220 KV OUTDOOR TERMINATION KIT SUITABLE FOR 220 KV XLPECABLE | SET | 8 |  | INCLUDED | 0 | 0 | 0 | 0 | 0 | 0 | 0 | 0 | 0.18 | 0 | 0.18 | 0 | 0 | 0 | 0
80 | 7000019713 | 350 | 220kV EHV Cable & Associated Equipments | 1000032030 | 85446090 |  | 18 |  | 220KV HV POWER CABLE ALONG WITH ACCESSORIES | KM | 1.2 |  | INCLUDED | 0 | 0 | 0 | 0 | 0 | 0 | 0 | 0 | 0.18 | 0 | 0.18 | 0 | 0 | 0 | 0
81 | 7000019713 | 360 | POWER & CONTROL CABLE | 1000032050 | 85446020 |  | 18 |  | 4PAIR, 0.5SQMM SCREENED CABLE | KM | 0.1 |  | INCLUDED | 0 | 0 | 0 | 0 | 0 | 0 | 0 | 0 | 0.18 | 0 | 0.18 | 0 | 0 | 0 | 0
82 | 7000019713 | 370 | POWER & CONTROL CABLE | 1000056265 | 85446020 |  | 18 |  | 1.1KV GRADE 27CX1.5 SQMM CONTROL CABLE | KM | 1.1 |  | INCLUDED | 0 | 0 | 0 | 0 | 0 | 0 | 0 | 0 | 0.18 | 0 | 0.18 | 0 | 0 | 0 | 0
83 | 7000019713 | 380 | POWER & CONTROL CABLE | 1000056264 | 85446020 |  | 18 |  | 1.1KV GRADE 19CX1.5 SQMM CONTROL CABLE | KM | 1 |  | INCLUDED | 0 | 0 | 0 | 0 | 0 | 0 | 0 | 0 | 0.18 | 0 | 0.18 | 0 | 0 | 0 | 0
84 | 7000019713 | 390 | POWER & CONTROL CABLE | 1000031887 | 85446020 |  | 18 |  | 1.1KV GRADE 10CX2.5 SQMM CONTROL CABLE | KM | 4.3 |  | INCLUDED | 0 | 0 | 0 | 0 | 0 | 0 | 0 | 0 | 0.18 | 0 | 0.18 | 0 | 0 | 0 | 0
85 | 7000019713 | 400 | POWER & CONTROL CABLE | 1000031987 | 85446020 |  | 18 |  | 1.1KV GRADE 5CX2.5 SQMM CONTROL CABLE | KM | 7.4 |  | INCLUDED | 0 | 0 | 0 | 0 | 0 | 0 | 0 | 0 | 0.18 | 0 | 0.18 | 0 | 0 | 0 | 0
86 | 7000019713 | 410 | POWER & CONTROL CABLE | 1000031964 | 85446020 |  | 18 |  | 1.1KV GRADE 3CX2.5 SQMM CONTROL CABLE | KM | 2.5 |  | INCLUDED | 0 | 0 | 0 | 0 | 0 | 0 | 0 | 0 | 0.18 | 0 | 0.18 | 0 | 0 | 0 | 0
87 | 7000019713 | 420 | POWER & CONTROL CABLE | 1000031943 | 85446020 |  | 18 |  | 1.1KV GRADE 2CX6 SQMM (PVC) POWER CABLE | KM | 0.8 |  | INCLUDED | 0 | 0 | 0 | 0 | 0 | 0 | 0 | 0 | 0.18 | 0 | 0.18 | 0 | 0 | 0 | 0
88 | 7000019713 | 430 | POWER & CONTROL CABLE | 1000031985 | 85446020 |  | 18 |  | 1.1KV GRADE 4CX6 SQMM (PVC) POWER CABLE | KM | 0.8 |  | INCLUDED | 0 | 0 | 0 | 0 | 0 | 0 | 0 | 0 | 0.18 | 0 | 0.18 | 0 | 0 | 0 | 0
89 | 7000019713 | 440 | POWER & CONTROL CABLE | 1000031976 | 85446020 |  | 18 |  | 1.1KV GRADE 4CX16 SQMM (PVC) POWER CABLE | KM | 1 |  | INCLUDED | 0 | 0 | 0 | 0 | 0 | 0 | 0 | 0 | 0.18 | 0 | 0.18 | 0 | 0 | 0 | 0
90 | 7000019713 | 450 | POWER & CONTROL CABLE | 1000031957 | 85446020 |  | 18 |  | 1.1KV GRADE 3.5CX70 SQMM (PVC) POWER CABLE | KM | 1 |  | INCLUDED | 0 | 0 | 0 | 0 | 0 | 0 | 0 | 0 | 0.18 | 0 | 0.18 | 0 | 0 | 0 | 0
91 | 7000019713 | 460 | POWER & CONTROL CABLE | 1000031951 | 85446090 |  | 18 |  | 1.1KV GRADE 3.5CX300 SQMM (XLPE) POWER CABLE | KM | 0.5 |  | INCLUDED | 0 | 0 | 0 | 0 | 0 | 0 | 0 | 0 | 0.18 | 0 | 0.18 | 0 | 0 | 0 | 0
92 | 7000019713 | 470 | AIR CONDITIONING & VENTILATION SYSTEM | 1000006284 | 84151090 |  | 28 |  | Air conditioning system for Switchyard Panel Room of 6m length | SET | 1 |  | INCLUDED | 0 | 0 | 0 | 0 | 0 | 0 | 0 | 0 | 0.28 | 0 | 0 | 0.28 | 0 | 0 | 0
93 | 7000019713 | 480 | FIRE FIGHTING SYSTEM | 1000055456 | 84248990 |  | 18 |  | HVW SPRAY SYSTEM, HYDRANT SYSTEM AND COMPLETE U/G & O/G PIPING ANDACCESSORIES ETC. OUT SIDE THE PUMP HOUSE FOR 400KV, 3-PHASEAUTOTRANSFORMER | SET | 1 |  | INCLUDED | 0 | 0 | 0 | 0 | 0 | 0 | 0 | 0 | 0.18 | 0 | 0.18 | 0 | 0 | 0 | 0
94 | 7000019713 | 490 | FIRE FIGHTING SYSTEM | 1000012018 | 85311020 |  | 18 |  | Fire Detection and Alarm System for Switchyard Panel Room of 6 mlength | SET | 1 |  | INCLUDED | 0 | 0 | 0 | 0 | 0 | 0 | 0 | 0 | 0.18 | 0 | 0.18 | 0 | 0 | 0 | 0
95 | 7000019713 | 500 | FIRE FIGHTING SYSTEM | 1000012022 | 84241000 |  | 18 |  | 4.5 kg CO2 type Portable Fire extinguisher | EA | 1 |  | INCLUDED | 0 | 0 | 0 | 0 | 0 | 0 | 0 | 0 | 0.18 | 0 | 0.18 | 0 | 0 | 0 | 0
96 | 7000019713 | 510 | ILLUMINATION SYSTEM | 1000013795 | 94059900 |  | 18 |  | Illumination System for switchyard panel room of 6 m length | LS | 1 |  | INCLUDED | 0 | 0 | 0 | 0 | 0 | 0 | 0 | 0 | 0.18 | 0 | 0.18 | 0 | 0 | 0 | 0
97 | 7000019713 | 520 | ILLUMINATION SYSTEM | 1000038385 | 94059900 |  | 18 |  | FIRE WALL MOUNTED LED LUMINARIE TYPE FL-2 (250W) | EA | 2 |  | INCLUDED | 0 | 0 | 0 | 0 | 0 | 0 | 0 | 0 | 0.18 | 0 | 0.18 | 0 | 0 | 0 | 0
98 | 7000019713 | 530 | ILLUMINATION SYSTEM | 1000038325 | 94059900 |  | 18 |  | LIGHTING FIXTURE LED LUMINAIRES TYPE FL2 AS PER TECH. SPECIFICATIONS | EA | 10 |  | INCLUDED | 0 | 0 | 0 | 0 | 0 | 0 | 0 | 0 | 0.18 | 0 | 0.18 | 0 | 0 | 0 | 0
99 | 7000019713 | 540 | ILLUMINATION SYSTEM | 1000038387 | 94051090 |  | 18 |  | LED FLOOD LIGHT LUMINARIESTYPE FL-1 (150W) AS PER TECHNICALSPECIFICATION | EA | 20 |  | INCLUDED | 0 | 0 | 0 | 0 | 0 | 0 | 0 | 0 | 0.18 | 0 | 0.18 | 0 | 0 | 0 | 0
100 | 7000019713 | 550 | ILLUMINATION SYSTEM | 1000001894 | 94059900 |  | 18 |  | Outdoor Power Receptacle for oilfiltration unit (250A) | EA | 1 |  | INCLUDED | 0 | 0 | 0 | 0 | 0 | 0 | 0 | 0 | 0.18 | 0 | 0.18 | 0 | 0 | 0 | 0
101 | 7000019713 | 560 | ILLUMINATION SYSTEM | 1000014548 | 94059900 |  | 18 |  | Lighting Panel type ACP-3 as per technical specification | EA | 3 |  | INCLUDED | 0 | 0 | 0 | 0 | 0 | 0 | 0 | 0 | 0.18 | 0 | 0.18 | 0 | 0 | 0 | 0
102 | 7000019713 | 570 | 400kV Equipment support structures | 1000017567 | 73045930 |  | 18 |  | Standard Pipe Structure for 400kV BPI (excluding wave trap) | EA | 3 |  | INCLUDED | 0 | 0 | 0 | 0 | 0 | 0 | 0 | 0 | 0.18 | 0 | 0.18 | 0 | 0 | 0 | 0
103 | 7000019713 | 580 | 400kV Equipment support structures | 1000020192 | 73045930 |  | 18 |  | Fabrication, galvanising and supply ofStandard Pipe Structure - 400 kV,1-Phase, CT including nuts, bolts, alltype of washers, packplates, step boltsand gusset plates excluding foundationbolts | EA | 3 |  | INCLUDED | 0 | 0 | 0 | 0 | 0 | 0 | 0 | 0 | 0.18 | 0 | 0.18 | 0 | 0 | 0 | 0
104 | 7000019713 | 590 | 400kV Equipment support structures | 1000020194 | 73045930 |  | 18 |  | Fabrication, galvanising and supply ofStandard Pipe Structure - 400 kV,3-Phase, ISOLATOR including nuts,bolts, all type of washers, packplates,step bolts and gusset plates excludingfoundation bolts | EA | 2 |  | INCLUDED | 0 | 0 | 0 | 0 | 0 | 0 | 0 | 0 | 0.18 | 0 | 0.18 | 0 | 0 | 0 | 0
105 | 7000019713 | 600 | 400kV Equipment support structures | 1000020195 | 73045930 |  | 18 |  | Fabrication, galvanising and supply ofStandard Pipe Structure - 400 kV,1-Phase, SA including nuts, bolts,all type of washers, packplates, stepbolts and gusset plates excludingfoundation bolts | EA | 3 |  | INCLUDED | 0 | 0 | 0 | 0 | 0 | 0 | 0 | 0 | 0.18 | 0 | 0.18 | 0 | 0 | 0 | 0
106 | 7000019713 | 610 | 220 kV Towers | 1000020099 | 73082011 |  | 18 |  | Fabrication, galvanising and supply of Standard 220 kV Tower CCincluding nuts, bolts, all type of washers, packplates, step bolts andgusset plates excluding foundation bolts | EA | 1 |  | INCLUDED | 0 | 0 | 0 | 0 | 0 | 0 | 0 | 0 | 0.18 | 0 | 0.18 | 0 | 0 | 0 | 0
107 | 7000019713 | 620 | 220 kV Towers | 1000020103 | 73082011 |  | 18 |  | Fabrication, galvanising and supply of Standard 220 kV Tower CTAincluding nuts, bolts, all type of washers, packplates, step bolts andgusset plates excluding foundation bolts | EA | 2 |  | INCLUDED | 0 | 0 | 0 | 0 | 0 | 0 | 0 | 0 | 0.18 | 0 | 0.18 | 0 | 0 | 0 | 0
108 | 7000019713 | 630 | 220 kV Towers | 1000020104 | 73082011 |  | 18 |  | Fabrication, galvanising and supply of Standard 220 kV Tower CTBincluding nuts, bolts, all type of washers, packplates, step bolts andgusset plates excluding foundation bolts | EA | 2 |  | INCLUDED | 0 | 0 | 0 | 0 | 0 | 0 | 0 | 0 | 0.18 | 0 | 0.18 | 0 | 0 | 0 | 0
109 | 7000019713 | 640 | 220 kV Towers | 1000020105 | 73082011 |  | 18 |  | Fabrication, galvanising and supply of Standard 220 kV Tower CTCincluding nuts, bolts, all type of washers, packplates, step bolts andgusset plates excluding foundation bolts | EA | 1 |  | INCLUDED | 0 | 0 | 0 | 0 | 0 | 0 | 0 | 0 | 0.18 | 0 | 0.18 | 0 | 0 | 0 | 0
110 | 7000019713 | 650 | 220 kV Towers | 1000020109 | 73082011 |  | 18 |  | Fabrication, galvanising and supply of Standard 220 kV Tower CTGincluding nuts, bolts, all type of washers, packplates, step bolts andgusset plates excluding foundation bolts | EA | 2 |  | INCLUDED | 0 | 0 | 0 | 0 | 0 | 0 | 0 | 0 | 0.18 | 0 | 0.18 | 0 | 0 | 0 | 0
111 | 7000019713 | 660 | 220 kV Towers | 1000020110 | 73082011 |  | 18 |  | Fabrication, galvanising and supply of Standard 220 kV Tower CTHincluding nuts, bolts, all type of washers, packplates, step bolts andgusset plates excluding foundation bolts | EA | 1 |  | INCLUDED | 0 | 0 | 0 | 0 | 0 | 0 | 0 | 0 | 0.18 | 0 | 0.18 | 0 | 0 | 0 | 0
112 | 7000019713 | 670 | 220 kV Towers | 1000020086 | 73082011 |  | 18 |  | Fabrication, galvanising and supply of Standard 220 kV Gantry B1including nuts, bolts, all type of washers, packplates, step bolts andgusset plates excluding foundation bolts | EA | 3 |  | INCLUDED | 0 | 0 | 0 | 0 | 0 | 0 | 0 | 0 | 0.18 | 0 | 0.18 | 0 | 0 | 0 | 0
113 | 7000019713 | 680 | 220 kV Towers | 1000020088 | 73082011 |  | 18 |  | Fabrication, galvanising and supply of Standard 220 kV Gantry BG1including nuts, bolts, all type of washers, packplates, step bolts andgusset plates excluding foundation bolts | EA | 5 |  | INCLUDED | 0 | 0 | 0 | 0 | 0 | 0 | 0 | 0 | 0.18 | 0 | 0.18 | 0 | 0 | 0 | 0
114 | 7000019713 | 690 | 220 kV Towers | 1000063971 | 73082011 |  | 18 |  | Fabrication, galvanising and supply of Standard 220 kV Tower CTA (W/OPeak)including nuts, bolts, all type of washers, packplates, step boltsand gusset plates excluding foundation bolts | EA | 2 |  | INCLUDED | 0 | 0 | 0 | 0 | 0 | 0 | 0 | 0 | 0.18 | 0 | 0.18 | 0 | 0 | 0 | 0
115 | 7000019713 | 700 | 220kV Equipment support structures | 1000017565 | 73045930 |  | 18 |  | Fabrication, galvanising and supply of Std Pipe Structure - 220 kV highBPI including nuts, bolts, all type of washers, packplates, step boltsand gusset plates excluding foundation bolts | EA | 3 |  | INCLUDED | 0 | 0 | 0 | 0 | 0 | 0 | 0 | 0 | 0.18 | 0 | 0.18 | 0 | 0 | 0 | 0
116 | 7000019713 | 710 | 220kV Equipment support structures | 1000017562 | 73045930 |  | 18 |  | Standard Pipe Structure for 220kV BPI (excluding wave trap) | EA | 12 |  | INCLUDED | 0 | 0 | 0 | 0 | 0 | 0 | 0 | 0 | 0.18 | 0 | 0.18 | 0 | 0 | 0 | 0
117 | 7000019713 | 720 | 220kV Equipment support structures | 1000020187 | 73045930 |  | 18 |  | Fabrication, galvanising and supply of Standard Pipe Structure - 220kV CT including nuts, bolts, all type of washers, packplates, stepbolts and gusset plates excluding foundation bolts | EA | 3 |  | INCLUDED | 0 | 0 | 0 | 0 | 0 | 0 | 0 | 0 | 0.18 | 0 | 0.18 | 0 | 0 | 0 | 0
118 | 7000019713 | 730 | 220kV Equipment support structures | 1000020189 | 73045930 |  | 18 |  | Fabrication, galvanising and supply of Standard Pipe Structure - 220kV ISOLATOR including nuts, bolts, all type of washers, packplates,step bolts and gusset plates excluding foundation bolts | EA | 4 |  | INCLUDED | 0 | 0 | 0 | 0 | 0 | 0 | 0 | 0 | 0.18 | 0 | 0.18 | 0 | 0 | 0 | 0
119 | 7000019713 | 740 | 220kV Equipment support structures | 1000020190 | 73045930 |  | 18 |  | Fabrication, galvanising and supply of Standard Pipe Structure - 220kV SA including nuts, bolts, all type of washers, packplates, stepbolts and gusset plates excluding foundation bolts | EA | 6 |  | INCLUDED | 0 | 0 | 0 | 0 | 0 | 0 | 0 | 0 | 0.18 | 0 | 0.18 | 0 | 0 | 0 | 0
120 | 7000019713 | 940 | Mandatory spare LOT | 1000032289 | 84819090 |  | 18 |  | SPARES FOFIRE PROTECTION SYSTEM | SET | 1 |  | INCLUDED | 0 | 0 | 0 | 0 | 0 | 0 | 0 | 0 | 0.18 | 0 | 0.18 | 0 | 0 | 0 | 0
121 | 7000019713 | 950 | Mandatory spare LOT | 1000019912 | 85371000 |  | 18 |  | Relay & protection Panels (with automation) | LS | 1 |  | INCLUDED | 0 | 0 | 0 | 0 | 0 | 0 | 0 | 0 | 0.18 | 0 | 0.18 | 0 | 0 | 0 | 0
122 | 7000019713 | 960 | Mandatory spare LOT | 1000019927 | 85389000 |  | 18 |  | Spares-Substation Automation System | LS | 1 |  | INCLUDED | 0 | 0 | 0 | 0 | 0 | 0 | 0 | 0 | 0.18 | 0 | 0.18 | 0 | 0 | 0 | 0
123 | 7000019713 | 970 | SUPPY OF FDN BOLTS, FASTENERS, LATTICE | 1000015954 | 73082011 |  | 18 |  | Fabrication, galvanising and supply of Lattice Structures (MS Steel),to be designed during detailed engineering, for towers, beams andequipment support structure including pack plates / packwashers andgusset plates excluding fasteners and foundation bolts | MT | 1.5 |  | INCLUDED | 0 | 0 | 0 | 0 | 0 | 0 | 0 | 0 | 0.18 | 0 | 0.18 | 0 | 0 | 0 | 0
124 | 7000019713 | 980 | SUPPY OF FDN BOLTS, FASTENERS, LATTICE | 1000011713 | 73082011 |  | 18 |  | Fabrication, galvanising and supply of fasteners ( nuts, bolts andwashers ) including step bolts for lattice and pipe structures to bedesigned during detailed engineering | MT | 0.1 |  | INCLUDED | 0 | 0 | 0 | 0 | 0 | 0 | 0 | 0 | 0.18 | 0 | 0.18 | 0 | 0 | 0 | 0
125 | 7000019713 | 990 | SUPPY OF FDN BOLTS, FASTENERS, LATTICE | 1000012373 | 73082011 |  | 18 |  | Fabrication, galvanising and supply of foundation bolts including nuts,checknut and washers for lattice and pipe structures to be designedduring detailed engineering | MT | 0.2 |  | INCLUDED | 0 | 0 | 0 | 0 | 0 | 0 | 0 | 0 | 0.18 | 0 | 0.18 | 0 | 0 | 0 | 0
126 | 7000019713 | 1000 | SUPPY OF FDN BOLTS, FASTENERS, LATTICE | 1000012366 | 73082011 |  | 18 |  | Fabrication, galvanising and supply of 28mm dia foundation boltsincluding nuts, checknuts, washers and packplates. | EA | 324 |  | INCLUDED | 0 | 0 | 0 | 0 | 0 | 0 | 0 | 0 | 0.18 | 0 | 0.18 | 0 | 0 | 0 | 0
127 | 7000019713 | 1020 | SUPPY OF FDN BOLTS, FASTENERS, LATTICE | 1000012368 | 73082011 |  | 18 |  | Fabrication, galvanising and supply of 40mm dia foundation boltsincluding nuts, checknuts, washers and packplates. | EA | 16 |  | INCLUDED | 0 | 0 | 0 | 0 | 0 | 0 | 0 | 0 | 0.18 | 0 | 0.18 | 0 | 0 | 0 | 0
128 | 7000019713 | 1030 | SUPPY OF FDN BOLTS, FASTENERS, LATTICE | 1000012369 | 73082011 |  | 18 |  | Fabrication, galvanising and supply of 56mm dia foundation boltsincluding nuts, checknuts, washers and packplates | EA | 96 |  | INCLUDED | 0 | 0 | 0 | 0 | 0 | 0 | 0 | 0 | 0.18 | 0 | 0.18 | 0 | 0 | 0 | 0
129 | 7000019713 | 1060 | SAS | 1000001333 | 85371000 |  | 18 |  | Augmentation of Substation automation System for 220kV bay as perTechnical Specification | EA | 1 |  | INCLUDED | 0 | 0 | 0 | 0 | 0 | 0 | 0 | 0 | 0.18 | 0 | 0.18 | 0 | 0 | 0 | 0
D | 500MVA 400/230kV 4th ICT at Hosur
130 | 7000019714 | 870 | Main Equipment | 1000013986 | 85049010 |  | 18 |  | Insulating Oil for 500MVA, 400KV/220/33 KV, 3-phase Autotransformer | SET | 1 |  | INCLUDED | 0 | 0 | 0 | 0 | 0 | 0 | 0 | 0 | 0.18 | 0 | 0.18 | 0 | 0 | 0 | 0
131 | 7000019714 | 880 | Main Equipment | 1000028101 | 85049010 |  | 18 |  | 500MVA, 400KV/230/33 KV, 3-phase Autotransformer | EA | 1 |  | INCLUDED | 0 | 0 | 0 | 0 | 0 | 0 | 0 | 0 | 0.18 | 0 | 0.18 | 0 | 0 | 0 | 0
132 | 7000019714 | 890 | Main Equipment | 1000030470 | 85049010 |  | 18 |  | Digital RTCC Panel consist of digital RTCC relays as per technicalspecification | SET | 1 |  | INCLUDED | 0 | 0 | 0 | 0 | 0 | 0 | 0 | 0 | 0.18 | 0 | 0.18 | 0 | 0 | 0 | 0
133 | 7000019714 | 900 | Mandatory Spares for 500MVA Transformer | 1000016676 | 85049010 |  | 18 |  | Oil cooler pump with motor for 400kV Transformer | SET | 1 |  | INCLUDED | 0 | 0 | 0 | 0 | 0 | 0 | 0 | 0 | 0.18 | 0 | 0.18 | 0 | 0 | 0 | 0
134 | 7000019714 | 910 | Mandatory Spares for 500MVA Transformer | 1000009731 | 85049010 |  | 18 |  | Cooler fan with motor for 400kV Transformer | EA | 1 |  | INCLUDED | 0 | 0 | 0 | 0 | 0 | 0 | 0 | 0 | 0.18 | 0 | 0.18 | 0 | 0 | 0 | 0
135 | 7000019714 | 920 | Mandatory Spares for 500MVA Transformer | 1000007922 | 85049010 |  | 18 |  | Buchholz Relay (Main Tank) complete with float and contacts forTransformer | SET | 1 |  | INCLUDED | 0 | 0 | 0 | 0 | 0 | 0 | 0 | 0 | 0.18 | 0 | 0.18 | 0 | 0 | 0 | 0
136 | 7000019714 | 930 | Mandatory Spares for 500MVA Transformer | 1000028280 | 85049010 |  | 18 |  | Magnetic Oil Level Gauge | EA | 1 |  | INCLUDED | 0 | 0 | 0 | 0 | 0 | 0 | 0 | 0 | 0.18 | 0 | 0.18 | 0 | 0 | 0 | 0
137 | 7000019714 | 940 | Mandatory Spares for 500MVA Transformer | 1000009586 | 85049010 |  | 18 |  | Starters, contactors, switches and relays for electrical controlpanels of 400kV T/F (one set of each type) | SET | 1 |  | INCLUDED | 0 | 0 | 0 | 0 | 0 | 0 | 0 | 0 | 0.18 | 0 | 0.18 | 0 | 0 | 0 | 0
138 | 7000019714 | 950 | Mandatory Spares for 500MVA Transformer | 1000016694 | 85049010 |  | 18 |  | Oil flow indicator for 400kV T/F with flow switch | SET | 1 |  | INCLUDED | 0 | 0 | 0 | 0 | 0 | 0 | 0 | 0 | 0.18 | 0 | 0.18 | 0 | 0 | 0 | 0
139 | 7000019714 | 960 | Mandatory Spares for 500MVA Transformer | 1000032089 | 85049010 |  | 18 |  | SPARES INSULATING OIL TO BE HANDED OVER TO OWNER AFTER COMMISSIONING | KL | 5 |  | INCLUDED | 0 | 0 | 0 | 0 | 0 | 0 | 0 | 0 | 0.18 | 0 | 0.18 | 0 | 0 | 0 | 0
140 | 7000019714 | 970 | Mandatory Spares for 500MVA Transformer | 1000002071 | 85049010 |  | 18 |  | 36kV, 2000A Bushing with metal parts andgaskets for Transformer | EA | 1 |  | INCLUDED | 0 | 0 | 0 | 0 | 0 | 0 | 0 | 0 | 0.18 | 0 | 0.18 | 0 | 0 | 0 | 0
141 | 7000019714 | 980 | Mandatory Spares for 500MVA Transformer | 1000028774 | 85049010 |  | 18 |  | Local winding temperature indicator (WTI) with contact | EA | 1 |  | INCLUDED | 0 | 0 | 0 | 0 | 0 | 0 | 0 | 0 | 0.18 | 0 | 0.18 | 0 | 0 | 0 | 0
142 | 7000019714 | 990 | Mandatory Spares for 500MVA Transformer | 1000026245 | 85049010 |  | 18 |  | OTI complete with contacts & sensing device | SET | 1 |  | INCLUDED | 0 | 0 | 0 | 0 | 0 | 0 | 0 | 0 | 0.18 | 0 | 0.18 | 0 | 0 | 0 | 0
143 | 7000019714 | 1000 | Mandatory Spares for 500MVA Transformer | 1000004920 | 85049010 |  | 18 |  | 52kV, 3150A Bushing with metal parts andgaskets | EA | 1 |  | INCLUDED | 0 | 0 | 0 | 0 | 0 | 0 | 0 | 0 | 0.18 | 0 | 0.18 | 0 | 0 | 0 | 0
144 | 7000019714 | 1010 | Mandatory Spares for 500MVA Transformer | 1000004384 | 85049010 |  | 18 |  | 420kV, 1250A Bushing with metal partsand gaskets | EA | 1 |  | INCLUDED | 0 | 0 | 0 | 0 | 0 | 0 | 0 | 0 | 0.18 | 0 | 0.18 | 0 | 0 | 0 | 0
145 | 7000019714 | 1020 | Mandatory Spares for 500MVA Transformer | 1000001698 | 85049010 |  | 18 |  | 245kV, 2000A Bushing with metal partsand gaskets | EA | 1 |  | INCLUDED | 0 | 0 | 0 | 0 | 0 | 0 | 0 | 0 | 0.18 | 0 | 0.18 | 0 | 0 | 0 | 0
E | Extn of 400/230kV Hosur SS for 4th ICT
146 | 7000019714 | 10 | Erection Hardware for 420 kV I Type S/Y | 1000011320 | 72169990 |  | 18 |  | Erection Hardware for 400kV I type layout-Any feeder Extn. on existinghalf dia. as per technical specification | SET | 1 |  | INCLUDED | 0 | 0 | 0 | 0 | 0 | 0 | 0 | 0 | 0.18 | 0 | 0.18 | 0 | 0 | 0 | 0
147 | 7000019714 | 20 | Erection Hardware for 420 kV I Type S/Y | 1000011325 | 72169990 |  | 18 |  | Erection Hardware for 400kV I type layout-Re-oriented Transformer bayas per technical specification | SET | 1 |  | INCLUDED | 0 | 0 | 0 | 0 | 0 | 0 | 0 | 0 | 0.18 | 0 | 0.18 | 0 | 0 | 0 | 0
148 | 7000019714 | 30 | 420kV Insulator and Hardware | 1000055987 | 72169990 |  | 18 |  | 400KV SUSPENSION INSULATOR STRING AND ASSOCIATED HARDWARE FITTINGSWITH DROP CLAMP SUITABLE FOR TWIN CONDUCTOR | EA | 3 |  | INCLUDED | 0 | 0 | 0 | 0 | 0 | 0 | 0 | 0 | 0.18 | 0 | 0.18 | 0 | 0 | 0 | 0
149 | 7000019714 | 40 | Erection Hardware for 220 kV DMT Type S | 1000011256 | 72169990 |  | 18 |  | Erection Hardware for 220kV layout (Double Main and TransferScheme)-Bus work (two Bay) as per technical specification | SET | 1 |  | INCLUDED | 0 | 0 | 0 | 0 | 0 | 0 | 0 | 0 | 0.18 | 0 | 0.18 | 0 | 0 | 0 | 0
150 | 7000019714 | 50 | Erection Hardware for 220 kV DMT Type S | 1000011264 | 72169990 |  | 18 |  | Erection Hardware for 220kV layout (Double Main and TransferScheme)-Transformer Bay as per technical specification | SET | 1 |  | INCLUDED | 0 | 0 | 0 | 0 | 0 | 0 | 0 | 0 | 0.18 | 0 | 0.18 | 0 | 0 | 0 | 0
151 | 7000019714 | 60 | 220kV Insulator and Hardware | 1000055983 | 72169990 |  | 18 |  | 220KV TENSION INSULATOR STRING AND ASSOCIATED HARDWARE FITTINGS WITHTURN BUCKLE SUITABLE FOR TWIN CONDUCTOR | EA | 12 |  | INCLUDED | 0 | 0 | 0 | 0 | 0 | 0 | 0 | 0 | 0.18 | 0 | 0.18 | 0 | 0 | 0 | 0
152 | 7000019714 | 70 | 220kV Insulator and Hardware | 1000055981 | 72169990 |  | 18 |  | 220KV TENSION INSULATOR STRING AND ASSOCIATED HARDWARE FITTINGS WITHTURN BUCKLE SUITABLE FOR QUAD CONDUCTOR | EA | 6 |  | INCLUDED | 0 | 0 | 0 | 0 | 0 | 0 | 0 | 0 | 0.18 | 0 | 0.18 | 0 | 0 | 0 | 0
153 | 7000019714 | 80 | 220kV Insulator and Hardware | 1000055980 | 72169990 |  | 18 |  | 220KV TENSION INSULATOR STRING AND ASSOCIATED HARDWARE FITTINGSWITHOUT TURN BUCKLE SUITABLE FOR TWIN CONDUCTOR | EA | 12 |  | INCLUDED | 0 | 0 | 0 | 0 | 0 | 0 | 0 | 0 | 0.18 | 0 | 0.18 | 0 | 0 | 0 | 0
154 | 7000019714 | 90 | 220kV Insulator and Hardware | 1000055978 | 72169990 |  | 18 |  | 220KV TENSION INSULATOR STRING AND ASSOCIATED HARDWARE FITTINGSWITHOUT TURN BUCKLE SUITABLE FOR QUAD CONDUCTOR | EA | 6 |  | INCLUDED | 0 | 0 | 0 | 0 | 0 | 0 | 0 | 0 | 0.18 | 0 | 0.18 | 0 | 0 | 0 | 0
155 | 7000019714 | 100 | 220kV Insulator and Hardware | 1000055977 | 72169990 |  | 18 |  | 220KV SUSPENSION INSULATOR STRING AND ASSOCIATED HARDWARE FITTINGSWITH THROUGH CLAMP SUITABLE FOR TWIN CONDUCTOR | EA | 9 |  | INCLUDED | 0 | 0 | 0 | 0 | 0 | 0 | 0 | 0 | 0.18 | 0 | 0.18 | 0 | 0 | 0 | 0
156 | 7000019714 | 110 | 220kV Insulator and Hardware | 1000055975 | 72169990 |  | 18 |  | 220KV SUSPENSION INSULATOR STRING AND ASSOCIATED HARDWARE FITTINGSWITH DROP CLAMP SUITABLE FOR TWIN CONDUCTOR | EA | 6 |  | INCLUDED | 0 | 0 | 0 | 0 | 0 | 0 | 0 | 0 | 0.18 | 0 | 0.18 | 0 | 0 | 0 | 0
157 | 7000019714 | 120 | Earthmat | 1000032055 | 72159090 |  | 18 |  | 40 MM MS ROD FOR MAIN EARTHMAT | KM | 0.5 |  | INCLUDED | 0 | 0 | 0 | 0 | 0 | 0 | 0 | 0 | 0.18 | 0 | 0.18 | 0 | 0 | 0 | 0
158 | 7000019714 | 130 | CSD | 1000009713 | 85389000 |  | 18 |  | Controlled Switching Device for 420 kV, 3-ph Circuit Breaker | EA | 1 |  | INCLUDED | 0 | 0 | 0 | 0 | 0 | 0 | 0 | 0 | 0.18 | 0 | 0.18 | 0 | 0 | 0 | 0
159 | 7000019714 | 140 | CRP for conventianal 420kV Bays | 1000055445 | 85371000 |  | 18 |  | 400KV CIRCUIT BREAKER RELAY PANEL | EA | 1 |  | INCLUDED | 0 | 0 | 0 | 0 | 0 | 0 | 0 | 0 | 0.18 | 0 | 0.18 | 0 | 0 | 0 | 0
160 | 7000019714 | 150 | CRP for conventianal 420kV Bays | 1000004273 | 85371000 |  | 18 |  | 400kV Transformer Protection Panel (For both HV & MV side) | EA | 1 |  | INCLUDED | 0 | 0 | 0 | 0 | 0 | 0 | 0 | 0 | 0.18 | 0 | 0.18 | 0 | 0 | 0 | 0
161 | 7000019714 | 160 | CRP for conventianal 420kV Bays | 1000002167 | 85371000 |  | 18 |  | Augmentation of existing 400kV Control Panel (Bus Scheme as per SLD) | EA | 1 |  | INCLUDED | 0 | 0 | 0 | 0 | 0 | 0 | 0 | 0 | 0.18 | 0 | 0.18 | 0 | 0 | 0 | 0
162 | 7000019714 | 170 | CRP for CONV. 220kV Bays | 1000055442 | 85371000 |  | 18 |  | 220KV CIRCUIT BREAKER RELAY PANEL | EA | 1 |  | INCLUDED | 0 | 0 | 0 | 0 | 0 | 0 | 0 | 0 | 0.18 | 0 | 0.18 | 0 | 0 | 0 | 0
163 | 7000019714 | 180 | CRP for CONV. 220kV Bays | 1000001342 | 85371000 |  | 18 |  | Augmentation of existing Simplex Control Panel for 220kV (Bus schemeas per SLD) | EA | 1 |  | INCLUDED | 0 | 0 | 0 | 0 | 0 | 0 | 0 | 0 | 0.18 | 0 | 0.18 | 0 | 0 | 0 | 0
164 | 7000019714 | 190 | VMS | 1000030433 | 85287390 |  | 18 |  | COLOR IP CAMERA, WITH PAN, TILT AND ZOOM FACILITIES, ALONGWITH ALLREQUIRED ITEMS, ACCESSORIES, LINE INTERFACE UNITS, FIBER PATCH CORDS,POWER SUPPLY UNITS, JUNCTION BOXES, CABLES, FIBER OPTIC CABLES, ETC.,AND INCLUDING INTEGRATION IN EXISTING HARDWARE AND SOFTWARE FORAUGMENTATION OF VISUAL MONITORING SYSTEM AS PER TECHNICALSPECIFICATION. | SET | 2 |  | INCLUDED | 0 | 0 | 0 | 0 | 0 | 0 | 0 | 0 | 0.18 | 0 | 0.18 | 0 | 0 | 0 | 0
165 | 7000019714 | 200 | LT SWITCHGEAR | 1000004304 | 85371000 |  | 18 |  | 415V ACDB (Extn.) | SET | 1 |  | INCLUDED | 0 | 0 | 0 | 0 | 0 | 0 | 0 | 0 | 0.18 | 0 | 0.18 | 0 | 0 | 0 | 0
166 | 7000019714 | 210 | LT SWITCHGEAR | 1000001145 | 85371000 |  | 18 |  | 220V DCDB (Extn.) | SET | 1 |  | INCLUDED | 0 | 0 | 0 | 0 | 0 | 0 | 0 | 0 | 0.18 | 0 | 0.18 | 0 | 0 | 0 | 0
167 | 7000019714 | 220 | POWER & CONTROL CABLE | 1000056265 | 85446020 |  | 18 |  | 1.1KV GRADE 27CX1.5 SQMM CONTROL CABLE | KM | 1.1 |  | INCLUDED | 0 | 0 | 0 | 0 | 0 | 0 | 0 | 0 | 0.18 | 0 | 0.18 | 0 | 0 | 0 | 0
168 | 7000019714 | 230 | POWER & CONTROL CABLE | 1000056264 | 85446020 |  | 18 |  | 1.1KV GRADE 19CX1.5 SQMM CONTROL CABLE | KM | 1 |  | INCLUDED | 0 | 0 | 0 | 0 | 0 | 0 | 0 | 0 | 0.18 | 0 | 0.18 | 0 | 0 | 0 | 0
169 | 7000019714 | 240 | POWER & CONTROL CABLE | 1000031887 | 85446020 |  | 18 |  | 1.1KV GRADE 10CX2.5 SQMM CONTROL CABLE | KM | 5 |  | INCLUDED | 0 | 0 | 0 | 0 | 0 | 0 | 0 | 0 | 0.18 | 0 | 0.18 | 0 | 0 | 0 | 0
170 | 7000019714 | 250 | POWER & CONTROL CABLE | 1000031987 | 85446020 |  | 18 |  | 1.1KV GRADE 5CX2.5 SQMM CONTROL CABLE | KM | 10 |  | INCLUDED | 0 | 0 | 0 | 0 | 0 | 0 | 0 | 0 | 0.18 | 0 | 0.18 | 0 | 0 | 0 | 0
171 | 7000019714 | 260 | POWER & CONTROL CABLE | 1000031964 | 85446020 |  | 18 |  | 1.1KV GRADE 3CX2.5 SQMM CONTROL CABLE | KM | 2.5 |  | INCLUDED | 0 | 0 | 0 | 0 | 0 | 0 | 0 | 0 | 0.18 | 0 | 0.18 | 0 | 0 | 0 | 0
172 | 7000019714 | 270 | POWER & CONTROL CABLE | 1000031943 | 85446020 |  | 18 |  | 1.1KV GRADE 2CX6 SQMM (PVC) POWER CABLE | KM | 0.8 |  | INCLUDED | 0 | 0 | 0 | 0 | 0 | 0 | 0 | 0 | 0.18 | 0 | 0.18 | 0 | 0 | 0 | 0
173 | 7000019714 | 280 | POWER & CONTROL CABLE | 1000031985 | 85446020 |  | 18 |  | 1.1KV GRADE 4CX6 SQMM (PVC) POWER CABLE | KM | 0.8 |  | INCLUDED | 0 | 0 | 0 | 0 | 0 | 0 | 0 | 0 | 0.18 | 0 | 0.18 | 0 | 0 | 0 | 0
174 | 7000019714 | 290 | POWER & CONTROL CABLE | 1000031976 | 85446020 |  | 18 |  | 1.1KV GRADE 4CX16 SQMM (PVC) POWER CABLE | KM | 1 |  | INCLUDED | 0 | 0 | 0 | 0 | 0 | 0 | 0 | 0 | 0.18 | 0 | 0.18 | 0 | 0 | 0 | 0
175 | 7000019714 | 300 | POWER & CONTROL CABLE | 1000031957 | 85446020 |  | 18 |  | 1.1KV GRADE 3.5CX70 SQMM (PVC) POWER CABLE | KM | 1 |  | INCLUDED | 0 | 0 | 0 | 0 | 0 | 0 | 0 | 0 | 0.18 | 0 | 0.18 | 0 | 0 | 0 | 0
176 | 7000019714 | 310 | POWER & CONTROL CABLE | 1000031951 | 85446090 |  | 18 |  | 1.1KV GRADE 3.5CX300 SQMM (XLPE) POWER CABLE | KM | 0.5 |  | INCLUDED | 0 | 0 | 0 | 0 | 0 | 0 | 0 | 0 | 0.18 | 0 | 0.18 | 0 | 0 | 0 | 0
177 | 7000019714 | 320 | FIRE FIGHTING SYSTEM | 1000055456 | 84248990 |  | 18 |  | HVW SPRAY SYSTEM, HYDRANT SYSTEM AND COMPLETE U/G & O/G PIPING ANDACCESSORIES ETC. OUT SIDE THE PUMP HOUSE FOR 400KV, 3-PHASEAUTOTRANSFORMER | SET | 1 |  | INCLUDED | 0 | 0 | 0 | 0 | 0 | 0 | 0 | 0 | 0.18 | 0 | 0.18 | 0 | 0 | 0 | 0
178 | 7000019714 | 330 | ILLUMINATION SYSTEM | 1000014548 | 94059900 |  | 18 |  | Lighting Panel type ACP-3 as per technical specification | EA | 3 |  | INCLUDED | 0 | 0 | 0 | 0 | 0 | 0 | 0 | 0 | 0.18 | 0 | 0.18 | 0 | 0 | 0 | 0
179 | 7000019714 | 340 | ILLUMINATION SYSTEM | 1000001894 | 94059900 |  | 18 |  | Outdoor Power Receptacle for oilfiltration unit (250A) | EA | 1 |  | INCLUDED | 0 | 0 | 0 | 0 | 0 | 0 | 0 | 0 | 0.18 | 0 | 0.18 | 0 | 0 | 0 | 0
180 | 7000019714 | 350 | ILLUMINATION SYSTEM | 1000038387 | 94051090 |  | 18 |  | LED FLOOD LIGHT LUMINARIESTYPE FL-1 (150W) AS PER TECHNICALSPECIFICATION | EA | 20 |  | INCLUDED | 0 | 0 | 0 | 0 | 0 | 0 | 0 | 0 | 0.18 | 0 | 0.18 | 0 | 0 | 0 | 0
181 | 7000019714 | 360 | ILLUMINATION SYSTEM | 1000038325 | 94059900 |  | 18 |  | LIGHTING FIXTURE LED LUMINAIRES TYPE FL2 AS PER TECH. SPECIFICATIONS | EA | 15 |  | INCLUDED | 0 | 0 | 0 | 0 | 0 | 0 | 0 | 0 | 0.18 | 0 | 0.18 | 0 | 0 | 0 | 0
182 | 7000019714 | 370 | ILLUMINATION SYSTEM | 1000038385 | 94059900 |  | 18 |  | FIRE WALL MOUNTED LED LUMINARIE TYPE FL-2 (250W) | EA | 2 |  | INCLUDED | 0 | 0 | 0 | 0 | 0 | 0 | 0 | 0 | 0.18 | 0 | 0.18 | 0 | 0 | 0 | 0
183 | 7000019714 | 380 | 400kV Equipment support structures | 1000020195 | 73045930 |  | 18 |  | Fabrication, galvanising and supply ofStandard Pipe Structure - 400 kV,1-Phase, SA including nuts, bolts,all type of washers, packplates, stepbolts and gusset plates excludingfoundation bolts | EA | 3 |  | INCLUDED | 0 | 0 | 0 | 0 | 0 | 0 | 0 | 0 | 0.18 | 0 | 0.18 | 0 | 0 | 0 | 0
184 | 7000019714 | 390 | 400kV Equipment support structures | 1000020194 | 73045930 |  | 18 |  | Fabrication, galvanising and supply ofStandard Pipe Structure - 400 kV,3-Phase, ISOLATOR including nuts,bolts, all type of washers, packplates,step bolts and gusset plates excludingfoundation bolts | EA | 2 |  | INCLUDED | 0 | 0 | 0 | 0 | 0 | 0 | 0 | 0 | 0.18 | 0 | 0.18 | 0 | 0 | 0 | 0
185 | 7000019714 | 400 | 400kV Equipment support structures | 1000020192 | 73045930 |  | 18 |  | Fabrication, galvanising and supply ofStandard Pipe Structure - 400 kV,1-Phase, CT including nuts, bolts, alltype of washers, packplates, step boltsand gusset plates excluding foundationbolts | EA | 3 |  | INCLUDED | 0 | 0 | 0 | 0 | 0 | 0 | 0 | 0 | 0.18 | 0 | 0.18 | 0 | 0 | 0 | 0
186 | 7000019714 | 410 | 400kV Equipment support structures | 1000017567 | 73045930 |  | 18 |  | Standard Pipe Structure for 400kV BPI (excluding wave trap) | EA | 9 |  | INCLUDED | 0 | 0 | 0 | 0 | 0 | 0 | 0 | 0 | 0.18 | 0 | 0.18 | 0 | 0 | 0 | 0
187 | 7000019714 | 420 | 220 kV Towers | 1000020097 | 73082011 |  | 18 |  | Fabrication, galvanising and supply of Standard 220 kV Tower CAincluding nuts, bolts, all type of washers, packplates, step bolts andgusset plates excluding foundation bolts | EA | 2 |  | INCLUDED | 0 | 0 | 0 | 0 | 0 | 0 | 0 | 0 | 0.18 | 0 | 0.18 | 0 | 0 | 0 | 0
188 | 7000019714 | 430 | 220 kV Towers | 1000020092 | 73082011 |  | 18 |  | Fabrication, galvanising and supply of Standard 220 kV Tower (w/opeak) CA including nuts, bolts, all type of washers, packplates, stepbolts and gusset plates excluding foundation bolts | EA | 2 |  | INCLUDED | 0 | 0 | 0 | 0 | 0 | 0 | 0 | 0 | 0.18 | 0 | 0.18 | 0 | 0 | 0 | 0
189 | 7000019714 | 440 | 220 kV Towers | 1000020098 | 73082011 |  | 18 |  | Fabrication, galvanising and supply of Standard 220 kV Tower CBincluding nuts, bolts, all type of washers, packplates, step bolts andgusset plates excluding foundation bolts | EA | 1 |  | INCLUDED | 0 | 0 | 0 | 0 | 0 | 0 | 0 | 0 | 0.18 | 0 | 0.18 | 0 | 0 | 0 | 0
190 | 7000019714 | 450 | 220 kV Towers | 1000020099 | 73082011 |  | 18 |  | Fabrication, galvanising and supply of Standard 220 kV Tower CCincluding nuts, bolts, all type of washers, packplates, step bolts andgusset plates excluding foundation bolts | EA | 1 |  | INCLUDED | 0 | 0 | 0 | 0 | 0 | 0 | 0 | 0 | 0.18 | 0 | 0.18 | 0 | 0 | 0 | 0
191 | 7000019714 | 460 | 220 kV Towers | 1000020100 | 73082011 |  | 18 |  | Fabrication, galvanising and supply of Standard 220 kV Tower CDincluding nuts, bolts, all type of washers, packplates, step bolts andgusset plates excluding foundation bolts | EA | 1 |  | INCLUDED | 0 | 0 | 0 | 0 | 0 | 0 | 0 | 0 | 0.18 | 0 | 0.18 | 0 | 0 | 0 | 0
192 | 7000019714 | 470 | 220 kV Towers | 1000020110 | 73082011 |  | 18 |  | Fabrication, galvanising and supply of Standard 220 kV Tower CTHincluding nuts, bolts, all type of washers, packplates, step bolts andgusset plates excluding foundation bolts | EA | 1 |  | INCLUDED | 0 | 0 | 0 | 0 | 0 | 0 | 0 | 0 | 0.18 | 0 | 0.18 | 0 | 0 | 0 | 0
193 | 7000019714 | 480 | 220 kV Towers | 1000020111 | 73082011 |  | 18 |  | Fabrication, galvanising and supply of Standard 220 kV Tower CTIincluding nuts, bolts, all type of washers, packplates, step bolts andgusset plates excluding foundation bolts | EA | 2 |  | INCLUDED | 0 | 0 | 0 | 0 | 0 | 0 | 0 | 0 | 0.18 | 0 | 0.18 | 0 | 0 | 0 | 0
194 | 7000019714 | 490 | 220 kV Towers | 1000020086 | 73082011 |  | 18 |  | Fabrication, galvanising and supply of Standard 220 kV Gantry B1including nuts, bolts, all type of washers, packplates, step bolts andgusset plates excluding foundation bolts | EA | 4 |  | INCLUDED | 0 | 0 | 0 | 0 | 0 | 0 | 0 | 0 | 0.18 | 0 | 0.18 | 0 | 0 | 0 | 0
195 | 7000019714 | 500 | 220 kV Towers | 1000020087 | 73082011 |  | 18 |  | Fabrication, galvanising and supply of Standard 220 kV Gantry BAincluding nuts, bolts, all type of washers, packplates, step bolts andgusset plates excluding foundation bolts | EA | 1 |  | INCLUDED | 0 | 0 | 0 | 0 | 0 | 0 | 0 | 0 | 0.18 | 0 | 0.18 | 0 | 0 | 0 | 0
196 | 7000019714 | 510 | 220 kV Towers | 1000020089 | 73082011 |  | 18 |  | Fabrication, galvanising and supply of Standard 220 kV Gantry BGAincluding nuts, bolts, all type of washers, packplates, step bolts andgusset plates excluding foundation bolts | EA | 2 |  | INCLUDED | 0 | 0 | 0 | 0 | 0 | 0 | 0 | 0 | 0.18 | 0 | 0.18 | 0 | 0 | 0 | 0
197 | 7000019714 | 520 | 220 kV Towers | 1000020090 | 73082011 |  | 18 |  | Fabrication, galvanising and supply of Std LM (40m) includingnuts, bolts, all type of washers, packplates, step bolts and gussetplates excluding foundation bolts | EA | 1 |  | INCLUDED | 0 | 0 | 0 | 0 | 0 | 0 | 0 | 0 | 0.18 | 0 | 0.18 | 0 | 0 | 0 | 0
198 | 7000019714 | 530 | 220kV Equipment support structures | 1000017565 | 73045930 |  | 18 |  | Fabrication, galvanising and supply of Std Pipe Structure - 220 kV highBPI including nuts, bolts, all type of washers, packplates, step boltsand gusset plates excluding foundation bolts | EA | 3 |  | INCLUDED | 0 | 0 | 0 | 0 | 0 | 0 | 0 | 0 | 0.18 | 0 | 0.18 | 0 | 0 | 0 | 0
199 | 7000019714 | 540 | 220kV Equipment support structures | 1000017562 | 73045930 |  | 18 |  | Standard Pipe Structure for 220kV BPI (excluding wave trap) | EA | 12 |  | INCLUDED | 0 | 0 | 0 | 0 | 0 | 0 | 0 | 0 | 0.18 | 0 | 0.18 | 0 | 0 | 0 | 0
200 | 7000019714 | 550 | 220kV Equipment support structures | 1000020187 | 73045930 |  | 18 |  | Fabrication, galvanising and supply of Standard Pipe Structure - 220kV CT including nuts, bolts, all type of washers, packplates, stepbolts and gusset plates excluding foundation bolts | EA | 3 |  | INCLUDED | 0 | 0 | 0 | 0 | 0 | 0 | 0 | 0 | 0.18 | 0 | 0.18 | 0 | 0 | 0 | 0
201 | 7000019714 | 560 | 220kV Equipment support structures | 1000020189 | 73045930 |  | 18 |  | Fabrication, galvanising and supply of Standard Pipe Structure - 220kV ISOLATOR including nuts, bolts, all type of washers, packplates,step bolts and gusset plates excluding foundation bolts | EA | 4 |  | INCLUDED | 0 | 0 | 0 | 0 | 0 | 0 | 0 | 0 | 0.18 | 0 | 0.18 | 0 | 0 | 0 | 0
202 | 7000019714 | 570 | 220kV Equipment support structures | 1000020190 | 73045930 |  | 18 |  | Fabrication, galvanising and supply of Standard Pipe Structure - 220kV SA including nuts, bolts, all type of washers, packplates, stepbolts and gusset plates excluding foundation bolts | EA | 3 |  | INCLUDED | 0 | 0 | 0 | 0 | 0 | 0 | 0 | 0 | 0.18 | 0 | 0.18 | 0 | 0 | 0 | 0
203 | 7000019714 | 750 | SUPPY OF FDN BOLTS, FASTENERS, LATTICE | 1000015952 | 73082011 |  | 18 |  | Fabrication, galvanising and supply of Equipment Support (Pipe)Structures to be designed during detailed engineering | MT | 2 |  | INCLUDED | 0 | 0 | 0 | 0 | 0 | 0 | 0 | 0 | 0.18 | 0 | 0.18 | 0 | 0 | 0 | 0
204 | 7000019714 | 760 | SUPPY OF FDN BOLTS, FASTENERS, LATTICE | 1000011713 | 73082011 |  | 18 |  | Fabrication, galvanising and supply of fasteners ( nuts, bolts andwashers ) including step bolts for lattice and pipe structures to bedesigned during detailed engineering | MT | 0.15 |  | INCLUDED | 0 | 0 | 0 | 0 | 0 | 0 | 0 | 0 | 0.18 | 0 | 0.18 | 0 | 0 | 0 | 0
205 | 7000019714 | 770 | SUPPY OF FDN BOLTS, FASTENERS, LATTICE | 1000012373 | 73082011 |  | 18 |  | Fabrication, galvanising and supply of foundation bolts including nuts,checknut and washers for lattice and pipe structures to be designedduring detailed engineering | MT | 0.15 |  | INCLUDED | 0 | 0 | 0 | 0 | 0 | 0 | 0 | 0 | 0.18 | 0 | 0.18 | 0 | 0 | 0 | 0
206 | 7000019714 | 780 | SUPPY OF FDN BOLTS, FASTENERS, LATTICE | 1000012366 | 73082011 |  | 18 |  | Fabrication, galvanising and supply of 28mm dia foundation boltsincluding nuts, checknuts, washers and packplates. | EA | 316 |  | INCLUDED | 0 | 0 | 0 | 0 | 0 | 0 | 0 | 0 | 0.18 | 0 | 0.18 | 0 | 0 | 0 | 0
207 | 7000019714 | 800 | SUPPY OF FDN BOLTS, FASTENERS, LATTICE | 1000012368 | 73082011 |  | 18 |  | Fabrication, galvanising and supply of 40mm dia foundation boltsincluding nuts, checknuts, washers and packplates. | EA | 96 |  | INCLUDED | 0 | 0 | 0 | 0 | 0 | 0 | 0 | 0 | 0.18 | 0 | 0.18 | 0 | 0 | 0 | 0
208 | 7000019714 | 810 | SUPPY OF FDN BOLTS, FASTENERS, LATTICE | 1000012369 | 73082011 |  | 18 |  | Fabrication, galvanising and supply of 56mm dia foundation boltsincluding nuts, checknuts, washers and packplates | EA | 80 |  | INCLUDED | 0 | 0 | 0 | 0 | 0 | 0 | 0 | 0 | 0.18 | 0 | 0.18 | 0 | 0 | 0 | 0
209 | 7000019714 | 840 | Mandatory spare LOT | 1000032289 | 84819090 |  | 18 |  | SPARES FOFIRE PROTECTION SYSTEM | SET | 1 |  | INCLUDED | 0 | 0 | 0 | 0 | 0 | 0 | 0 | 0 | 0.18 | 0 | 0.18 | 0 | 0 | 0 | 0
210 | 7000019714 | 850 | Mandatory spare LOT | 1000019912 | 85371000 |  | 18 |  | Relay & protection Panels (with automation) | LS | 1 |  | INCLUDED | 0 | 0 | 0 | 0 | 0 | 0 | 0 | 0 | 0.18 | 0 | 0.18 | 0 | 0 | 0 | 0
211 | 7000019714 | 860 | Mandatory spare LOT | 1000019927 | 85389000 |  | 18 |  | Spares-Substation Automation System | LS | 1 |  | INCLUDED | 0 | 0 | 0 | 0 | 0 | 0 | 0 | 0 | 0.18 | 0 | 0.18 | 0 | 0 | 0 | 0
Total Ex-Works Price | [12 empty] | 0 |  | 0 |  | 0 | 0 | 0 |  | 0 |  |  |  |  | 0 | 0 | 0
Total Type Test charges as per Schedule-7 | [12 empty] | Not Applicable | [7 empty] | Total Corrected Price (excl. GST) |  |  |  |  | GST amount @12% | GST amount @18% | GST amount @28%
Total Ex-Works Price including Type Test charges | [12 empty] | 0
# In case the bidder leaves the cell for confirmation of the HSN code and/or GST rate “blank”, the HSN code and corresponding GST rate indicated by the Employer shall be deemed to be the one confirmed by the Bidder.
| Date | [7 empty] | Printed Name
| Place | [7 empty] | Designation
Click for Sch-2

## Sch-2
SPEC. NO.: CC/NT/AIS/DOM/A04/22/00233 | [8 empty] | Schedule - 2
Substation Package SS-100 for (i) Extn. of 400/230kV Arasur S/S including supply of one no. 500MVA ICT associated with Augmentation of Transformation Capacity by 1x500MVA, 400/230kV ICT (4th) at Arasur substation (ii) Extn. of 400/230kV Hosur S/S including supply of one no. 500MVA ICT associated with Augmentation of Transformation Capacity by 1x500 MVA, 400/230kV ICT (4th) at Hosur substation (iii) Extn. of 400/220kV Raigarh (PG) S/S associated with Augmentation of Transformation Capacity by 1x500 MVA, 400/220kV ICT (3rd) at Raigarh (PG) substation
(SCHEDULE OF RATES AND PRICES)
BIDDER:
0 | [6 empty] | To:
Bidder’s Name and Address (Sole Bidder) : | [6 empty] | Contract Services
Name : | [6 empty] | Power Grid Corporation of India Ltd.,
Address : | [6 empty] | "Saudamini", Plot No.-2
Sector-29,
Gurgaon (Haryana) - 122001
Local Transportation, In-transit Insurance, Loading and Unloading
(All Prices are in Indian Rupees)
SI. No. | PR No | PR Line Item No | Activity Description | Material Code | Description | Unit | Quantity | Unit Freight, In-transit Insurance, loading & Unloading Charges | Total Freight, In-transit Insurance, loading & Unloading Charges
1 | 2 | 3 | 4 | 5 | 6 | 7 | 8 | 9 | 10 = 8 X 9
A | BOQ RAIGARH EXTN 3rd ICT | [8 empty] | Rounded off UnitPrice | Total Corrected Price (excl. GST)
1 | 7000020160 | 130 | Erection Hardware for 420 kV I Type S/Y | 1000011327 | Erection Hardware for 400kV I type layout-Transformer bay as pertechnical specification | SET | 1 |  | INCLUDED | 0 | 0
2 | 7000020160 | 140 | Erection Hardware for 220 kV DMT Type S | 1000011264 | Erection Hardware for 220kV layout (Double Main and TransferScheme)-Transformer Bay as per technical specification | SET | 1 |  | INCLUDED | 0 | 0
3 | 7000020160 | 580 | 400kV Insulator and hardware fittings | 1000055987 | 400KV SUSPENSION INSULATOR STRING AND ASSOCIATED HARDWARE FITTINGSWITH DROP CLAMP SUITABLE FOR TWIN CONDUCTOR | EA | 3 |  | INCLUDED | 0 | 0
4 | 7000020160 | 540 | 220kV Insulator and Hardware fittings | 1000055980 | 220KV TENSION INSULATOR STRING AND ASSOCIATED HARDWARE FITTINGSWITHOUT TURN BUCKLE SUITABLE FOR TWIN CONDUCTOR | EA | 6 |  | INCLUDED | 0 | 0
5 | 7000020160 | 550 | 220kV Insulator and Hardware fittings | 1000055983 | 220KV TENSION INSULATOR STRING AND ASSOCIATED HARDWARE FITTINGS WITHTURN BUCKLE SUITABLE FOR TWIN CONDUCTOR | EA | 6 |  | INCLUDED | 0 | 0
6 | 7000020160 | 560 | 220kV Insulator and Hardware fittings | 1000055975 | 220KV SUSPENSION INSULATOR STRING AND ASSOCIATED HARDWARE FITTINGSWITH DROP CLAMP SUITABLE FOR TWIN CONDUCTOR | EA | 3 |  | INCLUDED
7 | 7000020160 | 570 | 220kV Insulator and Hardware fittings | 1000055977 | 220KV SUSPENSION INSULATOR STRING AND ASSOCIATED HARDWARE FITTINGSWITH THROUGH CLAMP SUITABLE FOR TWIN CONDUCTOR | EA | 3 |  | INCLUDED
8 | 7000020160 | 150 | Earthmat | 1000032055 | 40 MM MS ROD FOR MAIN EARTHMAT | KM | 1 |  | INCLUDED
9 | 7000020160 | 160 | CRP for 420kV Bays with SAS | 1000004274 | 400kV Transformer Protection Panel (For both HV & MV side)-(withAutomation) | EA | 1 |  | INCLUDED
10 | 7000020160 | 170 | CRP for 420kV Bays with SAS | 1000025391 | Relay Test kit | EA | 1 |  | INCLUDED
11 | 7000020160 | 180 | CRP for 420kV Bays with SAS | 1000002165 | 400kV Circuit Breaker Relay Panel with Auto Reclose (with Automation) | EA | 1 |  | INCLUDED
12 | 7000020160 | 190 | CRP for 420kV Bays with SAS | 1000002146 | Augmentation of existing 400kV bus bar protection scheme.(No. of baysas per specification)-(with Automation) | SET | 1 |  | INCLUDED
13 | 7000020160 | 200 | CRP for 420kV Bays with SAS | 1000028349 | DIGITAL RTCC PANEL | SET | 1 |  | INCLUDED
14 | 7000020160 | 210 | CRP for 220kV Bays with SAS | 1000001170 | 220kV Circuit Breaker Relay Panel with Auto Reclose (with Automation) | EA | 1 |  | INCLUDED
15 | 7000020160 | 220 | CRP for 220kV Bays with SAS | 1000001167 | Augmentation of existing 220kV bus bar protection scheme.(No. of baysas per specification)-(with Automation) | SET | 1 |  | INCLUDED
16 | 7000020160 | 230 | SAS-AUG | 1000003409 | Augmentation of Substation automation System for 400kV Main bay as perTechnical Specification | EA | 1 |  | INCLUDED
17 | 7000020160 | 240 | SAS-AUG | 1000001333 | Augmentation of Substation automation System for 220kV bay as perTechnical Specification | EA | 1 |  | INCLUDED
18 | 7000020160 | 250 | POWER & CONTROL CABLE | 1000031887 | 1.1KV GRADE 10CX2.5 SQMM CONTROL CABLE | KM | 1 |  | INCLUDED
19 | 7000020160 | 260 | POWER & CONTROL CABLE | 1000031987 | 1.1KV GRADE 5CX2.5 SQMM CONTROL CABLE | KM | 10 |  | INCLUDED
20 | 7000020160 | 270 | POWER & CONTROL CABLE | 1000031964 | 1.1KV GRADE 3CX2.5 SQMM CONTROL CABLE | KM | 2.5 |  | INCLUDED
21 | 7000020160 | 280 | POWER & CONTROL CABLE | 1000031943 | 1.1KV GRADE 2CX6 SQMM (PVC) POWER CABLE | KM | 1.5 |  | INCLUDED
22 | 7000020160 | 290 | POWER & CONTROL CABLE | 1000031985 | 1.1KV GRADE 4CX6 SQMM (PVC) POWER CABLE | KM | 1 |  | INCLUDED
23 | 7000020160 | 300 | POWER & CONTROL CABLE | 1000031976 | 1.1KV GRADE 4CX16 SQMM (PVC) POWER CABLE | KM | 3.5 |  | INCLUDED
24 | 7000020160 | 310 | POWER & CONTROL CABLE | 1000056264 | 1.1KV GRADE 19CX1.5 SQMM CONTROL CABLE | KM | 2 |  | INCLUDED
25 | 7000020160 | 320 | POWER & CONTROL CABLE | 1000031957 | 1.1KV GRADE 3.5CX70 SQMM (PVC) POWER CABLE | KM | 2 |  | INCLUDED
26 | 7000020160 | 330 | POWER & CONTROL CABLE | 1000031993 | 1.1KV GRADE 7CX2.5 SQMM CONTROL CABLE | KM | 1.5 |  | INCLUDED
27 | 7000020160 | 340 | POWER & CONTROL CABLE | 1000031904 | 1.1KV GRADE 14CX2.5 SQMM CONTROL CABLE | KM | 1 |  | INCLUDED
28 | 7000020160 | 350 | POWER & CONTROL CABLE | 1000031927 | 1.1KV GRADE 27CX2.5 SQMM CONTROL CABLE | KM | 1 |  | INCLUDED
29 | 7000020160 | 360 | POWER & CONTROL CABLE | 1000032050 | 4PAIR, 0.5SQMM SCREENED CABLE | KM | 4 |  | INCLUDED
30 | 7000020160 | 370 | FIRE FIGHTING SYSTEM | 1000055456 | HVW SPRAY SYSTEM, HYDRANT SYSTEM AND COMPLETE U/G & O/G PIPING ANDACCESSORIES ETC. OUT SIDE THE PUMP HOUSE FOR 400KV, 3-PHASEAUTOTRANSFORMER | SET | 1 |  | INCLUDED
31 | 7000020160 | 380 | ILLUMINATION SYSTEM | 1000014547 | Lighting Panel type ACP-2 as per technical specification | EA | 2 |  | INCLUDED
32 | 7000020160 | 390 | ILLUMINATION SYSTEM | 1000001894 | Outdoor Power Receptacle for oilfiltration unit (250A) | EA | 1 |  | INCLUDED
33 | 7000020160 | 400 | ILLUMINATION SYSTEM | 1000038387 | LED FLOOD LIGHT LUMINARIESTYPE FL-1 (150W) AS PER TECHNICALSPECIFICATION | EA | 10 |  | INCLUDED
34 | 7000020160 | 410 | ILLUMINATION SYSTEM | 1000038325 | LIGHTING FIXTURE LED LUMINAIRES TYPE FL2 AS PER TECH. SPECIFICATIONS | EA | 20 |  | INCLUDED
35 | 7000020160 | 630 | 220kV Equipment Support STRUCTURES | 1000017565 | Fabrication, galvanising and supply of Std Pipe Structure - 220 kV highBPI including nuts, bolts, all type of washers, packplates, step boltsand gusset plates excluding foundation bolts | EA | 3 |  | INCLUDED
36 | 7000020160 | 640 | 220kV Equipment Support STRUCTURES | 1000020190 | Fabrication, galvanising and supply of Standard Pipe Structure - 220kV SA including nuts, bolts, all type of washers, packplates, stepbolts and gusset plates excluding foundation bolts | EA | 3 |  | INCLUDED
37 | 7000020160 | 650 | 220kV Equipment Support STRUCTURES | 1000020189 | Fabrication, galvanising and supply of Standard Pipe Structure - 220kV ISOLATOR including nuts, bolts, all type of washers, packplates,step bolts and gusset plates excluding foundation bolts | EA | 4 |  | INCLUDED
38 | 7000020160 | 660 | 220kV Equipment Support STRUCTURES | 1000020187 | Fabrication, galvanising and supply of Standard Pipe Structure - 220kV CT including nuts, bolts, all type of washers, packplates, stepbolts and gusset plates excluding foundation bolts | EA | 3 |  | INCLUDED
39 | 7000020160 | 670 | 220kV Equipment Support STRUCTURES | 1000017562 | Standard Pipe Structure for 220kV BPI (excluding wave trap) | EA | 9 |  | INCLUDED
40 | 7000020160 | 680 | 400kV Equipment Support STRUCTURES | 1000020194 | Fabrication, galvanising and supply ofStandard Pipe Structure - 400 kV,3-Phase, ISOLATOR including nuts,bolts, all type of washers, packplates,step bolts and gusset plates excludingfoundation bolts | EA | 2 |  | INCLUDED
41 | 7000020160 | 690 | 400kV Equipment Support STRUCTURES | 1000017567 | Standard Pipe Structure for 400kV BPI (excluding wave trap) | EA | 5 |  | INCLUDED
42 | 7000020160 | 700 | 400kV Equipment Support STRUCTURES | 1000020192 | Fabrication, galvanising and supply ofStandard Pipe Structure - 400 kV,1-Phase, CT including nuts, bolts, alltype of washers, packplates, step boltsand gusset plates excluding foundationbolts | EA | 3 |  | INCLUDED
43 | 7000020160 | 710 | 400kV Equipment Support STRUCTURES | 1000020195 | Fabrication, galvanising and supply ofStandard Pipe Structure - 400 kV,1-Phase, SA including nuts, bolts,all type of washers, packplates, stepbolts and gusset plates excludingfoundation bolts | EA | 3 |  | INCLUDED
44 | 7000020227 | 10 | Mandatory spare | 1000025949 | Spare-C & R Panel | SET | 1 |  | INCLUDED
45 | 7000020227 | 20 | Mandatory spare | 1000025951 | Ethernet switch of each type | SET | 1 |  | INCLUDED
46 | 7000020160 | 730 | Mandatory spare | 1000019925 | Spares for Fire Protection System | LS | 1 |  | INCLUDED
B | 500MVA 400/230kV 4th ICT at Arasur
47 | 7000019713 | 10 | Main Equipment | 1000013986 | Insulating Oil for 500MVA, 400KV/220/33 KV, 3-phase Autotransformer | SET | 1 |  | INCLUDED
48 | 7000019713 | 20 | Main Equipment | 1000028101 | 500MVA, 400KV/230/33 KV, 3-phase Autotransformer | EA | 1 |  | INCLUDED
49 | 7000019713 | 30 | Main Equipment | 1000030470 | Digital RTCC Panel consist of digital RTCC relays as per technicalspecification | SET | 1 |  | INCLUDED
50 | 7000019713 | 40 | Mandatory Spares for 500MVA Transformer | 1000016676 | Oil cooler pump with motor for 400kV Transformer | SET | 1 |  | INCLUDED
51 | 7000019713 | 50 | Mandatory Spares for 500MVA Transformer | 1000009731 | Cooler fan with motor for 400kV Transformer | EA | 1 |  | INCLUDED
52 | 7000019713 | 60 | Mandatory Spares for 500MVA Transformer | 1000007922 | Buchholz Relay (Main Tank) complete with float and contacts forTransformer | SET | 1 |  | INCLUDED
53 | 7000019713 | 70 | Mandatory Spares for 500MVA Transformer | 1000028280 | Magnetic Oil Level Gauge | EA | 1 |  | INCLUDED
54 | 7000019713 | 80 | Mandatory Spares for 500MVA Transformer | 1000009586 | Starters, contactors, switches and relays for electrical controlpanels of 400kV T/F (one set of each type) | SET | 1 |  | INCLUDED
55 | 7000019713 | 90 | Mandatory Spares for 500MVA Transformer | 1000016694 | Oil flow indicator for 400kV T/F with flow switch | SET | 1 |  | INCLUDED
56 | 7000019713 | 100 | Mandatory Spares for 500MVA Transformer | 1000032089 | SPARES INSULATING OIL TO BE HANDED OVER TO OWNER AFTER COMMISSIONING | KL | 5 |  | INCLUDED
57 | 7000019713 | 110 | Mandatory Spares for 500MVA Transformer | 1000002071 | 36kV, 2000A Bushing with metal parts andgaskets for Transformer | EA | 1 |  | INCLUDED
58 | 7000019713 | 120 | Mandatory Spares for 500MVA Transformer | 1000028774 | Local winding temperature indicator (WTI) with contact | EA | 1 |  | INCLUDED
59 | 7000019713 | 130 | Mandatory Spares for 500MVA Transformer | 1000026245 | OTI complete with contacts & sensing device | SET | 1 |  | INCLUDED
60 | 7000019713 | 140 | Mandatory Spares for 500MVA Transformer | 1000004920 | 52kV, 3150A Bushing with metal parts andgaskets | EA | 1 |  | INCLUDED
61 | 7000019713 | 150 | Mandatory Spares for 500MVA Transformer | 1000004384 | 420kV, 1250A Bushing with metal partsand gaskets | EA | 1 |  | INCLUDED
62 | 7000019713 | 160 | Mandatory Spares for 500MVA Transformer | 1000001698 | 245kV, 2000A Bushing with metal partsand gaskets | EA | 1 |  | INCLUDED
C | Extn of 400/230kV Arasur SS for 4th ICT
63 | 7000019713 | 180 | Erection Hardware for 420 kV I Type S/Y | 1000011320 | Erection Hardware for 400kV I type layout-Any feeder Extn. on existinghalf dia. as per technical specification | SET | 1 |  | INCLUDED
64 | 7000019713 | 190 | 420kV Insulator and Hardware | 1000055987 | 400KV SUSPENSION INSULATOR STRING AND ASSOCIATED HARDWARE FITTINGSWITH DROP CLAMP SUITABLE FOR TWIN CONDUCTOR | EA | 3 |  | INCLUDED
65 | 7000019713 | 200 | Erection Hardware for 220 kV DMT Type S | 1000011257 | Erection Hardware for 220kV layout (Double Main and TransferScheme)-Bus work (three Bay) as per technical specification | SET | 1 |  | INCLUDED
66 | 7000019713 | 210 | Erection Hardware for 220 kV DMT Type S | 1000011264 | Erection Hardware for 220kV layout (Double Main and TransferScheme)-Transformer Bay as per technical specification | SET | 1 |  | INCLUDED
67 | 7000019713 | 220 | 220kV Insulator and Hardware | 1000055983 | 220KV TENSION INSULATOR STRING AND ASSOCIATED HARDWARE FITTINGS WITHTURN BUCKLE SUITABLE FOR TWIN CONDUCTOR | EA | 9 |  | INCLUDED
68 | 7000019713 | 230 | 220kV Insulator and Hardware | 1000055981 | 220KV TENSION INSULATOR STRING AND ASSOCIATED HARDWARE FITTINGS WITHTURN BUCKLE SUITABLE FOR QUAD CONDUCTOR | EA | 6 |  | INCLUDED
69 | 7000019713 | 240 | 220kV Insulator and Hardware | 1000055980 | 220KV TENSION INSULATOR STRING AND ASSOCIATED HARDWARE FITTINGSWITHOUT TURN BUCKLE SUITABLE FOR TWIN CONDUCTOR | EA | 9 |  | INCLUDED
70 | 7000019713 | 250 | 220kV Insulator and Hardware | 1000055978 | 220KV TENSION INSULATOR STRING AND ASSOCIATED HARDWARE FITTINGSWITHOUT TURN BUCKLE SUITABLE FOR QUAD CONDUCTOR | EA | 6 |  | INCLUDED
71 | 7000019713 | 260 | 220kV Insulator and Hardware | 1000055977 | 220KV SUSPENSION INSULATOR STRING AND ASSOCIATED HARDWARE FITTINGSWITH THROUGH CLAMP SUITABLE FOR TWIN CONDUCTOR | EA | 3 |  | INCLUDED
72 | 7000019713 | 270 | 220kV Insulator and Hardware | 1000055975 | 220KV SUSPENSION INSULATOR STRING AND ASSOCIATED HARDWARE FITTINGSWITH DROP CLAMP SUITABLE FOR TWIN CONDUCTOR | EA | 9 |  | INCLUDED
73 | 7000019713 | 280 | Earthmat | 1000032055 | 40 MM MS ROD FOR MAIN EARTHMAT | KM | 0.5 |  | INCLUDED
74 | 7000019713 | 290 | CRP for 420kV Bays with SAS | 1000055446 | 400KV CIRCUIT BREAKER RELAY PANEL (WITH AUTOMATION) | EA | 1 |  | INCLUDED
75 | 7000019713 | 300 | CRP for 420kV Bays with SAS | 1000004274 | 400kV Transformer Protection Panel (For both HV & MV side)-(withAutomation) | EA | 1 |  | INCLUDED
76 | 7000019713 | 310 | CRP for 220kV Bays with SAS | 1000055443 | 220KV CIRCUIT BREAKER RELAY PANEL (WITH AUTOMATION) | EA | 1 |  | INCLUDED
77 | 7000019713 | 320 | CRP for 220kV Bays with SAS | 1000001167 | Augmentation of existing 220kV bus bar protection scheme.(No. of baysas per specification)-(with Automation) | SET | 1 |  | INCLUDED
78 | 7000019713 | 330 | VMS | 1000030433 | COLOR IP CAMERA, WITH PAN, TILT AND ZOOM FACILITIES, ALONGWITH ALLREQUIRED ITEMS, ACCESSORIES, LINE INTERFACE UNITS, FIBER PATCH CORDS,POWER SUPPLY UNITS, JUNCTION BOXES, CABLES, FIBER OPTIC CABLES, ETC.,AND INCLUDING INTEGRATION IN EXISTING HARDWARE AND SOFTWARE FORAUGMENTATION OF VISUAL MONITORING SYSTEM AS PER TECHNICALSPECIFICATION. | SET | 3 |  | INCLUDED
79 | 7000019713 | 340 | 220kV EHV Cable & Associated Equipments | 1000028468 | 220 KV OUTDOOR TERMINATION KIT SUITABLE FOR 220 KV XLPECABLE | SET | 8 |  | INCLUDED
80 | 7000019713 | 350 | 220kV EHV Cable & Associated Equipments | 1000032030 | 220KV HV POWER CABLE ALONG WITH ACCESSORIES | KM | 1.2 |  | INCLUDED
81 | 7000019713 | 360 | POWER & CONTROL CABLE | 1000032050 | 4PAIR, 0.5SQMM SCREENED CABLE | KM | 0.1 |  | INCLUDED
82 | 7000019713 | 370 | POWER & CONTROL CABLE | 1000056265 | 1.1KV GRADE 27CX1.5 SQMM CONTROL CABLE | KM | 1.1 |  | INCLUDED
83 | 7000019713 | 380 | POWER & CONTROL CABLE | 1000056264 | 1.1KV GRADE 19CX1.5 SQMM CONTROL CABLE | KM | 1 |  | INCLUDED
84 | 7000019713 | 390 | POWER & CONTROL CABLE | 1000031887 | 1.1KV GRADE 10CX2.5 SQMM CONTROL CABLE | KM | 4.3 |  | INCLUDED
85 | 7000019713 | 400 | POWER & CONTROL CABLE | 1000031987 | 1.1KV GRADE 5CX2.5 SQMM CONTROL CABLE | KM | 7.4 |  | INCLUDED
86 | 7000019713 | 410 | POWER & CONTROL CABLE | 1000031964 | 1.1KV GRADE 3CX2.5 SQMM CONTROL CABLE | KM | 2.5 |  | INCLUDED
87 | 7000019713 | 420 | POWER & CONTROL CABLE | 1000031943 | 1.1KV GRADE 2CX6 SQMM (PVC) POWER CABLE | KM | 0.8 |  | INCLUDED
88 | 7000019713 | 430 | POWER & CONTROL CABLE | 1000031985 | 1.1KV GRADE 4CX6 SQMM (PVC) POWER CABLE | KM | 0.8 |  | INCLUDED
89 | 7000019713 | 440 | POWER & CONTROL CABLE | 1000031976 | 1.1KV GRADE 4CX16 SQMM (PVC) POWER CABLE | KM | 1 |  | INCLUDED
90 | 7000019713 | 450 | POWER & CONTROL CABLE | 1000031957 | 1.1KV GRADE 3.5CX70 SQMM (PVC) POWER CABLE | KM | 1 |  | INCLUDED
91 | 7000019713 | 460 | POWER & CONTROL CABLE | 1000031951 | 1.1KV GRADE 3.5CX300 SQMM (XLPE) POWER CABLE | KM | 0.5 |  | INCLUDED
92 | 7000019713 | 470 | AIR CONDITIONING & VENTILATION SYSTEM | 1000006284 | Air conditioning system for Switchyard Panel Room of 6m length | SET | 1 |  | INCLUDED
93 | 7000019713 | 480 | FIRE FIGHTING SYSTEM | 1000055456 | HVW SPRAY SYSTEM, HYDRANT SYSTEM AND COMPLETE U/G & O/G PIPING ANDACCESSORIES ETC. OUT SIDE THE PUMP HOUSE FOR 400KV, 3-PHASEAUTOTRANSFORMER | SET | 1 |  | INCLUDED
94 | 7000019713 | 490 | FIRE FIGHTING SYSTEM | 1000012018 | Fire Detection and Alarm System for Switchyard Panel Room of 6 mlength | SET | 1 |  | INCLUDED
95 | 7000019713 | 500 | FIRE FIGHTING SYSTEM | 1000012022 | 4.5 kg CO2 type Portable Fire extinguisher | EA | 1 |  | INCLUDED
96 | 7000019713 | 510 | ILLUMINATION SYSTEM | 1000013795 | Illumination System for switchyard panel room of 6 m length | LS | 1 |  | INCLUDED
97 | 7000019713 | 520 | ILLUMINATION SYSTEM | 1000038385 | FIRE WALL MOUNTED LED LUMINARIE TYPE FL-2 (250W) | EA | 2 |  | INCLUDED
98 | 7000019713 | 530 | ILLUMINATION SYSTEM | 1000038325 | LIGHTING FIXTURE LED LUMINAIRES TYPE FL2 AS PER TECH. SPECIFICATIONS | EA | 10 |  | INCLUDED
99 | 7000019713 | 540 | ILLUMINATION SYSTEM | 1000038387 | LED FLOOD LIGHT LUMINARIESTYPE FL-1 (150W) AS PER TECHNICALSPECIFICATION | EA | 20 |  | INCLUDED
100 | 7000019713 | 550 | ILLUMINATION SYSTEM | 1000001894 | Outdoor Power Receptacle for oilfiltration unit (250A) | EA | 1 |  | INCLUDED
101 | 7000019713 | 560 | ILLUMINATION SYSTEM | 1000014548 | Lighting Panel type ACP-3 as per technical specification | EA | 3 |  | INCLUDED
102 | 7000019713 | 570 | 400kV Equipment support structures | 1000017567 | Standard Pipe Structure for 400kV BPI (excluding wave trap) | EA | 3 |  | INCLUDED
103 | 7000019713 | 580 | 400kV Equipment support structures | 1000020192 | Fabrication, galvanising and supply ofStandard Pipe Structure - 400 kV,1-Phase, CT including nuts, bolts, alltype of washers, packplates, step boltsand gusset plates excluding foundationbolts | EA | 3 |  | INCLUDED
104 | 7000019713 | 590 | 400kV Equipment support structures | 1000020194 | Fabrication, galvanising and supply ofStandard Pipe Structure - 400 kV,3-Phase, ISOLATOR including nuts,bolts, all type of washers, packplates,step bolts and gusset plates excludingfoundation bolts | EA | 2 |  | INCLUDED
105 | 7000019713 | 600 | 400kV Equipment support structures | 1000020195 | Fabrication, galvanising and supply ofStandard Pipe Structure - 400 kV,1-Phase, SA including nuts, bolts,all type of washers, packplates, stepbolts and gusset plates excludingfoundation bolts | EA | 3 |  | INCLUDED
106 | 7000019713 | 610 | 220 kV Towers | 1000020099 | Fabrication, galvanising and supply of Standard 220 kV Tower CCincluding nuts, bolts, all type of washers, packplates, step bolts andgusset plates excluding foundation bolts | EA | 1 |  | INCLUDED
107 | 7000019713 | 620 | 220 kV Towers | 1000020103 | Fabrication, galvanising and supply of Standard 220 kV Tower CTAincluding nuts, bolts, all type of washers, packplates, step bolts andgusset plates excluding foundation bolts | EA | 2 |  | INCLUDED
108 | 7000019713 | 630 | 220 kV Towers | 1000020104 | Fabrication, galvanising and supply of Standard 220 kV Tower CTBincluding nuts, bolts, all type of washers, packplates, step bolts andgusset plates excluding foundation bolts | EA | 2 |  | INCLUDED
109 | 7000019713 | 640 | 220 kV Towers | 1000020105 | Fabrication, galvanising and supply of Standard 220 kV Tower CTCincluding nuts, bolts, all type of washers, packplates, step bolts andgusset plates excluding foundation bolts | EA | 1 |  | INCLUDED
110 | 7000019713 | 650 | 220 kV Towers | 1000020109 | Fabrication, galvanising and supply of Standard 220 kV Tower CTGincluding nuts, bolts, all type of washers, packplates, step bolts andgusset plates excluding foundation bolts | EA | 2 |  | INCLUDED
111 | 7000019713 | 660 | 220 kV Towers | 1000020110 | Fabrication, galvanising and supply of Standard 220 kV Tower CTHincluding nuts, bolts, all type of washers, packplates, step bolts andgusset plates excluding foundation bolts | EA | 1 |  | INCLUDED
112 | 7000019713 | 670 | 220 kV Towers | 1000020086 | Fabrication, galvanising and supply of Standard 220 kV Gantry B1including nuts, bolts, all type of washers, packplates, step bolts andgusset plates excluding foundation bolts | EA | 3 |  | INCLUDED
113 | 7000019713 | 680 | 220 kV Towers | 1000020088 | Fabrication, galvanising and supply of Standard 220 kV Gantry BG1including nuts, bolts, all type of washers, packplates, step bolts andgusset plates excluding foundation bolts | EA | 5 |  | INCLUDED
114 | 7000019713 | 690 | 220 kV Towers | 1000063971 | Fabrication, galvanising and supply of Standard 220 kV Tower CTA (W/OPeak)including nuts, bolts, all type of washers, packplates, step boltsand gusset plates excluding foundation bolts | EA | 2 |  | INCLUDED
115 | 7000019713 | 700 | 220kV Equipment support structures | 1000017565 | Fabrication, galvanising and supply of Std Pipe Structure - 220 kV highBPI including nuts, bolts, all type of washers, packplates, step boltsand gusset plates excluding foundation bolts | EA | 3 |  | INCLUDED
116 | 7000019713 | 710 | 220kV Equipment support structures | 1000017562 | Standard Pipe Structure for 220kV BPI (excluding wave trap) | EA | 12 |  | INCLUDED
117 | 7000019713 | 720 | 220kV Equipment support structures | 1000020187 | Fabrication, galvanising and supply of Standard Pipe Structure - 220kV CT including nuts, bolts, all type of washers, packplates, stepbolts and gusset plates excluding foundation bolts | EA | 3 |  | INCLUDED
118 | 7000019713 | 730 | 220kV Equipment support structures | 1000020189 | Fabrication, galvanising and supply of Standard Pipe Structure - 220kV ISOLATOR including nuts, bolts, all type of washers, packplates,step bolts and gusset plates excluding foundation bolts | EA | 4 |  | INCLUDED
119 | 7000019713 | 740 | 220kV Equipment support structures | 1000020190 | Fabrication, galvanising and supply of Standard Pipe Structure - 220kV SA including nuts, bolts, all type of washers, packplates, stepbolts and gusset plates excluding foundation bolts | EA | 6 |  | INCLUDED
120 | 7000019713 | 940 | Mandatory spare LOT | 1000032289 | SPARES FOFIRE PROTECTION SYSTEM | SET | 1 |  | INCLUDED
121 | 7000019713 | 950 | Mandatory spare LOT | 1000019912 | Relay & protection Panels (with automation) | LS | 1 |  | INCLUDED
122 | 7000019713 | 960 | Mandatory spare LOT | 1000019927 | Spares-Substation Automation System | LS | 1 |  | INCLUDED
123 | 7000019713 | 970 | SUPPY OF FDN BOLTS, FASTENERS, LATTICE | 1000015954 | Fabrication, galvanising and supply of Lattice Structures (MS Steel),to be designed during detailed engineering, for towers, beams andequipment support structure including pack plates / packwashers andgusset plates excluding fasteners and foundation bolts | MT | 1.5 |  | INCLUDED
124 | 7000019713 | 980 | SUPPY OF FDN BOLTS, FASTENERS, LATTICE | 1000011713 | Fabrication, galvanising and supply of fasteners ( nuts, bolts andwashers ) including step bolts for lattice and pipe structures to bedesigned during detailed engineering | MT | 0.1 |  | INCLUDED
125 | 7000019713 | 990 | SUPPY OF FDN BOLTS, FASTENERS, LATTICE | 1000012373 | Fabrication, galvanising and supply of foundation bolts including nuts,checknut and washers for lattice and pipe structures to be designedduring detailed engineering | MT | 0.2 |  | INCLUDED
126 | 7000019713 | 1000 | SUPPY OF FDN BOLTS, FASTENERS, LATTICE | 1000012366 | Fabrication, galvanising and supply of 28mm dia foundation boltsincluding nuts, checknuts, washers and packplates. | EA | 324 |  | INCLUDED
127 | 7000019713 | 1020 | SUPPY OF FDN BOLTS, FASTENERS, LATTICE | 1000012368 | Fabrication, galvanising and supply of 40mm dia foundation boltsincluding nuts, checknuts, washers and packplates. | EA | 16 |  | INCLUDED
128 | 7000019713 | 1030 | SUPPY OF FDN BOLTS, FASTENERS, LATTICE | 1000012369 | Fabrication, galvanising and supply of 56mm dia foundation boltsincluding nuts, checknuts, washers and packplates | EA | 96 |  | INCLUDED
129 | 7000019713 | 1060 | SAS | 1000001333 | Augmentation of Substation automation System for 220kV bay as perTechnical Specification | EA | 1 |  | INCLUDED
D | 500MVA 400/230kV 4th ICT at Hosur
130 | 7000019714 | 870 | Main Equipment | 1000013986 | Insulating Oil for 500MVA, 400KV/220/33 KV, 3-phase Autotransformer | SET | 1 |  | INCLUDED
131 | 7000019714 | 880 | Main Equipment | 1000028101 | 500MVA, 400KV/230/33 KV, 3-phase Autotransformer | EA | 1 |  | INCLUDED
132 | 7000019714 | 890 | Main Equipment | 1000030470 | Digital RTCC Panel consist of digital RTCC relays as per technicalspecification | SET | 1 |  | INCLUDED
133 | 7000019714 | 900 | Mandatory Spares for 500MVA Transformer | 1000016676 | Oil cooler pump with motor for 400kV Transformer | SET | 1 |  | INCLUDED
134 | 7000019714 | 910 | Mandatory Spares for 500MVA Transformer | 1000009731 | Cooler fan with motor for 400kV Transformer | EA | 1 |  | INCLUDED
135 | 7000019714 | 920 | Mandatory Spares for 500MVA Transformer | 1000007922 | Buchholz Relay (Main Tank) complete with float and contacts forTransformer | SET | 1 |  | INCLUDED
136 | 7000019714 | 930 | Mandatory Spares for 500MVA Transformer | 1000028280 | Magnetic Oil Level Gauge | EA | 1 |  | INCLUDED
137 | 7000019714 | 940 | Mandatory Spares for 500MVA Transformer | 1000009586 | Starters, contactors, switches and relays for electrical controlpanels of 400kV T/F (one set of each type) | SET | 1 |  | INCLUDED
138 | 7000019714 | 950 | Mandatory Spares for 500MVA Transformer | 1000016694 | Oil flow indicator for 400kV T/F with flow switch | SET | 1 |  | INCLUDED
139 | 7000019714 | 960 | Mandatory Spares for 500MVA Transformer | 1000032089 | SPARES INSULATING OIL TO BE HANDED OVER TO OWNER AFTER COMMISSIONING | KL | 5 |  | INCLUDED
140 | 7000019714 | 970 | Mandatory Spares for 500MVA Transformer | 1000002071 | 36kV, 2000A Bushing with metal parts andgaskets for Transformer | EA | 1 |  | INCLUDED
141 | 7000019714 | 980 | Mandatory Spares for 500MVA Transformer | 1000028774 | Local winding temperature indicator (WTI) with contact | EA | 1 |  | INCLUDED
142 | 7000019714 | 990 | Mandatory Spares for 500MVA Transformer | 1000026245 | OTI complete with contacts & sensing device | SET | 1 |  | INCLUDED
143 | 7000019714 | 1000 | Mandatory Spares for 500MVA Transformer | 1000004920 | 52kV, 3150A Bushing with metal parts andgaskets | EA | 1 |  | INCLUDED
144 | 7000019714 | 1010 | Mandatory Spares for 500MVA Transformer | 1000004384 | 420kV, 1250A Bushing with metal partsand gaskets | EA | 1 |  | INCLUDED
145 | 7000019714 | 1020 | Mandatory Spares for 500MVA Transformer | 1000001698 | 245kV, 2000A Bushing with metal partsand gaskets | EA | 1 |  | INCLUDED
E | Extn of 400/230kV Hosur SS for 4th ICT
146 | 7000019714 | 10 | Erection Hardware for 420 kV I Type S/Y | 1000011320 | Erection Hardware for 400kV I type layout-Any feeder Extn. on existinghalf dia. as per technical specification | SET | 1 |  | INCLUDED
147 | 7000019714 | 20 | Erection Hardware for 420 kV I Type S/Y | 1000011325 | Erection Hardware for 400kV I type layout-Re-oriented Transformer bayas per technical specification | SET | 1 |  | INCLUDED
148 | 7000019714 | 30 | 420kV Insulator and Hardware | 1000055987 | 400KV SUSPENSION INSULATOR STRING AND ASSOCIATED HARDWARE FITTINGSWITH DROP CLAMP SUITABLE FOR TWIN CONDUCTOR | EA | 3 |  | INCLUDED
149 | 7000019714 | 40 | Erection Hardware for 220 kV DMT Type S | 1000011256 | Erection Hardware for 220kV layout (Double Main and TransferScheme)-Bus work (two Bay) as per technical specification | SET | 1 |  | INCLUDED
150 | 7000019714 | 50 | Erection Hardware for 220 kV DMT Type S | 1000011264 | Erection Hardware for 220kV layout (Double Main and TransferScheme)-Transformer Bay as per technical specification | SET | 1 |  | INCLUDED
151 | 7000019714 | 60 | 220kV Insulator and Hardware | 1000055983 | 220KV TENSION INSULATOR STRING AND ASSOCIATED HARDWARE FITTINGS WITHTURN BUCKLE SUITABLE FOR TWIN CONDUCTOR | EA | 12 |  | INCLUDED
152 | 7000019714 | 70 | 220kV Insulator and Hardware | 1000055981 | 220KV TENSION INSULATOR STRING AND ASSOCIATED HARDWARE FITTINGS WITHTURN BUCKLE SUITABLE FOR QUAD CONDUCTOR | EA | 6 |  | INCLUDED
153 | 7000019714 | 80 | 220kV Insulator and Hardware | 1000055980 | 220KV TENSION INSULATOR STRING AND ASSOCIATED HARDWARE FITTINGSWITHOUT TURN BUCKLE SUITABLE FOR TWIN CONDUCTOR | EA | 12 |  | INCLUDED
154 | 7000019714 | 90 | 220kV Insulator and Hardware | 1000055978 | 220KV TENSION INSULATOR STRING AND ASSOCIATED HARDWARE FITTINGSWITHOUT TURN BUCKLE SUITABLE FOR QUAD CONDUCTOR | EA | 6 |  | INCLUDED
155 | 7000019714 | 100 | 220kV Insulator and Hardware | 1000055977 | 220KV SUSPENSION INSULATOR STRING AND ASSOCIATED HARDWARE FITTINGSWITH THROUGH CLAMP SUITABLE FOR TWIN CONDUCTOR | EA | 9 |  | INCLUDED
156 | 7000019714 | 110 | 220kV Insulator and Hardware | 1000055975 | 220KV SUSPENSION INSULATOR STRING AND ASSOCIATED HARDWARE FITTINGSWITH DROP CLAMP SUITABLE FOR TWIN CONDUCTOR | EA | 6 |  | INCLUDED
157 | 7000019714 | 120 | Earthmat | 1000032055 | 40 MM MS ROD FOR MAIN EARTHMAT | KM | 0.5 |  | INCLUDED
158 | 7000019714 | 130 | CSD | 1000009713 | Controlled Switching Device for 420 kV, 3-ph Circuit Breaker | EA | 1 |  | INCLUDED
159 | 7000019714 | 140 | CRP for conventianal 420kV Bays | 1000055445 | 400KV CIRCUIT BREAKER RELAY PANEL | EA | 1 |  | INCLUDED
160 | 7000019714 | 150 | CRP for conventianal 420kV Bays | 1000004273 | 400kV Transformer Protection Panel (For both HV & MV side) | EA | 1 |  | INCLUDED
161 | 7000019714 | 160 | CRP for conventianal 420kV Bays | 1000002167 | Augmentation of existing 400kV Control Panel (Bus Scheme as per SLD) | EA | 1 |  | INCLUDED
162 | 7000019714 | 170 | CRP for CONV. 220kV Bays | 1000055442 | 220KV CIRCUIT BREAKER RELAY PANEL | EA | 1 |  | INCLUDED
163 | 7000019714 | 180 | CRP for CONV. 220kV Bays | 1000001342 | Augmentation of existing Simplex Control Panel for 220kV (Bus schemeas per SLD) | EA | 1 |  | INCLUDED
164 | 7000019714 | 190 | VMS | 1000030433 | COLOR IP CAMERA, WITH PAN, TILT AND ZOOM FACILITIES, ALONGWITH ALLREQUIRED ITEMS, ACCESSORIES, LINE INTERFACE UNITS, FIBER PATCH CORDS,POWER SUPPLY UNITS, JUNCTION BOXES, CABLES, FIBER OPTIC CABLES, ETC.,AND INCLUDING INTEGRATION IN EXISTING HARDWARE AND SOFTWARE FORAUGMENTATION OF VISUAL MONITORING SYSTEM AS PER TECHNICALSPECIFICATION. | SET | 2 |  | INCLUDED
165 | 7000019714 | 200 | LT SWITCHGEAR | 1000004304 | 415V ACDB (Extn.) | SET | 1 |  | INCLUDED
166 | 7000019714 | 210 | LT SWITCHGEAR | 1000001145 | 220V DCDB (Extn.) | SET | 1 |  | INCLUDED
167 | 7000019714 | 220 | POWER & CONTROL CABLE | 1000056265 | 1.1KV GRADE 27CX1.5 SQMM CONTROL CABLE | KM | 1.1 |  | INCLUDED
168 | 7000019714 | 230 | POWER & CONTROL CABLE | 1000056264 | 1.1KV GRADE 19CX1.5 SQMM CONTROL CABLE | KM | 1 |  | INCLUDED
169 | 7000019714 | 240 | POWER & CONTROL CABLE | 1000031887 | 1.1KV GRADE 10CX2.5 SQMM CONTROL CABLE | KM | 5 |  | INCLUDED
170 | 7000019714 | 250 | POWER & CONTROL CABLE | 1000031987 | 1.1KV GRADE 5CX2.5 SQMM CONTROL CABLE | KM | 10 |  | INCLUDED
171 | 7000019714 | 260 | POWER & CONTROL CABLE | 1000031964 | 1.1KV GRADE 3CX2.5 SQMM CONTROL CABLE | KM | 2.5 |  | INCLUDED
172 | 7000019714 | 270 | POWER & CONTROL CABLE | 1000031943 | 1.1KV GRADE 2CX6 SQMM (PVC) POWER CABLE | KM | 0.8 |  | INCLUDED
173 | 7000019714 | 280 | POWER & CONTROL CABLE | 1000031985 | 1.1KV GRADE 4CX6 SQMM (PVC) POWER CABLE | KM | 0.8 |  | INCLUDED
174 | 7000019714 | 290 | POWER & CONTROL CABLE | 1000031976 | 1.1KV GRADE 4CX16 SQMM (PVC) POWER CABLE | KM | 1 |  | INCLUDED
175 | 7000019714 | 300 | POWER & CONTROL CABLE | 1000031957 | 1.1KV GRADE 3.5CX70 SQMM (PVC) POWER CABLE | KM | 1 |  | INCLUDED
176 | 7000019714 | 310 | POWER & CONTROL CABLE | 1000031951 | 1.1KV GRADE 3.5CX300 SQMM (XLPE) POWER CABLE | KM | 0.5 |  | INCLUDED
177 | 7000019714 | 320 | FIRE FIGHTING SYSTEM | 1000055456 | HVW SPRAY SYSTEM, HYDRANT SYSTEM AND COMPLETE U/G & O/G PIPING ANDACCESSORIES ETC. OUT SIDE THE PUMP HOUSE FOR 400KV, 3-PHASEAUTOTRANSFORMER | SET | 1 |  | INCLUDED
178 | 7000019714 | 330 | ILLUMINATION SYSTEM | 1000014548 | Lighting Panel type ACP-3 as per technical specification | EA | 3 |  | INCLUDED
179 | 7000019714 | 340 | ILLUMINATION SYSTEM | 1000001894 | Outdoor Power Receptacle for oilfiltration unit (250A) | EA | 1 |  | INCLUDED
180 | 7000019714 | 350 | ILLUMINATION SYSTEM | 1000038387 | LED FLOOD LIGHT LUMINARIESTYPE FL-1 (150W) AS PER TECHNICALSPECIFICATION | EA | 20 |  | INCLUDED
181 | 7000019714 | 360 | ILLUMINATION SYSTEM | 1000038325 | LIGHTING FIXTURE LED LUMINAIRES TYPE FL2 AS PER TECH. SPECIFICATIONS | EA | 15 |  | INCLUDED
182 | 7000019714 | 370 | ILLUMINATION SYSTEM | 1000038385 | FIRE WALL MOUNTED LED LUMINARIE TYPE FL-2 (250W) | EA | 2 |  | INCLUDED
183 | 7000019714 | 380 | 400kV Equipment support structures | 1000020195 | Fabrication, galvanising and supply ofStandard Pipe Structure - 400 kV,1-Phase, SA including nuts, bolts,all type of washers, packplates, stepbolts and gusset plates excludingfoundation bolts | EA | 3 |  | INCLUDED
184 | 7000019714 | 390 | 400kV Equipment support structures | 1000020194 | Fabrication, galvanising and supply ofStandard Pipe Structure - 400 kV,3-Phase, ISOLATOR including nuts,bolts, all type of washers, packplates,step bolts and gusset plates excludingfoundation bolts | EA | 2 |  | INCLUDED
185 | 7000019714 | 400 | 400kV Equipment support structures | 1000020192 | Fabrication, galvanising and supply ofStandard Pipe Structure - 400 kV,1-Phase, CT including nuts, bolts, alltype of washers, packplates, step boltsand gusset plates excluding foundationbolts | EA | 3 |  | INCLUDED
186 | 7000019714 | 410 | 400kV Equipment support structures | 1000017567 | Standard Pipe Structure for 400kV BPI (excluding wave trap) | EA | 9 |  | INCLUDED
187 | 7000019714 | 420 | 220 kV Towers | 1000020097 | Fabrication, galvanising and supply of Standard 220 kV Tower CAincluding nuts, bolts, all type of washers, packplates, step bolts andgusset plates excluding foundation bolts | EA | 2 |  | INCLUDED
188 | 7000019714 | 430 | 220 kV Towers | 1000020092 | Fabrication, galvanising and supply of Standard 220 kV Tower (w/opeak) CA including nuts, bolts, all type of washers, packplates, stepbolts and gusset plates excluding foundation bolts | EA | 2 |  | INCLUDED
189 | 7000019714 | 440 | 220 kV Towers | 1000020098 | Fabrication, galvanising and supply of Standard 220 kV Tower CBincluding nuts, bolts, all type of washers, packplates, step bolts andgusset plates excluding foundation bolts | EA | 1 |  | INCLUDED
190 | 7000019714 | 450 | 220 kV Towers | 1000020099 | Fabrication, galvanising and supply of Standard 220 kV Tower CCincluding nuts, bolts, all type of washers, packplates, step bolts andgusset plates excluding foundation bolts | EA | 1 |  | INCLUDED
191 | 7000019714 | 460 | 220 kV Towers | 1000020100 | Fabrication, galvanising and supply of Standard 220 kV Tower CDincluding nuts, bolts, all type of washers, packplates, step bolts andgusset plates excluding foundation bolts | EA | 1 |  | INCLUDED
192 | 7000019714 | 470 | 220 kV Towers | 1000020110 | Fabrication, galvanising and supply of Standard 220 kV Tower CTHincluding nuts, bolts, all type of washers, packplates, step bolts andgusset plates excluding foundation bolts | EA | 1 |  | INCLUDED
193 | 7000019714 | 480 | 220 kV Towers | 1000020111 | Fabrication, galvanising and supply of Standard 220 kV Tower CTIincluding nuts, bolts, all type of washers, packplates, step bolts andgusset plates excluding foundation bolts | EA | 2 |  | INCLUDED
194 | 7000019714 | 490 | 220 kV Towers | 1000020086 | Fabrication, galvanising and supply of Standard 220 kV Gantry B1including nuts, bolts, all type of washers, packplates, step bolts andgusset plates excluding foundation bolts | EA | 4 |  | INCLUDED
195 | 7000019714 | 500 | 220 kV Towers | 1000020087 | Fabrication, galvanising and supply of Standard 220 kV Gantry BAincluding nuts, bolts, all type of washers, packplates, step bolts andgusset plates excluding foundation bolts | EA | 1 |  | INCLUDED
196 | 7000019714 | 510 | 220 kV Towers | 1000020089 | Fabrication, galvanising and supply of Standard 220 kV Gantry BGAincluding nuts, bolts, all type of washers, packplates, step bolts andgusset plates excluding foundation bolts | EA | 2 |  | INCLUDED
197 | 7000019714 | 520 | 220 kV Towers | 1000020090 | Fabrication, galvanising and supply of Std LM (40m) includingnuts, bolts, all type of washers, packplates, step bolts and gussetplates excluding foundation bolts | EA | 1 |  | INCLUDED
198 | 7000019714 | 530 | 220kV Equipment support structures | 1000017565 | Fabrication, galvanising and supply of Std Pipe Structure - 220 kV highBPI including nuts, bolts, all type of washers, packplates, step boltsand gusset plates excluding foundation bolts | EA | 3 |  | INCLUDED
199 | 7000019714 | 540 | 220kV Equipment support structures | 1000017562 | Standard Pipe Structure for 220kV BPI (excluding wave trap) | EA | 12 |  | INCLUDED
200 | 7000019714 | 550 | 220kV Equipment support structures | 1000020187 | Fabrication, galvanising and supply of Standard Pipe Structure - 220kV CT including nuts, bolts, all type of washers, packplates, stepbolts and gusset plates excluding foundation bolts | EA | 3 |  | INCLUDED
201 | 7000019714 | 560 | 220kV Equipment support structures | 1000020189 | Fabrication, galvanising and supply of Standard Pipe Structure - 220kV ISOLATOR including nuts, bolts, all type of washers, packplates,step bolts and gusset plates excluding foundation bolts | EA | 4 |  | INCLUDED
202 | 7000019714 | 570 | 220kV Equipment support structures | 1000020190 | Fabrication, galvanising and supply of Standard Pipe Structure - 220kV SA including nuts, bolts, all type of washers, packplates, stepbolts and gusset plates excluding foundation bolts | EA | 3 |  | INCLUDED
203 | 7000019714 | 750 | SUPPY OF FDN BOLTS, FASTENERS, LATTICE | 1000015952 | Fabrication, galvanising and supply of Equipment Support (Pipe)Structures to be designed during detailed engineering | MT | 2 |  | INCLUDED
204 | 7000019714 | 760 | SUPPY OF FDN BOLTS, FASTENERS, LATTICE | 1000011713 | Fabrication, galvanising and supply of fasteners ( nuts, bolts andwashers ) including step bolts for lattice and pipe structures to bedesigned during detailed engineering | MT | 0.15 |  | INCLUDED
205 | 7000019714 | 770 | SUPPY OF FDN BOLTS, FASTENERS, LATTICE | 1000012373 | Fabrication, galvanising and supply of foundation bolts including nuts,checknut and washers for lattice and pipe structures to be designedduring detailed engineering | MT | 0.15 |  | INCLUDED
206 | 7000019714 | 780 | SUPPY OF FDN BOLTS, FASTENERS, LATTICE | 1000012366 | Fabrication, galvanising and supply of 28mm dia foundation boltsincluding nuts, checknuts, washers and packplates. | EA | 316 |  | INCLUDED
207 | 7000019714 | 800 | SUPPY OF FDN BOLTS, FASTENERS, LATTICE | 1000012368 | Fabrication, galvanising and supply of 40mm dia foundation boltsincluding nuts, checknuts, washers and packplates. | EA | 96 |  | INCLUDED
208 | 7000019714 | 810 | SUPPY OF FDN BOLTS, FASTENERS, LATTICE | 1000012369 | Fabrication, galvanising and supply of 56mm dia foundation boltsincluding nuts, checknuts, washers and packplates | EA | 80 |  | INCLUDED
209 | 7000019714 | 840 | Mandatory spare LOT | 1000032289 | SPARES FOFIRE PROTECTION SYSTEM | SET | 1 |  | INCLUDED
210 | 7000019714 | 850 | Mandatory spare LOT | 1000019912 | Relay & protection Panels (with automation) | LS | 1 |  | INCLUDED
211 | 7000019714 | 860 | Mandatory spare LOT | 1000019927 | Spares-Substation Automation System | LS | 1 |  | INCLUDED
[5 empty] | TOTAL |  |  |  | 0 |  | 0
Note: Bidders to note that the item description under various schedules are through unique material ID for respective items under SAP ERP System and therefore, identical item description appears in schedule-1(Ex-works) & schedule-2(F&I). However, the prices to be quoted in Price Schedule-2(F&I) shall be towards Local Transportation, In-transit Insurance, loading and unloading only in line with clause ITB 11.4(b).
| Date |  |  |  |  | Printed Name
| Place |  |  |  |  | Designation

## Sch-3
SPEC. NO.: CC/NT/AIS/DOM/A04/22/00233 | [14 empty] | Schedule - 3
Substation Package SS-100 for (i) Extn. of 400/230kV Arasur S/S including supply of one no. 500MVA ICT associated with Augmentation of Transformation Capacity by 1x500MVA, 400/230kV ICT (4th) at Arasur substation (ii) Extn. of 400/230kV Hosur S/S including supply of one no. 500MVA ICT associated with Augmentation of Transformation Capacity by 1x500 MVA, 400/230kV ICT (4th) at Hosur substation (iii) Extn. of 400/220kV Raigarh (PG) S/S associated with Augmentation of Transformation Capacity by 1x500 MVA, 400/220kV ICT (3rd) at Raigarh (PG) substation
(SCHEDULE OF RATES AND PRICES )
BIDDER:
0 | [11 empty] | To:
Bidder’s Name and Address (Sole Bidder) : | [11 empty] | Contract Services
Name : | [11 empty] | Power Grid Corporation of India Ltd.,
Address : | [11 empty] | "Saudamini", Plot No.-2
Sector-29,
Gurgaon (Haryana) - 122001
Installation Charges :
SI. No. | PR No | PR Line Item No | Activity Header | PR Activity No | Activity Description | Service Code | SAC (Service Accounting Codes) | Whether SAC in column ‘8’ is confirmed. If not indicate applicable the SAC # | Rate of GST applicable (in %) | Whether rate of GST in column ‘10’ is confirmed. If not indicate applicable rate of GST # | Description | Unit | Quantity | Unit Erection Charges | Total Erection Charges |  | GST Before Discount | Discount | Total Price after discount | GST After Discount
1 | 2 | 3 | 4 | 5 | 6 | 7 | 8 | 9 | 10 | 11 | 12 | 13 | 14 | 15 | 16=14*15
1: A; 2: BOQ RAIGARH EXTN 3rd ICT | [6 empty] | Rounded off UnitPrice | Total Corrected Price (excl. GST) | GST rate | GST Amount
1 | 7000020160 | 420 | 1330 | 10 | Insta. 420kV, 40kA AIS EQUIPMENT | 100000263 | 998736 |  | 18 |  | 420kV, 3150A, 40kA Circuit Breaker(3-Phase) without closing resistor(with support structure) | EA | 1 |  | INCLUDED | 0 | 0 | 0 | 0 | 0 | 0 | 0 | 0 | 0.18 | 0
2 | 7000020160 | 420 | 1330 | 20 | Insta. 420kV, 40kA AIS EQUIPMENT | 100000271 | 998736 |  | 18 |  | 420 kV, 3000A, 40KA, 1-Phase CurrentTransformer with 120% extended currentrating | EA | 3 |  | INCLUDED | 0 | 0 | 0 | 0 | 0 | 0 | 0 | 0 | 0.18 | 0
3 | 7000020160 | 420 | 1330 | 30 | Insta. 420kV, 40kA AIS EQUIPMENT | 100000281 | 998736 |  | 18 |  | 420kV, 3150A, 40KA, Isolator (3-phase)(Double Break) with one E/S | EA | 2 |  | INCLUDED | 0 | 0 | 0 | 0 | 0 | 0 | 0 | 0 | 0.18 | 0
4 | 7000020160 | 420 | 1330 | 40 | Insta. 420kV, 40kA AIS EQUIPMENT | 100000328 | 998736 |  | 18 |  | 336kV Surge Arrester (1-phase) | EA | 3 |  | INCLUDED | 0 | 0 | 0 | 0 | 0 | 0 | 0 | 0 | 0.18 | 0
5 | 7000020160 | 420 | 1330 | 50 | Insta. 420kV, 40kA AIS EQUIPMENT | 100005443 | 998734 |  | 18 |  | 420KV, 1-PHASE BUS POST INSULATORS | EA | 5 |  | INCLUDED | 0 | 0 | 0 | 0 | 0 | 0 | 0 | 0 | 0.18 | 0
6 | 7000020160 | 430 | 1350 | 10 | Insta. 245kV, 40kA AIS EQUIPMENT | 100000435 | 998736 |  | 18 |  | 245kV, 1600A, 40KA Circuit Breaker(3-Phase) with support structure | EA | 1 |  | INCLUDED | 0 | 0 | 0 | 0 | 0 | 0 | 0 | 0 | 0.18 | 0
7 | 7000020160 | 430 | 1350 | 20 | Insta. 245kV, 40kA AIS EQUIPMENT | 100000461 | 998736 |  | 18 |  | 245kV, 1600A, 40 KA, 3-phase DoubleBreak Isolator with one E/S | EA | 1 |  | INCLUDED | 0 | 0 | 0 | 0 | 0 | 0 | 0 | 0 | 0.18 | 0
8 | 7000020160 | 430 | 1350 | 30 | Insta. 245kV, 40kA AIS EQUIPMENT | 100000462 | 998736 |  | 18 |  | 245kV, 1600A, 40 KA, 3-phase DoubleBreak Isolator with two E/S | EA | 1 |  | INCLUDED | 0 | 0 | 0 | 0 | 0 | 0 | 0 | 0 | 0.18 | 0
9 | 7000020160 | 430 | 1350 | 40 | Insta. 245kV, 40kA AIS EQUIPMENT | 100000464 | 998736 |  | 18 |  | 245kV, 1600A, 40 KA, 3-phase DoubleBreak Tandem Isolator without E/S | EA | 2 |  | INCLUDED | 0 | 0 | 0 | 0 | 0 | 0 | 0 | 0 | 0.18 | 0
10 | 7000020160 | 430 | 1350 | 50 | Insta. 245kV, 40kA AIS EQUIPMENT | 100000443 | 998736 |  | 18 |  | 245 kV, 1600A, 40KA, 1-Phase CurrentTransformer with 120% extended currentrating | EA | 3 |  | INCLUDED | 0 | 0 | 0 | 0 | 0 | 0 | 0 | 0 | 0.18 | 0
11 | 7000020160 | 430 | 1350 | 60 | Insta. 245kV, 40kA AIS EQUIPMENT | 100000484 | 998736 |  | 18 |  | 216kV Surge Arrester (1-phase) | EA | 3 |  | INCLUDED | 0 | 0 | 0 | 0 | 0 | 0 | 0 | 0 | 0.18 | 0
12 | 7000020160 | 430 | 1350 | 70 | Insta. 245kV, 40kA AIS EQUIPMENT | 100001907 | 998736 |  | 18 |  | 245 kV,1 phase Bus Post Insulator (except for Line Traps) | EA | 12 |  | INCLUDED | 0 | 0 | 0 | 0 | 0 | 0 | 0 | 0 | 0.18 | 0
13 | 7000020160 | 440 | 1410 | 10 | Erection Hardware for 420 kV I Type S/Y | 100000330 | 998731 |  | 18 |  | Erection Hardware for 400kV I type layout-Transformer bay as per specification | SET | 1 |  | INCLUDED | 0 | 0 | 0 | 0 | 0 | 0 | 0 | 0 | 0.18 | 0
14 | 7000020160 | 450 | 1430 | 10 | Erection Hardware for 220 kV DMT Type S | 100000486 | 998731 |  | 18 |  | Erection Hardware for 220kV layout (Double Main and Transfer Scheme as per SLD)-Transformer Bay as per specification | SET | 1 |  | INCLUDED | 0 | 0 | 0 | 0 | 0 | 0 | 0 | 0 | 0.18 | 0
15 | 7000020160 | 600 | 1435 | 30 | Insta. 400kV hardware string | 100017131 | 998731 |  | 18 |  | 400KV SUSPENSION INSULATOR STRING AND ASSOCIATED HARDWARE FITTINGS WITH DROP CLAMP SUITABLE FOR TWIN CONDUCTOR | EA | 3 |  | INCLUDED | 0 | 0 | 0 | 0 | 0 | 0 | 0 | 0 | 0.18 | 0
16 | 7000020160 | 590 | 1440 | 10 | Insta. 220kv hardware string | 100017117 | 998731 |  | 18 |  | 220KV TENSION INSULATOR STRING AND ASSOCIATED HARDWARE FITTINGS WITH TURN BUCKLE SUITABLE FOR TWIN CONDUCTOR | EA | 6 |  | INCLUDED | 0 | 0 | 0 | 0 | 0 | 0 | 0 | 0 | 0.18 | 0
17 | 7000020160 | 590 | 1440 | 20 | Insta. 220kv hardware string | 100017118 | 998731 |  | 18 |  | 220KV TENSION INSULATOR STRING AND ASSOCIATED HARDWARE FITTINGS WITHOUT TURN BUCKLE SUITABLE FOR TWIN CONDUCTOR | EA | 6 |  | INCLUDED | 0 | 0 | 0 | 0 | 0 | 0 | 0 | 0 | 0.18 | 0
18 | 7000020160 | 590 | 1440 | 30 | Insta. 220kv hardware string | 100017121 | 998731 |  | 18 |  | 220KV SUSPENSION INSULATOR STRING AND ASSOCIATED HARDWARE FITTINGS WITH THROUGH CLAMP SUITABLE FOR TWIN CONDUCTOR | EA | 3 |  | INCLUDED | 0 | 0 | 0 | 0 | 0 | 0 | 0 | 0 | 0.18 | 0
19 | 7000020160 | 590 | 1440 | 40 | Insta. 220kv hardware string | 100017122 | 998731 |  | 18 |  | 220KV SUSPENSION INSULATOR STRING AND ASSOCIATED HARDWARE FITTINGS WITH DROP CLAMP SUITABLE FOR TWIN CONDUCTOR | EA | 3 |  | INCLUDED | 0 | 0 | 0 | 0 | 0 | 0 | 0 | 0 | 0.18 | 0
20 | 7000020160 | 460 | 1451 | 10 | Insta. Earthmat | 100003103 | 998731 |  | 18 |  | 40 mm MS rod for Main Earthmat | KM | 1 |  | INCLUDED | 0 | 0 | 0 | 0 | 0 | 0 | 0 | 0 | 0.18 | 0
21 | 7000020160 | 470 | 1470 | 10 | Insta.CRP for 420kV Bays with SAS | 100000735 | 998736 |  | 18 |  | Augmentation of existing 400kV bus bar protection scheme.(No. of bays as per specification)-(with Automation) | SET | 1 |  | INCLUDED | 0 | 0 | 0 | 0 | 0 | 0 | 0 | 0 | 0.18 | 0
22 | 7000020160 | 470 | 1470 | 20 | Insta.CRP for 420kV Bays with SAS | 100000731 | 998736 |  | 18 |  | 400kV Transformer Protection Panel (For both HV & MV side)-(with Automation) | EA | 1 |  | INCLUDED | 0 | 0 | 0 | 0 | 0 | 0 | 0 | 0 | 0.18 | 0
23 | 7000020160 | 470 | 1470 | 40 | Insta.CRP for 420kV Bays with SAS | 100000728 | 998736 |  | 18 |  | 400kV Circuit Breaker Relay Panel with Auto Reclose (with Automation) | EA | 1 |  | INCLUDED | 0 | 0 | 0 | 0 | 0 | 0 | 0 | 0 | 0.18 | 0
24 | 7000020160 | 470 | 1470 | 50 | Insta.CRP for 420kV Bays with SAS | 100002238 | 998736 |  | 18 |  | Digital RTCC Panel consist of digital RTCC relays as per technical specification | SET | 1 |  | INCLUDED | 0 | 0 | 0 | 0 | 0 | 0 | 0 | 0 | 0.18 | 0
25 | 7000020160 | 480 | 1490 | 10 | Insta. CRP for 220kV Bays with SAS | 100000743 | 998736 |  | 18 |  | Augmentation of existing 220kV bus bar protection scheme.(No. of bays as per specification)-(with Automation) | SET | 1 |  | INCLUDED | 0 | 0 | 0 | 0 | 0 | 0 | 0 | 0 | 0.18 | 0
26 | 7000020160 | 480 | 1490 | 40 | Insta. CRP for 220kV Bays with SAS | 100000736 | 998736 |  | 18 |  | 220kV Circuit Breaker Relay Panel with Auto Reclose (with Automation) | EA | 1 |  | INCLUDED | 0 | 0 | 0 | 0 | 0 | 0 | 0 | 0 | 0.18 | 0
27 | 7000020160 | 490 | 1513 | 10 | Insta. SAS-AUG | 100002069 | 998736 |  | 18 |  | Augmentation of Substation automation System for 400kV Main bay as per Technical Specification | EA | 1 |  | INCLUDED | 0 | 0 | 0 | 0 | 0 | 0 | 0 | 0 | 0.18 | 0
28 | 7000020160 | 490 | 1513 | 20 | Insta. SAS-AUG | 100002070 | 998736 |  | 18 |  | Augmentation of Substation automation System for 220kV bay as per Technical Specification | EA | 1 |  | INCLUDED | 0 | 0 | 0 | 0 | 0 | 0 | 0 | 0 | 0.18 | 0
29 | 7000020160 | 610 | 1515 | 10 | Installation-Cable | 100002181 | 998736 |  | 18 |  | 1.1kV grade Power Cables (PVCinsulated)along withlugs,glands,straight joints &accessories,etc. | LS | 1 |  | INCLUDED | 0 | 0 | 0 | 0 | 0 | 0 | 0 | 0 | 0.18 | 0
30 | 7000020160 | 610 | 1515 | 20 | Installation-Cable | 100002182 | 998736 |  | 18 |  | 1.1kV grade Control Cables (PVCinsulated) along withlugs,glands,straight joints &accessories,etc. | LS | 1 |  | INCLUDED | 0 | 0 | 0 | 0 | 0 | 0 | 0 | 0 | 0.18 | 0
31 | 7000020160 | 500 | 1610 | 40 | Insta. FIRE FIGHTING SYSTEM | 100016783 | 998736 |  | 18 |  | HVW spray system, Hydrant system and complete U/G & O/G piping and accessories etc. out side the pump house for 400kV, 3-phaseAutotransformer | SET | 1 |  | INCLUDED | 0 | 0 | 0 | 0 | 0 | 0 | 0 | 0 | 0.18 | 0
32 | 7000020160 | 510 | 1620 | 10 | Insta. ILLUMINATION SYSTEM | 100001021 | 995461 |  | 18 |  | Lighting Panel type ACP-2 as per technical specification | EA | 2 |  | INCLUDED | 0 | 0 | 0 | 0 | 0 | 0 | 0 | 0 | 0.18 | 0
33 | 7000020160 | 510 | 1620 | 40 | Insta. ILLUMINATION SYSTEM | 100001885 | 998739 |  | 18 |  | Outdoor Power Receptacle for oilfiltration unit (250A) | EA | 1 |  | INCLUDED | 0 | 0 | 0 | 0 | 0 | 0 | 0 | 0 | 0.18 | 0
34 | 7000020160 | 510 | 1620 | 50 | Insta. ILLUMINATION SYSTEM | 100004852 | 998731 |  | 18 |  | Lighting Fixture LED Luminaires type FL-1 as per tech. specifications | EA | 10 |  | INCLUDED | 0 | 0 | 0 | 0 | 0 | 0 | 0 | 0 | 0.18 | 0
35 | 7000020160 | 510 | 1620 | 60 | Insta. ILLUMINATION SYSTEM | 100004926 | 998731 |  | 18 |  | Lighting Fixture LED Luminaires type FL2 as per tech. specifications | EA | 20 |  | INCLUDED | 0 | 0 | 0 | 0 | 0 | 0 | 0 | 0 | 0.18 | 0
36 | 7000020160 | 520 | 1680 | 10 | Insta. 220kV Equip. support structures | 100001225 | 995455 |  | 18 |  | Erection of Pipe Structure - 220 kV 1-Phase BPI including nuts, bolts, all type of washers, packplates, step bolts and gusset platesexcluding foundation bolts | EA | 9 |  | INCLUDED | 0 | 0 | 0 | 0 | 0 | 0 | 0 | 0 | 0.18 | 0
37 | 7000020160 | 520 | 1680 | 20 | Insta. 220kV Equip. support structures | 100001220 | 995455 |  | 18 |  | Erection of Pipe Structure - 220 kV 1-Phase CT including nuts, bolts, all type of washers, packplates, step bolts and gusset platesexcluding foundation bolts | EA | 3 |  | INCLUDED | 0 | 0 | 0 | 0 | 0 | 0 | 0 | 0 | 0.18 | 0
38 | 7000020160 | 520 | 1680 | 30 | Insta. 220kV Equip. support structures | 100001222 | 995455 |  | 18 |  | Erection of Pipe Structure - 220 kV 3-Phase ISOLATOR including nuts, bolts, all type of washers, packplates, step bolts and gussetplates excluding foundation bolts | EA | 4 |  | INCLUDED | 0 | 0 | 0 | 0 | 0 | 0 | 0 | 0 | 0.18 | 0
39 | 7000020160 | 520 | 1680 | 40 | Insta. 220kV Equip. support structures | 100001224 | 995455 |  | 18 |  | Erection of Pipe Structure - 220 kV 1-Phase SA including nuts, bolts, all type of washers, packplates, step bolts and gusset platesexcluding foundation bolts | EA | 3 |  | INCLUDED | 0 | 0 | 0 | 0 | 0 | 0 | 0 | 0 | 0.18 | 0
40 | 7000020160 | 520 | 1680 | 50 | Insta. 220kV Equip. support structures | 100001226 | 995455 |  | 18 |  | Erection of Pipe Structure - 220 kV 1-Phase High BPI including nuts, bolts, all type of washers, packplates, step bolts and gussetplates excluding foundation bolts | EA | 3 |  | INCLUDED | 0 | 0 | 0 | 0 | 0 | 0 | 0 | 0 | 0.18 | 0
41 | 7000020160 | 530 | 1700 | 10 | Insta. 400KV Equip. Structure | 100001212 | 995455 |  | 18 |  | Erection of Pipe Structure - 400 kV 1-Phase CT including nuts, bolts, all type of washers, packplates, step bolts and gusset platesexcluding foundation bolts | EA | 3 |  | INCLUDED | 0 | 0 | 0 | 0 | 0 | 0 | 0 | 0 | 0.18 | 0
42 | 7000020160 | 530 | 1700 | 20 | Insta. 400KV Equip. Structure | 100001217 | 995455 |  | 18 |  | Erection of Pipe Structure - 400 kV, 1-Phase, BPI, (Excluding Wave Trap), including nuts, bolts, all type of washers,packplates, step bolts and gusset plates excluding foundation bolts | EA | 5 |  | INCLUDED | 0 | 0 | 0 | 0 | 0 | 0 | 0 | 0 | 0.18 | 0
43 | 7000020160 | 530 | 1700 | 30 | Insta. 400KV Equip. Structure | 100001216 | 995455 |  | 18 |  | Erection of Pipe Structure - 400 kV 1-Phase SA including nuts, bolts, all type of washers, packplates, step bolts and gusset platesexcluding foundation bolts | EA | 3 |  | INCLUDED | 0 | 0 | 0 | 0 | 0 | 0 | 0 | 0 | 0.18 | 0
44 | 7000020160 | 530 | 1700 | 40 | Insta. 400KV Equip. Structure | 100001214 | 995455 |  | 18 |  | Erection of Pipe Structure - 400 kV 3-Phase ISOLATOR including nuts, bolts, all type of washers, packplates, step bolts and gussetplates excluding foundation bolts | EA | 2 |  | INCLUDED | 0 | 0 | 0 | 0 | 0 | 0 | 0 | 0 | 0.18 | 0
45 | 7000020160 | 620 | 1710 | 10 | Dismantling of Tower & Beam | 100005605 | 995455 |  | 18 |  | Dismantling of existing 400 kV tower including transportation and stacking of dismantled material at specified location | MT | 8 |  | INCLUDED | 0 | 0 | 0 | 0 | 0 | 0 | 0 | 0 | 0.18 | 0
46 | 7000020160 | 720 | 1925 | 10 | CIVIL WORKS | 100004518 | 995433 |  | 18 |  | Excavation in all kind of soil including rock for all leads and lifts, backfilling, disposal of surplus earth within a lead up to2Km as per technical specification. The surplus earth shall be roughly graded . | M3 | 1392 |  | INCLUDED | 0 | 0 | 0 | 0 | 0 | 0 | 0 | 0 | 0.18 | 0
47 | 7000020160 | 720 | 1925 | 20 | CIVIL WORKS | 100001325 | 995454 |  | 18 |  | Providing and laying of Plain Cement Concrete (PCC) (1:4:8) | M3 | 84 |  | INCLUDED | 0 | 0 | 0 | 0 | 0 | 0 | 0 | 0 | 0.18 | 0
48 | 7000020160 | 720 | 1925 | 30 | CIVIL WORKS | 100001328 | 995454 |  | 18 |  | Providing and laying Plain Cement Concrete 1:5:10 (1 cement : 5 sand : 10 brick aggregate) | M3 | 442 |  | INCLUDED | 0 | 0 | 0 | 0 | 0 | 0 | 0 | 0 | 0.18 | 0
49 | 7000020160 | 720 | 1925 | 40 | CIVIL WORKS | 100001327 | 995454 |  | 18 |  | Providing and laying of Reinforced Cement Concrete M25 mix including pre cast, shuttering, Grouting of pockets & underpinning butexcluding steel reinforcement | M3 | 634 |  | INCLUDED | 0 | 0 | 0 | 0 | 0 | 0 | 0 | 0 | 0.18 | 0
50 | 7000020160 | 720 | 1925 | 50 | CIVIL WORKS | 100001329 | 995454 |  | 18 |  | Steel Reinforcement | MT | 44 |  | INCLUDED | 0 | 0 | 0 | 0 | 0 | 0 | 0 | 0 | 0.18 | 0
51 | 7000020160 | 720 | 1925 | 60 | CIVIL WORKS | 100001330 | 995428 |  | 18 |  | Stone filling (40 mm size) for transformer/Reactor foundation | M3 | 21 |  | INCLUDED | 0 | 0 | 0 | 0 | 0 | 0 | 0 | 0 | 0.18 | 0
52 | 7000020160 | 720 | 1925 | 70 | CIVIL WORKS | 100001331 | 995455 |  | 18 |  | Misc. Structural steel including rails, embedments, edge protection angles, gratings etc. but excluding the reinforcement steel andsteel for lattice and pipe structures. | MT | 37 |  | INCLUDED | 0 | 0 | 0 | 0 | 0 | 0 | 0 | 0 | 0.18 | 0
53 | 7000020160 | 720 | 1925 | 80 | CIVIL WORKS | 100001712 | 995428 |  | 18 |  | Removing,cleaning and washing of existing stones and respreading of stones in switchyard excluding PCC | M2 | 5776 |  | INCLUDED | 0 | 0 | 0 | 0 | 0 | 0 | 0 | 0 | 0.18 | 0
54 | 7000020160 | 720 | 1925 | 90 | CIVIL WORKS | 100001713 | 995424 |  | 18 |  | Antiweed treatment | M2 | 5776 |  | INCLUDED | 0 | 0 | 0 | 0 | 0 | 0 | 0 | 0 | 0.18 | 0
55 | 7000020160 | 720 | 1925 | 100 | CIVIL WORKS | 100003114 | 995454 |  | 18 |  | External finishing / painting of fire wall (water proofing cement paint) (DSR 13.44.1) | M2 | 480 |  | INCLUDED | 0 | 0 | 0 | 0 | 0 | 0 | 0 | 0 | 0.18 | 0
56 | 7000020160 | 720 | 1925 | 110 | CIVIL WORKS | 100001457 | 995421 |  | 18 |  | Construction of rail cum road as per drawing including all item such as excavation,compactions, rolling watering, WBM etc. butexcluding concrete reinforcement and structural steel-Section having four rails for auto transformer. | M2 | 344 |  | INCLUDED | 0 | 0 | 0 | 0 | 0 | 0 | 0 | 0 | 0.18 | 0
57 | 7000020160 | 720 | 1925 | 120 | CIVIL WORKS | 100007701 | 995462 |  | 18 |  | Supplying and erecting dewatering pumps- 2 HP | EA | 1 |  | INCLUDED | 0 | 0 | 0 | 0 | 0 | 0 | 0 | 0 | 0.18 | 0
58 | 7000020160 | 720 | 1925 | 130 | CIVIL WORKS | 100015791 | 995454 |  | 18 |  | All civil works for Drains construction of Section A-A including crossings if any as per technical specification and tender drawingscomplete in all respect with all labour and materials. | M | 30 |  | INCLUDED | 0 | 0 | 0 | 0 | 0 | 0 | 0 | 0 | 0.18 | 0
59 | 7000020160 | 720 | 1925 | 140 | CIVIL WORKS | 100015792 | 995454 |  | 18 |  | All civil works for Drains construction of Section B-B including crossings if any as per technical specification and tender drawingscomplete in all respect with all labour and materials. | M | 10 |  | INCLUDED | 0 | 0 | 0 | 0 | 0 | 0 | 0 | 0 | 0.18 | 0
60 | 7000020160 | 720 | 1925 | 150 | CIVIL WORKS | 100015793 | 995454 |  | 18 |  | All civil works for Drains construction of Section C-C including crossings if any as per technical specification and tender drawingscomplete in all respect with all labour and materials. | M | 10 |  | INCLUDED | 0 | 0 | 0 | 0 | 0 | 0 | 0 | 0 | 0.18 | 0
61 | 7000020160 | 720 | 1925 | 160 | CIVIL WORKS | 100015794 | 995454 |  | 18 |  | All civil works for Drains construction of Section D-D including crossings if any as per technical specification and tender drawingscomplete in all respect with all labour and materials. | M | 10 |  | INCLUDED | 0 | 0 | 0 | 0 | 0 | 0 | 0 | 0 | 0.18 | 0
62 | 7000020160 | 720 | 1925 | 170 | CIVIL WORKS | 100020960 | 995461 |  | 18 |  | RCC culvert crossings including supplying and laying hume pipe 250mm dia of grade (NP-3) excluding concrete as per specification. | M | 10 |  | INCLUDED | 0 | 0 | 0 | 0 | 0 | 0 | 0 | 0 | 0.18 | 0
63 | 7000020160 | 720 | 1925 | 180 | CIVIL WORKS | 100020961 | 995461 |  | 18 |  | RCC culvert crossings including supplying and laying hume pipe 300mm dia of grade (NP-3) excluding concrete as per specification. | M | 10 |  | INCLUDED | 0 | 0 | 0 | 0 | 0 | 0 | 0 | 0 | 0.18 | 0
64 | 7000020160 | 720 | 1925 | 190 | CIVIL WORKS | 100020962 | 995461 |  | 18 |  | RCC culvert crossings including supplying and laying hume pipe 450mm dia of grade (NP-3) excluding concrete as per specification. | M | 10 |  | INCLUDED | 0 | 0 | 0 | 0 | 0 | 0 | 0 | 0 | 0.18 | 0
65 | 7000020160 | 720 | 1925 | 200 | CIVIL WORKS | 130000761 | 995428 |  | 18 |  | 14.4.2 Providing, laying and fixing following dia RCC pipe NP2 class (light duty) in ground complete with RCC collars, jointingwith cement mortar 1:2 (1 cement : 2 fine sand) including trenching (75 cm deep) and refilling etc as required. : 150 mm dia | M | 10 |  | INCLUDED | 0 | 0 | 0 | 0 | 0 | 0 | 0 | 0 | 0.18 | 0
66 | 7000020160 | 720 | 1925 | 210 | CIVIL WORKS | 130000762 | 995428 |  | 18 |  | 14.4.3 Providing, laying and fixing following dia RCC pipe NP2 class (light duty) in ground complete with RCC collars, jointingwith cement mortar 1:2 (1 cement : 2 fine sand) including trenching (75 cm deep) and refilling etc as required. : 250 mm dia | M | 10 |  | INCLUDED | 0 | 0 | 0 | 0 | 0 | 0 | 0 | 0 | 0.18 | 0
67 | 7000020160 | 720 | 1925 | 220 | CIVIL WORKS | 100003295 | 995429 |  | 18 |  | Dismantling of RCC in foundation including disposal of debris and reinforcement bars of dismantled RCC works within substationboundaries as per direction of enginner incahrge | M3 | 20 |  | INCLUDED | 0 | 0 | 0 | 0 | 0 | 0 | 0 | 0 | 0.18 | 0
B | 500MVA 400/230kV 4th ICT at Arasur
68 | 7000019713 | 170 | 30 | 10 | Main Equipment | 100001910 | 998736 |  | 18 |  | Insulating Oil for 500MVA, 400KV/220/33 KV, 3-phase Autotransformer | SET | 1 |  | INCLUDED | 0 | 0 | 0 | 0 | 0 | 0 | 0 | 0 | 0.18 | 0
69 | 7000019713 | 170 | 30 | 20 | Main Equipment | 100002241 | 998736 |  | 18 |  | 500MVA, 400KV/230/33 KV, 3-phase Autotransformer | EA | 1 |  | INCLUDED | 0 | 0 | 0 | 0 | 0 | 0 | 0 | 0 | 0.18 | 0
70 | 7000019713 | 170 | 30 | 30 | Main Equipment | 100002238 | 998736 |  | 18 |  | Digital RTCC Panel consist of digital RTCC relays as per technical specification | SET | 1 |  | INCLUDED | 0 | 0 | 0 | 0 | 0 | 0 | 0 | 0 | 0.18 | 0
C | Extn of 400/230kV Arasur SS for 4th ICT
71 | 7000019713 | 750 | 1310 | 10 | 420kV, 40kA AIS EQUIPMENT | 100000263 | 998736 |  | 18 |  | 420kV, 3150A, 40kA Circuit Breaker(3-Phase) without closing resistor(with support structure) | EA | 1 |  | INCLUDED | 0 | 0 | 0 | 0 | 0 | 0 | 0 | 0 | 0.18 | 0
72 | 7000019713 | 750 | 1310 | 20 | 420kV, 40kA AIS EQUIPMENT | 100000271 | 998736 |  | 18 |  | 420 kV, 3000A, 40KA, 1-Phase CurrentTransformer with 120% extended currentrating | EA | 3 |  | INCLUDED | 0 | 0 | 0 | 0 | 0 | 0 | 0 | 0 | 0.18 | 0
73 | 7000019713 | 750 | 1310 | 30 | 420kV, 40kA AIS EQUIPMENT | 100000281 | 998736 |  | 18 |  | 420kV, 3150A, 40KA, Isolator (3-phase)(Double Break) with one E/S | EA | 2 |  | INCLUDED | 0 | 0 | 0 | 0 | 0 | 0 | 0 | 0 | 0.18 | 0
74 | 7000019713 | 750 | 1310 | 40 | 420kV, 40kA AIS EQUIPMENT | 100000328 | 998736 |  | 18 |  | 336kV Surge Arrester (1-phase) | EA | 3 |  | INCLUDED | 0 | 0 | 0 | 0 | 0 | 0 | 0 | 0 | 0.18 | 0
75 | 7000019713 | 750 | 1310 | 50 | 420kV, 40kA AIS EQUIPMENT | 100005443 | 998734 |  | 18 |  | 420KV, 1-PHASE BUS POST INSULATORS | EA | 3 |  | INCLUDED | 0 | 0 | 0 | 0 | 0 | 0 | 0 | 0 | 0.18 | 0
76 | 7000019713 | 760 | 1340 | 10 | 245kV, 40kA AIS EQUIPMENT | 100000435 | 998736 |  | 18 |  | 245kV, 1600A, 40KA Circuit Breaker(3-Phase) with support structure | EA | 1 |  | INCLUDED | 0 | 0 | 0 | 0 | 0 | 0 | 0 | 0 | 0.18 | 0
77 | 7000019713 | 760 | 1340 | 20 | 245kV, 40kA AIS EQUIPMENT | 100000443 | 998736 |  | 18 |  | 245 kV, 1600A, 40KA, 1-Phase CurrentTransformer with 120% extended currentrating | EA | 3 |  | INCLUDED | 0 | 0 | 0 | 0 | 0 | 0 | 0 | 0 | 0.18 | 0
78 | 7000019713 | 760 | 1340 | 30 | 245kV, 40kA AIS EQUIPMENT | 100000461 | 998736 |  | 18 |  | 245kV, 1600A, 40 KA, 3-phase DoubleBreak Isolator with one E/S | EA | 1 |  | INCLUDED | 0 | 0 | 0 | 0 | 0 | 0 | 0 | 0 | 0.18 | 0
79 | 7000019713 | 760 | 1340 | 40 | 245kV, 40kA AIS EQUIPMENT | 100000462 | 998736 |  | 18 |  | 245kV, 1600A, 40 KA, 3-phase DoubleBreak Isolator with two E/S | EA | 1 |  | INCLUDED | 0 | 0 | 0 | 0 | 0 | 0 | 0 | 0 | 0.18 | 0
80 | 7000019713 | 760 | 1340 | 50 | 245kV, 40kA AIS EQUIPMENT | 100000464 | 998736 |  | 18 |  | 245kV, 1600A, 40 KA, 3-phase DoubleBreak Tandem Isolator without E/S | EA | 2 |  | INCLUDED | 0 | 0 | 0 | 0 | 0 | 0 | 0 | 0 | 0.18 | 0
81 | 7000019713 | 760 | 1340 | 60 | 245kV, 40kA AIS EQUIPMENT | 100000484 | 998736 |  | 18 |  | 216kV Surge Arrester (1-phase) | EA | 6 |  | INCLUDED | 0 | 0 | 0 | 0 | 0 | 0 | 0 | 0 | 0.18 | 0
82 | 7000019713 | 760 | 1340 | 70 | 245kV, 40kA AIS EQUIPMENT | 100001907 | 998736 |  | 18 |  | 245 kV,1 phase Bus Post Insulator (except for Line Traps) | EA | 15 |  | INCLUDED | 0 | 0 | 0 | 0 | 0 | 0 | 0 | 0 | 0.18 | 0
83 | 7000019713 | 770 | 1410 | 10 | Erection Hardware for 420 kV I Type S/Y | 100000339 | 998731 |  | 18 |  | Erection Hardware for 400kV I type layout-Any feeder Extn. on existing half dia. as per specification | SET | 1 |  | INCLUDED | 0 | 0 | 0 | 0 | 0 | 0 | 0 | 0 | 0.18 | 0
84 | 7000019713 | 780 | 1421 | 10 | 420kV Insulator and Hardware | 100017131 | 998731 |  | 18 |  | 400KV SUSPENSION INSULATOR STRING AND ASSOCIATED HARDWARE FITTINGS WITH DROP CLAMP SUITABLE FOR TWIN CONDUCTOR | EA | 3 |  | INCLUDED | 0 | 0 | 0 | 0 | 0 | 0 | 0 | 0 | 0.18 | 0
85 | 7000019713 | 790 | 1430 | 10 | Erection Hardware for 220 kV DMT Type S | 100000491 | 998731 |  | 18 |  | Erection Hardware for 220kV layout (Double Main and Transfer Scheme as per SLD)-Bus work (three Bay) as per specification | SET | 1 |  | INCLUDED | 0 | 0 | 0 | 0 | 0 | 0 | 0 | 0 | 0.18 | 0
86 | 7000019713 | 790 | 1430 | 20 | Erection Hardware for 220 kV DMT Type S | 100000486 | 998731 |  | 18 |  | Erection Hardware for 220kV layout (Double Main and Transfer Scheme as per SLD)-Transformer Bay as per specification | SET | 1 |  | INCLUDED | 0 | 0 | 0 | 0 | 0 | 0 | 0 | 0 | 0.18 | 0
87 | 7000019713 | 790 | 1430 | 30 | Erection Hardware for 220 kV DMT Type S | 100001575 | 995429 |  | 18 |  | Dismantling and Re-erection of LM | EA | 1 |  | INCLUDED | 0 | 0 | 0 | 0 | 0 | 0 | 0 | 0 | 0.18 | 0
88 | 7000019713 | 800 | 1433 | 10 | 220kV Insulator and Hardware | 100017117 | 998731 |  | 18 |  | 220KV TENSION INSULATOR STRING AND ASSOCIATED HARDWARE FITTINGS WITH TURN BUCKLE SUITABLE FOR TWIN CONDUCTOR | EA | 9 |  | INCLUDED | 0 | 0 | 0 | 0 | 0 | 0 | 0 | 0 | 0.18 | 0
89 | 7000019713 | 800 | 1433 | 20 | 220kV Insulator and Hardware | 100017115 | 998731 |  | 18 |  | 220KV TENSION INSULATOR STRING AND ASSOCIATED HARDWARE FITTINGS WITH TURN BUCKLE SUITABLE FOR QUAD CONDUCTOR | EA | 6 |  | INCLUDED | 0 | 0 | 0 | 0 | 0 | 0 | 0 | 0 | 0.18 | 0
90 | 7000019713 | 800 | 1433 | 30 | 220kV Insulator and Hardware | 100017118 | 998731 |  | 18 |  | 220KV TENSION INSULATOR STRING AND ASSOCIATED HARDWARE FITTINGS WITHOUT TURN BUCKLE SUITABLE FOR TWIN CONDUCTOR | EA | 9 |  | INCLUDED | 0 | 0 | 0 | 0 | 0 | 0 | 0 | 0 | 0.18 | 0
91 | 7000019713 | 800 | 1433 | 40 | 220kV Insulator and Hardware | 100017116 | 998731 |  | 18 |  | 220KV TENSION INSULATOR STRING AND ASSOCIATED HARDWARE FITTINGS WITHOUT TURN BUCKLE SUITABLE FOR QUAD CONDUCTOR | EA | 6 |  | INCLUDED | 0 | 0 | 0 | 0 | 0 | 0 | 0 | 0 | 0.18 | 0
92 | 7000019713 | 800 | 1433 | 50 | 220kV Insulator and Hardware | 100017121 | 998731 |  | 18 |  | 220KV SUSPENSION INSULATOR STRING AND ASSOCIATED HARDWARE FITTINGS WITH THROUGH CLAMP SUITABLE FOR TWIN CONDUCTOR | EA | 3 |  | INCLUDED | 0 | 0 | 0 | 0 | 0 | 0 | 0 | 0 | 0.18 | 0
93 | 7000019713 | 800 | 1433 | 60 | 220kV Insulator and Hardware | 100017122 | 998731 |  | 18 |  | 220KV SUSPENSION INSULATOR STRING AND ASSOCIATED HARDWARE FITTINGS WITH DROP CLAMP SUITABLE FOR TWIN CONDUCTOR | EA | 9 |  | INCLUDED | 0 | 0 | 0 | 0 | 0 | 0 | 0 | 0 | 0.18 | 0
94 | 7000019713 | 810 | 1451 | 10 | Earthmat | 100003103 | 998731 |  | 18 |  | 40 mm MS rod for Main Earthmat | KM | 0.5 |  | INCLUDED | 0 | 0 | 0 | 0 | 0 | 0 | 0 | 0 | 0.18 | 0
95 | 7000019713 | 820 | 1470 | 10 | CRP for 420kV Bays with SAS | 100016779 | 998736 |  | 18 |  | 400kV Circuit Breaker Relay Panel (with Automation) | EA | 1 |  | INCLUDED | 0 | 0 | 0 | 0 | 0 | 0 | 0 | 0 | 0.18 | 0
96 | 7000019713 | 820 | 1470 | 20 | CRP for 420kV Bays with SAS | 100000731 | 998736 |  | 18 |  | 400kV Transformer Protection Panel (For both HV & MV side)-(with Automation) | EA | 1 |  | INCLUDED | 0 | 0 | 0 | 0 | 0 | 0 | 0 | 0 | 0.18 | 0
97 | 7000019713 | 820 | 1470 | 30 | CRP for 420kV Bays with SAS | 100000735 | 998736 |  | 18 |  | Augmentation of existing 400kV bus bar protection scheme.(No. of bays as per specification)-(with Automation) | SET | 1 |  | INCLUDED | 0 | 0 | 0 | 0 | 0 | 0 | 0 | 0 | 0.18 | 0
98 | 7000019713 | 830 | 1490 | 10 | CRP for 220kV Bays with SAS | 100016778 | 998736 |  | 18 |  | 220kV Circuit Breaker Relay Panel (with Automation) | EA | 1 |  | INCLUDED | 0 | 0 | 0 | 0 | 0 | 0 | 0 | 0 | 0.18 | 0
99 | 7000019713 | 830 | 1490 | 20 | CRP for 220kV Bays with SAS | 100000743 | 998736 |  | 18 |  | Augmentation of existing 220kV bus bar protection scheme.(No. of bays as per specification)-(with Automation) | SET | 1 |  | INCLUDED | 0 | 0 | 0 | 0 | 0 | 0 | 0 | 0 | 0.18 | 0
100 | 7000019713 | 840 | 1520 | 10 | VMS | 100002500 | 998731 |  | 18 |  | Color IP camera, with PAN, TILT and ZOOM facilities, alongwith all required Items, Accessories, Line Interface units, Fiber patchcords, Power supply units, Junction Boxes, Cables, Fiber Optic Cables, etc., and including Integration in existing Hardware andSoftware for Augmentation of Visual Monitoring System as per technical specification. | SET | 3 |  | INCLUDED | 0 | 0 | 0 | 0 | 0 | 0 | 0 | 0 | 0.18 | 0
101 | 7000019713 | 850 | 1580 | 10 | 220kV EHV Cable & Associated Equipments | 100003359 | 998736 |  | 18 |  | 220 KV Cable end termination(s) (AIS TYPE) at substation as per technical specification | EA | 8 |  | INCLUDED | 0 | 0 | 0 | 0 | 0 | 0 | 0 | 0 | 0.18 | 0
102 | 7000019713 | 850 | 1580 | 20 | 220kV EHV Cable & Associated Equipments | 100003013 | 998736 |  | 18 |  | 220kV HV Power Cable along with accessories | KM | 1.2 |  | INCLUDED | 0 | 0 | 0 | 0 | 0 | 0 | 0 | 0 | 0.18 | 0
103 | 7000019713 | 850 | 1580 | 30 | 220kV EHV Cable & Associated Equipments | 100003969 | 995423 |  | 18 |  | Construction of buried cable trench along with excavation, PCC, back filling, restoration and construction of jointing bays (asper requirement) etc. as per technical specification | KM | 0.3 |  | INCLUDED | 0 | 0 | 0 | 0 | 0 | 0 | 0 | 0 | 0.18 | 0
104 | 7000019713 | 860 | 1590 | 10 | POWER & CONTROL CABLE | 100002180 | 998736 |  | 18 |  | 1.1kV grade Power Cables (XLPEinsulated) along withlugs,glands,straight joints &accessories,etc. | LS | 1 |  | INCLUDED | 0 | 0 | 0 | 0 | 0 | 0 | 0 | 0 | 0.18 | 0
105 | 7000019713 | 860 | 1590 | 20 | POWER & CONTROL CABLE | 100002181 | 998736 |  | 18 |  | 1.1kV grade Power Cables (PVCinsulated)along withlugs,glands,straight joints &accessories,etc. | LS | 1 |  | INCLUDED | 0 | 0 | 0 | 0 | 0 | 0 | 0 | 0 | 0.18 | 0
106 | 7000019713 | 860 | 1590 | 30 | POWER & CONTROL CABLE | 100002182 | 998736 |  | 18 |  | 1.1kV grade Control Cables (PVCinsulated) along withlugs,glands,straight joints &accessories,etc. | LS | 1 |  | INCLUDED | 0 | 0 | 0 | 0 | 0 | 0 | 0 | 0 | 0.18 | 0
107 | 7000019713 | 880 | 1600 | 10 | AIR CONDITIONING & VENTILATION SYSTEM | 100001882 | 995463 |  | 18 |  | Air conditioning system for Switchyard Panel Room of 6m length | SET | 1 |  | INCLUDED | 0 | 0 | 0 | 0 | 0 | 0 | 0 | 0 | 0.18 | 0
108 | 7000019713 | 890 | 1610 | 10 | FIRE FIGHTING SYSTEM | 100016783 | 998736 |  | 18 |  | HVW spray system, Hydrant system and complete U/G & O/G piping and accessories etc. out side the pump house for 400kV, 3-phaseAutotransformer | SET | 1 |  | INCLUDED | 0 | 0 | 0 | 0 | 0 | 0 | 0 | 0 | 0.18 | 0
109 | 7000019713 | 890 | 1610 | 20 | FIRE FIGHTING SYSTEM | 100002062 | 995461 |  | 18 |  | Fire Detection and Alarm System for Switchyard Panel Room of 6 m length | SET | 1 |  | INCLUDED | 0 | 0 | 0 | 0 | 0 | 0 | 0 | 0 | 0.18 | 0
110 | 7000019713 | 890 | 1610 | 30 | FIRE FIGHTING SYSTEM | 100000975 | 995461 |  | 18 |  | 4.5 kg CO2 type Portable Fire extinguisher | EA | 1 |  | INCLUDED | 0 | 0 | 0 | 0 | 0 | 0 | 0 | 0 | 0.18 | 0
111 | 7000019713 | 900 | 1620 | 10 | ILLUMINATION SYSTEM | 100001116 | 998739 |  | 18 |  | Illumination System for switchyard panel room of 6 m length | SET | 1 |  | INCLUDED | 0 | 0 | 0 | 0 | 0 | 0 | 0 | 0 | 0.18 | 0
112 | 7000019713 | 900 | 1620 | 20 | ILLUMINATION SYSTEM | 100004937 | 998731 |  | 18 |  | Fire Wall Mounted LED Luminarie Type FL-2 (250W) | EA | 2 |  | INCLUDED | 0 | 0 | 0 | 0 | 0 | 0 | 0 | 0 | 0.18 | 0
113 | 7000019713 | 900 | 1620 | 30 | ILLUMINATION SYSTEM | 100004926 | 998731 |  | 18 |  | Lighting Fixture LED Luminaires type FL2 as per tech. specifications | EA | 10 |  | INCLUDED | 0 | 0 | 0 | 0 | 0 | 0 | 0 | 0 | 0.18 | 0
114 | 7000019713 | 900 | 1620 | 40 | ILLUMINATION SYSTEM | 100004852 | 998731 |  | 18 |  | Lighting Fixture LED Luminaires type FL-1 as per tech. specifications | EA | 20 |  | INCLUDED | 0 | 0 | 0 | 0 | 0 | 0 | 0 | 0 | 0.18 | 0
115 | 7000019713 | 900 | 1620 | 50 | ILLUMINATION SYSTEM | 100001885 | 998739 |  | 18 |  | Outdoor Power Receptacle for oilfiltration unit (250A) | EA | 1 |  | INCLUDED | 0 | 0 | 0 | 0 | 0 | 0 | 0 | 0 | 0.18 | 0
116 | 7000019713 | 900 | 1620 | 60 | ILLUMINATION SYSTEM | 100001022 | 998731 |  | 18 |  | Lighting Panel type ACP-3 as per technical specification | EA | 3 |  | INCLUDED | 0 | 0 | 0 | 0 | 0 | 0 | 0 | 0 | 0.18 | 0
117 | 7000019713 | 900 | 1620 | 70 | ILLUMINATION SYSTEM | 100002407 | 995429 |  | 18 |  | Dismantling and reerection of existing street light poles alongwith fixtures, junction box etc. | EA | 10 |  | INCLUDED | 0 | 0 | 0 | 0 | 0 | 0 | 0 | 0 | 0.18 | 0
118 | 7000019713 | 910 | 1660 | 10 | 400kV Equipment support structures | 100001217 | 995455 |  | 18 |  | Erection of Pipe Structure - 400 kV, 1-Phase, BPI, (Excluding Wave Trap), including nuts, bolts, all type of washers,packplates, step bolts and gusset plates excluding foundation bolts | EA | 3 |  | INCLUDED | 0 | 0 | 0 | 0 | 0 | 0 | 0 | 0 | 0.18 | 0
119 | 7000019713 | 910 | 1660 | 20 | 400kV Equipment support structures | 100001212 | 995455 |  | 18 |  | Erection of Pipe Structure - 400 kV 1-Phase CT including nuts, bolts, all type of washers, packplates, step bolts and gusset platesexcluding foundation bolts | EA | 3 |  | INCLUDED | 0 | 0 | 0 | 0 | 0 | 0 | 0 | 0 | 0.18 | 0
120 | 7000019713 | 910 | 1660 | 30 | 400kV Equipment support structures | 100001214 | 995455 |  | 18 |  | Erection of Pipe Structure - 400 kV 3-Phase ISOLATOR including nuts, bolts, all type of washers, packplates, step bolts and gussetplates excluding foundation bolts | EA | 2 |  | INCLUDED | 0 | 0 | 0 | 0 | 0 | 0 | 0 | 0 | 0.18 | 0
121 | 7000019713 | 910 | 1660 | 40 | 400kV Equipment support structures | 100001216 | 995455 |  | 18 |  | Erection of Pipe Structure - 400 kV 1-Phase SA including nuts, bolts, all type of washers, packplates, step bolts and gusset platesexcluding foundation bolts | EA | 3 |  | INCLUDED | 0 | 0 | 0 | 0 | 0 | 0 | 0 | 0 | 0.18 | 0
122 | 7000019713 | 920 | 1670 | 10 | 220 kV Towers | 100001187 | 995455 |  | 18 |  | Erection of Std 220 kV Tower CC including nuts, bolts, all type of washers, packplates, step bolts and gusset plates excludingfoundation bolts | EA | 1 |  | INCLUDED | 0 | 0 | 0 | 0 | 0 | 0 | 0 | 0 | 0.18 | 0
123 | 7000019713 | 920 | 1670 | 20 | 220 kV Towers | 100001191 | 995455 |  | 18 |  | Erection of Std 220 kV Tower CTA including nuts, bolts, all type of washers, packplates, step bolts and gusset plates excludingfoundation bolts | EA | 2 |  | INCLUDED | 0 | 0 | 0 | 0 | 0 | 0 | 0 | 0 | 0.18 | 0
124 | 7000019713 | 920 | 1670 | 30 | 220 kV Towers | 100001192 | 995455 |  | 18 |  | Erection of Std 220 kV Tower CTB including nuts, bolts, all type of washers, packplates, step bolts and gusset plates excludingfoundation bolts | EA | 2 |  | INCLUDED | 0 | 0 | 0 | 0 | 0 | 0 | 0 | 0 | 0.18 | 0
125 | 7000019713 | 920 | 1670 | 40 | 220 kV Towers | 100001193 | 995455 |  | 18 |  | Erection of Std 220 kV Tower CTC including nuts, bolts, all type of washers, packplates, step bolts and gusset plates excludingfoundation bolts | EA | 1 |  | INCLUDED | 0 | 0 | 0 | 0 | 0 | 0 | 0 | 0 | 0.18 | 0
126 | 7000019713 | 920 | 1670 | 50 | 220 kV Towers | 100001198 | 995455 |  | 18 |  | Erection of Std 220 kV Tower CTG including nuts, bolts, all type of washers, packplates, step bolts and gusset plates excludingfoundation bolts | EA | 2 |  | INCLUDED | 0 | 0 | 0 | 0 | 0 | 0 | 0 | 0 | 0.18 | 0
127 | 7000019713 | 920 | 1670 | 60 | 220 kV Towers | 100001199 | 995455 |  | 18 |  | Erection of Std 220 kV Tower CTH including nuts, bolts, all type of washers, packplates, step bolts and gusset plates excludingfoundation bolts | EA | 1 |  | INCLUDED | 0 | 0 | 0 | 0 | 0 | 0 | 0 | 0 | 0.18 | 0
128 | 7000019713 | 920 | 1670 | 70 | 220 kV Towers | 100001204 | 995455 |  | 18 |  | Erection of Std 220 kV Gantry B1 including nuts, bolts, all type of washers, packplates, step bolts and gusset plates excludingfoundation bolts | EA | 3 |  | INCLUDED | 0 | 0 | 0 | 0 | 0 | 0 | 0 | 0 | 0.18 | 0
129 | 7000019713 | 920 | 1670 | 80 | 220 kV Towers | 100001205 | 995455 |  | 18 |  | Erection of Std 220 kV Gantry BG1 including nuts, bolts, all type of washers, packplates, step bolts and gusset plates excludingfoundation bolts | EA | 5 |  | INCLUDED | 0 | 0 | 0 | 0 | 0 | 0 | 0 | 0 | 0.18 | 0
130 | 7000019713 | 920 | 1670 | 90 | 220 kV Towers | 100037960 | 995455 |  | 18 |  | Erection of Std 220 kV Tower CTA (W/O peak) including nuts, bolts, all type of washers, packplates, step bolts and gusset platesexcluding foundation bolts | EA | 2 |  | INCLUDED | 0 | 0 | 0 | 0 | 0 | 0 | 0 | 0 | 0.18 | 0
131 | 7000019713 | 930 | 1680 | 10 | 220kV Equipment support structures | 100001226 | 995455 |  | 18 |  | Erection of Pipe Structure - 220 kV 1-Phase High BPI including nuts, bolts, all type of washers, packplates, step bolts and gussetplates excluding foundation bolts | EA | 3 |  | INCLUDED | 0 | 0 | 0 | 0 | 0 | 0 | 0 | 0 | 0.18 | 0
132 | 7000019713 | 930 | 1680 | 20 | 220kV Equipment support structures | 100001225 | 995455 |  | 18 |  | Erection of Pipe Structure - 220 kV 1-Phase BPI including nuts, bolts, all type of washers, packplates, step bolts and gusset platesexcluding foundation bolts | EA | 12 |  | INCLUDED | 0 | 0 | 0 | 0 | 0 | 0 | 0 | 0 | 0.18 | 0
133 | 7000019713 | 930 | 1680 | 30 | 220kV Equipment support structures | 100001220 | 995455 |  | 18 |  | Erection of Pipe Structure - 220 kV 1-Phase CT including nuts, bolts, all type of washers, packplates, step bolts and gusset platesexcluding foundation bolts | EA | 3 |  | INCLUDED | 0 | 0 | 0 | 0 | 0 | 0 | 0 | 0 | 0.18 | 0
134 | 7000019713 | 930 | 1680 | 40 | 220kV Equipment support structures | 100001222 | 995455 |  | 18 |  | Erection of Pipe Structure - 220 kV 3-Phase ISOLATOR including nuts, bolts, all type of washers, packplates, step bolts and gussetplates excluding foundation bolts | EA | 4 |  | INCLUDED | 0 | 0 | 0 | 0 | 0 | 0 | 0 | 0 | 0.18 | 0
135 | 7000019713 | 930 | 1680 | 50 | 220kV Equipment support structures | 100001224 | 995455 |  | 18 |  | Erection of Pipe Structure - 220 kV 1-Phase SA including nuts, bolts, all type of washers, packplates, step bolts and gusset platesexcluding foundation bolts | EA | 6 |  | INCLUDED | 0 | 0 | 0 | 0 | 0 | 0 | 0 | 0 | 0.18 | 0
136 | 7000019713 | 1040 | 1770 | 10 | ERECTION OF FDN BOLTS FASTENERS LATTICE | 100001210 | 995455 |  | 18 |  | Erection of Lattice Structures (MS Steel), to be designed during detailed engineering, for towers, beams and equipment supportstructure including pack plates / packwashers and gusset plates excluding fasteners and foundation bolts | MT | 1.5 |  | INCLUDED | 0 | 0 | 0 | 0 | 0 | 0 | 0 | 0 | 0.18 | 0
137 | 7000019713 | 1040 | 1770 | 20 | ERECTION OF FDN BOLTS FASTENERS LATTICE | 100001680 | 995455 |  | 18 |  | Erection of fasteners ( nuts, bolts and washers ) including step bolts for lattice and pipe structures to be designed duringdetailed engineering | MT | 0.1 |  | INCLUDED | 0 | 0 | 0 | 0 | 0 | 0 | 0 | 0 | 0.18 | 0
138 | 7000019713 | 1040 | 1770 | 30 | ERECTION OF FDN BOLTS FASTENERS LATTICE | 100001681 | 995455 |  | 18 |  | Erection of foundation bolts including nuts, checknut and washers for lattice and pipe structures to be designed during detailedengineering | MT | 0.2 |  | INCLUDED | 0 | 0 | 0 | 0 | 0 | 0 | 0 | 0 | 0.18 | 0
139 | 7000019713 | 1040 | 1770 | 40 | ERECTION OF FDN BOLTS FASTENERS LATTICE | 100001674 | 995455 |  | 18 |  | Erection of 28mm dia foundation bolts including nuts, checknuts, washers and packplates. | EA | 324 |  | INCLUDED | 0 | 0 | 0 | 0 | 0 | 0 | 0 | 0 | 0.18 | 0
140 | 7000019713 | 1040 | 1770 | 60 | ERECTION OF FDN BOLTS FASTENERS LATTICE | 100001676 | 995455 |  | 18 |  | Erection of 40mm dia foundation bolts including nuts, checknuts, washers and packplates. | EA | 16 |  | INCLUDED | 0 | 0 | 0 | 0 | 0 | 0 | 0 | 0 | 0.18 | 0
141 | 7000019713 | 1040 | 1770 | 70 | ERECTION OF FDN BOLTS FASTENERS LATTICE | 100001677 | 995455 |  | 18 |  | Erection of 56mm dia foundation bolts including nuts, checknuts, washers and packplates | EA | 96 |  | INCLUDED | 0 | 0 | 0 | 0 | 0 | 0 | 0 | 0 | 0.18 | 0
142 | 7000019713 | 1050 | 1780 | 10 | CIVIL WORKS | 100004518 | 995433 |  | 18 |  | Excavation in all kind of soil including rock for all leads and lifts, backfilling, disposal of surplus earth within a lead up to2Km as per technical specification. The surplus earth shall be roughly graded . | M3 | 4250 |  | INCLUDED | 0 | 0 | 0 | 0 | 0 | 0 | 0 | 0 | 0.18 | 0
143 | 7000019713 | 1050 | 1780 | 20 | CIVIL WORKS | 100011662 | 995433 |  | 18 |  | Excavation in hard rock which require blasting (including chemical blasting and rock excavated using specialized tools) for allfoundation works including stacking, measuring, disposal etc.for all leads and lifts as per technical specification. | M3 | 500 |  | INCLUDED | 0 | 0 | 0 | 0 | 0 | 0 | 0 | 0 | 0.18 | 0
144 | 7000019713 | 1050 | 1780 | 30 | CIVIL WORKS | 100001325 | 995454 |  | 18 |  | Providing and laying of Plain Cement Concrete (PCC) (1:4:8) | M3 | 226 |  | INCLUDED | 0 | 0 | 0 | 0 | 0 | 0 | 0 | 0 | 0.18 | 0
145 | 7000019713 | 1050 | 1780 | 40 | CIVIL WORKS | 100001326 | 995454 |  | 18 |  | Providing and laying of Plain Cement Concrete (PCC) (1:2:4) | M3 | 50 |  | INCLUDED | 0 | 0 | 0 | 0 | 0 | 0 | 0 | 0 | 0.18 | 0
146 | 7000019713 | 1050 | 1780 | 50 | CIVIL WORKS | 100001328 | 995454 |  | 18 |  | Providing and laying Plain Cement Concrete 1:5:10 (1 cement : 5 sand : 10 brick aggregate) | M3 | 689 |  | INCLUDED | 0 | 0 | 0 | 0 | 0 | 0 | 0 | 0 | 0.18 | 0
147 | 7000019713 | 1050 | 1780 | 60 | CIVIL WORKS | 100001327 | 995454 |  | 18 |  | Providing and laying of Reinforced Cement Concrete M25 mix including pre cast, shuttering, Grouting of pockets & underpinning butexcluding steel reinforcement | M3 | 1120 |  | INCLUDED | 0 | 0 | 0 | 0 | 0 | 0 | 0 | 0 | 0.18 | 0
148 | 7000019713 | 1050 | 1780 | 70 | CIVIL WORKS | 100001329 | 995454 |  | 18 |  | Steel Reinforcement | MT | 52 |  | INCLUDED | 0 | 0 | 0 | 0 | 0 | 0 | 0 | 0 | 0.18 | 0
149 | 7000019713 | 1050 | 1780 | 80 | CIVIL WORKS | 100001331 | 995455 |  | 18 |  | Misc. Structural steel including rails, embedments, edge protection angles, gratings etc. but excluding the reinforcement steel andsteel for lattice and pipe structures. | MT | 26 |  | INCLUDED | 0 | 0 | 0 | 0 | 0 | 0 | 0 | 0 | 0.18 | 0
150 | 7000019713 | 1050 | 1780 | 90 | CIVIL WORKS | 100001714 | 995428 |  | 18 |  | Stone spreading in switchyard excluding PCC | M2 | 2000 |  | INCLUDED | 0 | 0 | 0 | 0 | 0 | 0 | 0 | 0 | 0.18 | 0
151 | 7000019713 | 1050 | 1780 | 100 | CIVIL WORKS | 100001713 | 995424 |  | 18 |  | Antiweed treatment | M2 | 9000 |  | INCLUDED | 0 | 0 | 0 | 0 | 0 | 0 | 0 | 0 | 0.18 | 0
152 | 7000019713 | 1050 | 1780 | 110 | CIVIL WORKS | 100001376 | 995428 |  | 18 |  | Removing,cleaning and washing of existing stones and respreading of stones in switchyard after doing anti-weed treatment excludingPCC | M2 | 7000 |  | INCLUDED | 0 | 0 | 0 | 0 | 0 | 0 | 0 | 0 | 0.18 | 0
153 | 7000019713 | 1050 | 1780 | 120 | CIVIL WORKS | 100001330 | 995428 |  | 18 |  | Stone filling (40 mm size) for transformer/Reactor foundation | M3 | 18 |  | INCLUDED | 0 | 0 | 0 | 0 | 0 | 0 | 0 | 0 | 0.18 | 0
154 | 7000019713 | 1050 | 1780 | 130 | CIVIL WORKS | 100002580 | 995421 |  | 18 |  | Construction of rail cum road as per drawing including all item such as excavation,compactions, rolling watering, WBM etc. butexcluding concrete reinforcement and structural steel-Section having four rails | M2 | 86 |  | INCLUDED | 0 | 0 | 0 | 0 | 0 | 0 | 0 | 0 | 0.18 | 0
155 | 7000019713 | 1050 | 1780 | 140 | CIVIL WORKS | 100003114 | 995454 |  | 18 |  | External finishing / painting of fire wall (water proofing cement paint) (DSR 13.44.1) | M2 | 200 |  | INCLUDED | 0 | 0 | 0 | 0 | 0 | 0 | 0 | 0 | 0.18 | 0
156 | 7000019713 | 1050 | 1780 | 150 | CIVIL WORKS | 100004507 | 995421 |  | 18 |  | 3.75m wide Cement Concrete road with PCC shoulder including 100 mm dia RCC Hume Pipe @ 100 metre interval as per drawing and TS.However, reinforcement steel and all type concrete shall be paid separately under relevant items | M2 | 563 |  | INCLUDED | 0 | 0 | 0 | 0 | 0 | 0 | 0 | 0 | 0.18 | 0
157 | 7000019713 | 1050 | 1780 | 160 | CIVIL WORKS | 100001391 | 995477 |  | 18 |  | New chain Link Fencing excluding concrete | M | 100 |  | INCLUDED | 0 | 0 | 0 | 0 | 0 | 0 | 0 | 0 | 0.18 | 0
158 | 7000019713 | 1050 | 1780 | 170 | CIVIL WORKS | 100001542 | 995429 |  | 18 |  | Dismantling & Re-erection of Existing fence | M | 200 |  | INCLUDED | 0 | 0 | 0 | 0 | 0 | 0 | 0 | 0 | 0.18 | 0
159 | 7000019713 | 1050 | 1780 | 180 | CIVIL WORKS | 100001735 | 995462 |  | 18 |  | RCC culverts and cable trench crossings including supplying and laying hume pipe 250mm dia of grade (NP-3) excluding concrete as perspecification. | M | 100 |  | INCLUDED | 0 | 0 | 0 | 0 | 0 | 0 | 0 | 0 | 0.18 | 0
160 | 7000019713 | 1050 | 1780 | 190 | CIVIL WORKS | 100001737 | 995462 |  | 18 |  | RCC culverts and cable trench crossings including supplying and laying hume pipe 450mm dia of grade (NP-3) excluding concrete as perspecification. | M | 50 |  | INCLUDED | 0 | 0 | 0 | 0 | 0 | 0 | 0 | 0 | 0.18 | 0
161 | 7000019713 | 1050 | 1780 | 200 | CIVIL WORKS | 100007701 | 995462 |  | 18 |  | Supplying and erecting dewatering pumps- 2 HP | EA | 1 |  | INCLUDED | 0 | 0 | 0 | 0 | 0 | 0 | 0 | 0 | 0.18 | 0
162 | 7000019713 | 1050 | 1780 | 210 | CIVIL WORKS | 100001764 | 995462 |  | 18 |  | Drains Section D-D including culverts but excluding concrete & reinforcement steel | M | 300 |  | INCLUDED | 0 | 0 | 0 | 0 | 0 | 0 | 0 | 0 | 0.18 | 0
163 | 7000019713 | 1050 | 1780 | 220 | CIVIL WORKS | 100002911 | 995432 |  | 18 |  | Earthwork in excavation & filling in all types of soil and soft/disintegrated rock in open areas/nallas/channels, to the requiredslopes, shapes, levels, elevations and profile, including trimming of bottom and slopes of excavation, bailing out rain(dewatering), pumping, removal of slush, preparing embankments/marginal banks, loosening, dressing, spreading material in layers notexceeding 200mm, as per direction of Engineer-in-Charge, water flooding, compacting to achieve 95% consolidation at optimum moisturecontent, finishing etc. all complete, for all leads and lifts within leveling boundary, including disposal of surplus earth andstacking of unsuitable material within a lead of 2.0 Km beyond substation boundary, with all labour, material, tools, tackles andequipment, safeguards and incidentals, Royalty,taxes etc. as necessary, as per drawings, specification and directions of theEngineer-in-Charge. Clearing of jungle is included in this item. (Only excavation/cutting will be measured for payment purpose.) | M3 | 500 |  | INCLUDED | 0 | 0 | 0 | 0 | 0 | 0 | 0 | 0 | 0.18 | 0
164 | 7000019713 | 1050 | 1780 | 230 | CIVIL WORKS | 100001454 | 995429 |  | 18 |  | Demolishing RCC work including stacking of steel bars and disposal of unserviceable material. | M3 | 50 |  | INCLUDED | 0 | 0 | 0 | 0 | 0 | 0 | 0 | 0 | 0.18 | 0
165 | 7000019713 | 1050 | 1780 | 240 | CIVIL WORKS | 100003437 | 995454 |  | 18 |  | Switchyard Panel Room - Civil Works. All civil works as per drawing and specifications complete, including - brickwork, finishing(external and internal), windows etc. However, excavation, PCC, RCC and reinforcement shall be paid separately as per BPS. | M2 | 30 |  | INCLUDED | 0 | 0 | 0 | 0 | 0 | 0 | 0 | 0 | 0.18 | 0
166 | 7000019713 | 1070 | 1800 | 10 | SAS | 100002070 | 998736 |  | 18 |  | Augmentation of Substation automation System for 220kV bay as per Technical Specification | EA | 1 |  | INCLUDED | 0 | 0 | 0 | 0 | 0 | 0 | 0 | 0 | 0.18 | 0
167 | 7000019713 | 1070 | 1800 | 20 | SAS | 100005606 | 998736 |  | 18 |  | Interfacing of relays under present scope with existing SAS including database, displays devlopment of additional displays & reportand upgradation of hardware and software etc as per the requirement for completion of work under present scope | SET | 1 |  | INCLUDED | 0 | 0 | 0 | 0 | 0 | 0 | 0 | 0 | 0.18 | 0
D | 500MVA 400/230kV 4th ICT at Hosur
168 | 7000019714 | 1030 | 30 | 10 | Main Equipment | 100001910 | 998736 |  | 18 |  | Insulating Oil for 500MVA, 400KV/220/33 KV, 3-phase Autotransformer | SET | 1 |  | INCLUDED | 0 | 0 | 0 | 0 | 0 | 0 | 0 | 0 | 0.18 | 0
169 | 7000019714 | 1030 | 30 | 20 | Main Equipment | 100002241 | 998736 |  | 18 |  | 500MVA, 400KV/230/33 KV, 3-phase Autotransformer | EA | 1 |  | INCLUDED | 0 | 0 | 0 | 0 | 0 | 0 | 0 | 0 | 0.18 | 0
170 | 7000019714 | 1030 | 30 | 30 | Main Equipment | 100002238 | 998736 |  | 18 |  | Digital RTCC Panel consist of digital RTCC relays as per technical specification | SET | 1 |  | INCLUDED | 0 | 0 | 0 | 0 | 0 | 0 | 0 | 0 | 0.18 | 0
E | Extn of 400/230kV Hosur SS for 4th ICT
171 | 7000019714 | 580 | 1310 | 10 | 420kV, 40kA AIS EQUIPMENT | 100000263 | 998736 |  | 18 |  | 420kV, 3150A, 40kA Circuit Breaker(3-Phase) without closing resistor(with support structure) | EA | 1 |  | INCLUDED | 0 | 0 | 0 | 0 | 0 | 0 | 0 | 0 | 0.18 | 0
172 | 7000019714 | 580 | 1310 | 20 | 420kV, 40kA AIS EQUIPMENT | 100000271 | 998736 |  | 18 |  | 420 kV, 3000A, 40KA, 1-Phase CurrentTransformer with 120% extended currentrating | EA | 3 |  | INCLUDED | 0 | 0 | 0 | 0 | 0 | 0 | 0 | 0 | 0.18 | 0
173 | 7000019714 | 580 | 1310 | 30 | 420kV, 40kA AIS EQUIPMENT | 100000281 | 998736 |  | 18 |  | 420kV, 3150A, 40KA, Isolator (3-phase)(Double Break) with one E/S | EA | 2 |  | INCLUDED | 0 | 0 | 0 | 0 | 0 | 0 | 0 | 0 | 0.18 | 0
174 | 7000019714 | 580 | 1310 | 40 | 420kV, 40kA AIS EQUIPMENT | 100000328 | 998736 |  | 18 |  | 336kV Surge Arrester (1-phase) | EA | 3 |  | INCLUDED | 0 | 0 | 0 | 0 | 0 | 0 | 0 | 0 | 0.18 | 0
175 | 7000019714 | 580 | 1310 | 50 | 420kV, 40kA AIS EQUIPMENT | 100005443 | 998734 |  | 18 |  | 420KV, 1-PHASE BUS POST INSULATORS | EA | 12 |  | INCLUDED | 0 | 0 | 0 | 0 | 0 | 0 | 0 | 0 | 0.18 | 0
176 | 7000019714 | 580 | 1310 | 60 | 420kV, 40kA AIS EQUIPMENT | 100001522 | 995429 |  | 18 |  | Dismantling & re-erection of 400kV SA | EA | 3 |  | INCLUDED | 0 | 0 | 0 | 0 | 0 | 0 | 0 | 0 | 0.18 | 0
177 | 7000019714 | 580 | 1310 | 70 | 420kV, 40kA AIS EQUIPMENT | 100001545 | 995429 |  | 18 |  | Dismantling & re-erection of 63MVAR shunt Reactor | EA | 1 |  | INCLUDED | 0 | 0 | 0 | 0 | 0 | 0 | 0 | 0 | 0.18 | 0
178 | 7000019714 | 580 | 1310 | 80 | 420kV, 40kA AIS EQUIPMENT | 100032667 | 998875 |  | 18 |  | Service-Controlled Switching Device for 420 kV, 3-ph Circuit Breaker | EA | 1 |  | INCLUDED | 0 | 0 | 0 | 0 | 0 | 0 | 0 | 0 | 0.18 | 0
179 | 7000019714 | 590 | 1340 | 10 | 245kV, 40kA AIS EQUIPMENT | 100000435 | 998736 |  | 18 |  | 245kV, 1600A, 40KA Circuit Breaker(3-Phase) with support structure | EA | 1 |  | INCLUDED | 0 | 0 | 0 | 0 | 0 | 0 | 0 | 0 | 0.18 | 0
180 | 7000019714 | 590 | 1340 | 20 | 245kV, 40kA AIS EQUIPMENT | 100000443 | 998736 |  | 18 |  | 245 kV, 1600A, 40KA, 1-Phase CurrentTransformer with 120% extended currentrating | EA | 3 |  | INCLUDED | 0 | 0 | 0 | 0 | 0 | 0 | 0 | 0 | 0.18 | 0
181 | 7000019714 | 590 | 1340 | 30 | 245kV, 40kA AIS EQUIPMENT | 100000461 | 998736 |  | 18 |  | 245kV, 1600A, 40 KA, 3-phase DoubleBreak Isolator with one E/S | EA | 1 |  | INCLUDED | 0 | 0 | 0 | 0 | 0 | 0 | 0 | 0 | 0.18 | 0
182 | 7000019714 | 590 | 1340 | 40 | 245kV, 40kA AIS EQUIPMENT | 100000462 | 998736 |  | 18 |  | 245kV, 1600A, 40 KA, 3-phase DoubleBreak Isolator with two E/S | EA | 1 |  | INCLUDED | 0 | 0 | 0 | 0 | 0 | 0 | 0 | 0 | 0.18 | 0
183 | 7000019714 | 590 | 1340 | 50 | 245kV, 40kA AIS EQUIPMENT | 100000464 | 998736 |  | 18 |  | 245kV, 1600A, 40 KA, 3-phase DoubleBreak Tandem Isolator without E/S | EA | 2 |  | INCLUDED | 0 | 0 | 0 | 0 | 0 | 0 | 0 | 0 | 0.18 | 0
184 | 7000019714 | 590 | 1340 | 60 | 245kV, 40kA AIS EQUIPMENT | 100000484 | 998736 |  | 18 |  | 216kV Surge Arrester (1-phase) | EA | 3 |  | INCLUDED | 0 | 0 | 0 | 0 | 0 | 0 | 0 | 0 | 0.18 | 0
185 | 7000019714 | 590 | 1340 | 70 | 245kV, 40kA AIS EQUIPMENT | 100001907 | 998736 |  | 18 |  | 245 kV,1 phase Bus Post Insulator (except for Line Traps) | EA | 15 |  | INCLUDED | 0 | 0 | 0 | 0 | 0 | 0 | 0 | 0 | 0.18 | 0
186 | 7000019714 | 600 | 1410 | 10 | Erection Hardware for 420 kV I Type S/Y | 100000339 | 998731 |  | 18 |  | Erection Hardware for 400kV I type layout-Any feeder Extn. on existing half dia. as per specification | SET | 1 |  | INCLUDED | 0 | 0 | 0 | 0 | 0 | 0 | 0 | 0 | 0.18 | 0
187 | 7000019714 | 600 | 1410 | 20 | Erection Hardware for 420 kV I Type S/Y | 100000333 | 998731 |  | 18 |  | Erection Hardware for 400kV I type layout-Re-oriented Transformer bay as per specification | SET | 1 |  | INCLUDED | 0 | 0 | 0 | 0 | 0 | 0 | 0 | 0 | 0.18 | 0
188 | 7000019714 | 610 | 1421 | 10 | 420kV Insulator and Hardware | 100017131 | 998731 |  | 18 |  | 400KV SUSPENSION INSULATOR STRING AND ASSOCIATED HARDWARE FITTINGS WITH DROP CLAMP SUITABLE FOR TWIN CONDUCTOR | EA | 3 |  | INCLUDED | 0 | 0 | 0 | 0 | 0 | 0 | 0 | 0 | 0.18 | 0
189 | 7000019714 | 620 | 1430 | 10 | Erection Hardware for 220 kV DMT Type S | 100000490 | 998731 |  | 18 |  | Erection Hardware for 220kV layout (Double Main and Transfer Scheme as per SLD)-Bus work (two Bay) as per specification | SET | 1 |  | INCLUDED | 0 | 0 | 0 | 0 | 0 | 0 | 0 | 0 | 0.18 | 0
190 | 7000019714 | 620 | 1430 | 20 | Erection Hardware for 220 kV DMT Type S | 100000486 | 998731 |  | 18 |  | Erection Hardware for 220kV layout (Double Main and Transfer Scheme as per SLD)-Transformer Bay as per specification | SET | 1 |  | INCLUDED | 0 | 0 | 0 | 0 | 0 | 0 | 0 | 0 | 0.18 | 0
191 | 7000019714 | 740 | 1431 | 10 | Earthmat | 100003103 | 998731 |  | 18 |  | 40 mm MS rod for Main Earthmat | KM | 0.5 |  | INCLUDED | 0 | 0 | 0 | 0 | 0 | 0 | 0 | 0 | 0.18 | 0
192 | 7000019714 | 630 | 1433 | 10 | 220kV Insulator and Hardware | 100017117 | 998731 |  | 18 |  | 220KV TENSION INSULATOR STRING AND ASSOCIATED HARDWARE FITTINGS WITH TURN BUCKLE SUITABLE FOR TWIN CONDUCTOR | EA | 12 |  | INCLUDED | 0 | 0 | 0 | 0 | 0 | 0 | 0 | 0 | 0.18 | 0
193 | 7000019714 | 630 | 1433 | 20 | 220kV Insulator and Hardware | 100017115 | 998731 |  | 18 |  | 220KV TENSION INSULATOR STRING AND ASSOCIATED HARDWARE FITTINGS WITH TURN BUCKLE SUITABLE FOR QUAD CONDUCTOR | EA | 6 |  | INCLUDED | 0 | 0 | 0 | 0 | 0 | 0 | 0 | 0 | 0.18 | 0
194 | 7000019714 | 630 | 1433 | 30 | 220kV Insulator and Hardware | 100017118 | 998731 |  | 18 |  | 220KV TENSION INSULATOR STRING AND ASSOCIATED HARDWARE FITTINGS WITHOUT TURN BUCKLE SUITABLE FOR TWIN CONDUCTOR | EA | 12 |  | INCLUDED | 0 | 0 | 0 | 0 | 0 | 0 | 0 | 0 | 0.18 | 0
195 | 7000019714 | 630 | 1433 | 40 | 220kV Insulator and Hardware | 100017116 | 998731 |  | 18 |  | 220KV TENSION INSULATOR STRING AND ASSOCIATED HARDWARE FITTINGS WITHOUT TURN BUCKLE SUITABLE FOR QUAD CONDUCTOR | EA | 6 |  | INCLUDED | 0 | 0 | 0 | 0 | 0 | 0 | 0 | 0 | 0.18 | 0
196 | 7000019714 | 630 | 1433 | 50 | 220kV Insulator and Hardware | 100017121 | 998731 |  | 18 |  | 220KV SUSPENSION INSULATOR STRING AND ASSOCIATED HARDWARE FITTINGS WITH THROUGH CLAMP SUITABLE FOR TWIN CONDUCTOR | EA | 9 |  | INCLUDED | 0 | 0 | 0 | 0 | 0 | 0 | 0 | 0 | 0.18 | 0
197 | 7000019714 | 630 | 1433 | 60 | 220kV Insulator and Hardware | 100017122 | 998731 |  | 18 |  | 220KV SUSPENSION INSULATOR STRING AND ASSOCIATED HARDWARE FITTINGS WITH DROP CLAMP SUITABLE FOR TWIN CONDUCTOR | EA | 6 |  | INCLUDED | 0 | 0 | 0 | 0 | 0 | 0 | 0 | 0 | 0.18 | 0
198 | 7000019714 | 640 | 1480 | 10 | CRP for conventianal 420kV Bays | 100016775 | 998736 |  | 18 |  | 400kV Circuit Breaker Relay Panel | EA | 1 |  | INCLUDED | 0 | 0 | 0 | 0 | 0 | 0 | 0 | 0 | 0.18 | 0
199 | 7000019714 | 640 | 1480 | 20 | CRP for conventianal 420kV Bays | 100000793 | 998736 |  | 18 |  | 400kV Transformer Protection Panel (For both HV & MV side) | EA | 1 |  | INCLUDED | 0 | 0 | 0 | 0 | 0 | 0 | 0 | 0 | 0.18 | 0
200 | 7000019714 | 640 | 1480 | 30 | CRP for conventianal 420kV Bays | 100000796 | 998736 |  | 18 |  | Augmentation of existing 400kV bus bar protection scheme | SET | 1 |  | INCLUDED | 0 | 0 | 0 | 0 | 0 | 0 | 0 | 0 | 0.18 | 0
201 | 7000019714 | 640 | 1480 | 40 | CRP for conventianal 420kV Bays | 100000788 | 998736 |  | 18 |  | Augmentation of existing 400kV Control Panel (Bus Scheme as per SLD) | EA | 1 |  | INCLUDED | 0 | 0 | 0 | 0 | 0 | 0 | 0 | 0 | 0.18 | 0
202 | 7000019714 | 650 | 1490 | 10 | CRP for CONV. 220kV Bays | 100016774 | 998736 |  | 18 |  | 220kV Circuit Breaker Relay Panel | EA | 1 |  | INCLUDED | 0 | 0 | 0 | 0 | 0 | 0 | 0 | 0 | 0.18 | 0
203 | 7000019714 | 650 | 1490 | 20 | CRP for CONV. 220kV Bays | 100000808 | 998736 |  | 18 |  | Augmentation of existing 220kV bus bar protection scheme | SET | 1 |  | INCLUDED | 0 | 0 | 0 | 0 | 0 | 0 | 0 | 0 | 0.18 | 0
204 | 7000019714 | 650 | 1490 | 30 | CRP for CONV. 220kV Bays | 100000801 | 998736 |  | 18 |  | Augmentation of existing Simplex Control Panel for 220kV (Bus scheme as per SLD) | EA | 1 |  | INCLUDED | 0 | 0 | 0 | 0 | 0 | 0 | 0 | 0 | 0.18 | 0
205 | 7000019714 | 660 | 1520 | 10 | VMS | 100002500 | 998731 |  | 18 |  | Color IP camera, with PAN, TILT and ZOOM facilities, alongwith all required Items, Accessories, Line Interface units, Fiber patchcords, Power supply units, Junction Boxes, Cables, Fiber Optic Cables, etc., and including Integration in existing Hardware andSoftware for Augmentation of Visual Monitoring System as per technical specification. | SET | 2 |  | INCLUDED | 0 | 0 | 0 | 0 | 0 | 0 | 0 | 0 | 0.18 | 0
206 | 7000019714 | 670 | 1540 | 10 | LT SWITCHGEAR | 100000903 | 998736 |  | 18 |  | 220V DCDB (Extn.) | SET | 1 |  | INCLUDED | 0 | 0 | 0 | 0 | 0 | 0 | 0 | 0 | 0.18 | 0
207 | 7000019714 | 670 | 1540 | 20 | LT SWITCHGEAR | 100000896 | 998736 |  | 18 |  | 415V ACDB (Extn.) | SET | 1 |  | INCLUDED | 0 | 0 | 0 | 0 | 0 | 0 | 0 | 0 | 0.18 | 0
208 | 7000019714 | 680 | 1590 | 10 | POWER & CONTROL CABLE | 100002180 | 998736 |  | 18 |  | 1.1kV grade Power Cables (XLPEinsulated) along withlugs,glands,straight joints &accessories,etc. | LS | 1 |  | INCLUDED | 0 | 0 | 0 | 0 | 0 | 0 | 0 | 0 | 0.18 | 0
209 | 7000019714 | 680 | 1590 | 20 | POWER & CONTROL CABLE | 100002181 | 998736 |  | 18 |  | 1.1kV grade Power Cables (PVCinsulated)along withlugs,glands,straight joints &accessories,etc. | LS | 1 |  | INCLUDED | 0 | 0 | 0 | 0 | 0 | 0 | 0 | 0 | 0.18 | 0
210 | 7000019714 | 680 | 1590 | 30 | POWER & CONTROL CABLE | 100002182 | 998736 |  | 18 |  | 1.1kV grade Control Cables (PVCinsulated) along withlugs,glands,straight joints &accessories,etc. | LS | 1 |  | INCLUDED | 0 | 0 | 0 | 0 | 0 | 0 | 0 | 0 | 0.18 | 0
211 | 7000019714 | 690 | 1610 | 10 | FIRE FIGHTING SYSTEM | 100016783 | 998736 |  | 18 |  | HVW spray system, Hydrant system and complete U/G & O/G piping and accessories etc. out side the pump house for 400kV, 3-phaseAutotransformer | SET | 1 |  | INCLUDED | 0 | 0 | 0 | 0 | 0 | 0 | 0 | 0 | 0.18 | 0
212 | 7000019714 | 690 | 1610 | 20 | FIRE FIGHTING SYSTEM | 100004453 | 995429 |  | 18 |  | Dismantling and re-erection of HVWS Spray system as per technical specification | SET | 1 |  | INCLUDED | 0 | 0 | 0 | 0 | 0 | 0 | 0 | 0 | 0.18 | 0
213 | 7000019714 | 700 | 1620 | 10 | ILLUMINATION SYSTEM | 100001022 | 998731 |  | 18 |  | Lighting Panel type ACP-3 as per technical specification | EA | 3 |  | INCLUDED | 0 | 0 | 0 | 0 | 0 | 0 | 0 | 0 | 0.18 | 0
214 | 7000019714 | 700 | 1620 | 20 | ILLUMINATION SYSTEM | 100001885 | 998739 |  | 18 |  | Outdoor Power Receptacle for oilfiltration unit (250A) | EA | 1 |  | INCLUDED | 0 | 0 | 0 | 0 | 0 | 0 | 0 | 0 | 0.18 | 0
215 | 7000019714 | 700 | 1620 | 30 | ILLUMINATION SYSTEM | 100004852 | 998731 |  | 18 |  | Lighting Fixture LED Luminaires type FL-1 as per tech. specifications | EA | 20 |  | INCLUDED | 0 | 0 | 0 | 0 | 0 | 0 | 0 | 0 | 0.18 | 0
216 | 7000019714 | 700 | 1620 | 40 | ILLUMINATION SYSTEM | 100004926 | 998731 |  | 18 |  | Lighting Fixture LED Luminaires type FL2 as per tech. specifications | EA | 15 |  | INCLUDED | 0 | 0 | 0 | 0 | 0 | 0 | 0 | 0 | 0.18 | 0
217 | 7000019714 | 700 | 1620 | 50 | ILLUMINATION SYSTEM | 100004937 | 998731 |  | 18 |  | Fire Wall Mounted LED Luminarie Type FL-2 (250W) | EA | 2 |  | INCLUDED | 0 | 0 | 0 | 0 | 0 | 0 | 0 | 0 | 0.18 | 0
218 | 7000019714 | 710 | 1660 | 10 | 400kV Equipment support structures | 100001216 | 995455 |  | 18 |  | Erection of Pipe Structure - 400 kV 1-Phase SA including nuts, bolts, all type of washers, packplates, step bolts and gusset platesexcluding foundation bolts | EA | 3 |  | INCLUDED | 0 | 0 | 0 | 0 | 0 | 0 | 0 | 0 | 0.18 | 0
219 | 7000019714 | 710 | 1660 | 20 | 400kV Equipment support structures | 100001214 | 995455 |  | 18 |  | Erection of Pipe Structure - 400 kV 3-Phase ISOLATOR including nuts, bolts, all type of washers, packplates, step bolts and gussetplates excluding foundation bolts | EA | 2 |  | INCLUDED | 0 | 0 | 0 | 0 | 0 | 0 | 0 | 0 | 0.18 | 0
220 | 7000019714 | 710 | 1660 | 30 | 400kV Equipment support structures | 100001212 | 995455 |  | 18 |  | Erection of Pipe Structure - 400 kV 1-Phase CT including nuts, bolts, all type of washers, packplates, step bolts and gusset platesexcluding foundation bolts | EA | 3 |  | INCLUDED | 0 | 0 | 0 | 0 | 0 | 0 | 0 | 0 | 0.18 | 0
221 | 7000019714 | 710 | 1660 | 40 | 400kV Equipment support structures | 100001217 | 995455 |  | 18 |  | Erection of Pipe Structure - 400 kV, 1-Phase, BPI, (Excluding Wave Trap), including nuts, bolts, all type of washers,packplates, step bolts and gusset plates excluding foundation bolts | EA | 9 |  | INCLUDED | 0 | 0 | 0 | 0 | 0 | 0 | 0 | 0 | 0.18 | 0
222 | 7000019714 | 720 | 1670 | 10 | 220 kV Towers | 100001183 | 995455 |  | 18 |  | Erection of Std 220 kV Tower CA including nuts, bolts, all type of washers, packplates, step bolts and gusset plates excludingfoundation bolts | EA | 2 |  | INCLUDED | 0 | 0 | 0 | 0 | 0 | 0 | 0 | 0 | 0.18 | 0
223 | 7000019714 | 720 | 1670 | 20 | 220 kV Towers | 100001184 | 995455 |  | 18 |  | Erection of Std 220 kV Tower (w/o peak) CA including nuts, bolts, all type of washers, packplates, step bolts and gusset platesexcluding foundation bolts | EA | 2 |  | INCLUDED | 0 | 0 | 0 | 0 | 0 | 0 | 0 | 0 | 0.18 | 0
224 | 7000019714 | 720 | 1670 | 30 | 220 kV Towers | 100001185 | 995455 |  | 18 |  | Erection of Std 220 kV Tower CB including nuts, bolts, all type of washers, packplates, step bolts and gusset plates excludingfoundation bolts | EA | 1 |  | INCLUDED | 0 | 0 | 0 | 0 | 0 | 0 | 0 | 0 | 0.18 | 0
225 | 7000019714 | 720 | 1670 | 40 | 220 kV Towers | 100001187 | 995455 |  | 18 |  | Erection of Std 220 kV Tower CC including nuts, bolts, all type of washers, packplates, step bolts and gusset plates excludingfoundation bolts | EA | 1 |  | INCLUDED | 0 | 0 | 0 | 0 | 0 | 0 | 0 | 0 | 0.18 | 0
226 | 7000019714 | 720 | 1670 | 50 | 220 kV Towers | 100001188 | 995455 |  | 18 |  | Erection of Std 220 kV Tower CD including nuts, bolts, all type of washers, packplates, step bolts and gusset plates excludingfoundation bolts | EA | 1 |  | INCLUDED | 0 | 0 | 0 | 0 | 0 | 0 | 0 | 0 | 0.18 | 0
227 | 7000019714 | 720 | 1670 | 60 | 220 kV Towers | 100001199 | 995455 |  | 18 |  | Erection of Std 220 kV Tower CTH including nuts, bolts, all type of washers, packplates, step bolts and gusset plates excludingfoundation bolts | EA | 1 |  | INCLUDED | 0 | 0 | 0 | 0 | 0 | 0 | 0 | 0 | 0.18 | 0
228 | 7000019714 | 720 | 1670 | 70 | 220 kV Towers | 100001200 | 995455 |  | 18 |  | Erection of Std 220 kV Tower CTI including nuts, bolts, all type of washers, packplates, step bolts and gusset plates excludingfoundation bolts | EA | 2 |  | INCLUDED | 0 | 0 | 0 | 0 | 0 | 0 | 0 | 0 | 0.18 | 0
229 | 7000019714 | 720 | 1670 | 80 | 220 kV Towers | 100001204 | 995455 |  | 18 |  | Erection of Std 220 kV Gantry B1 including nuts, bolts, all type of washers, packplates, step bolts and gusset plates excludingfoundation bolts | EA | 4 |  | INCLUDED | 0 | 0 | 0 | 0 | 0 | 0 | 0 | 0 | 0.18 | 0
230 | 7000019714 | 720 | 1670 | 90 | 220 kV Towers | 100001206 | 995455 |  | 18 |  | Erection of Std 220 kV Gantry BA including nuts, bolts, all type of washers, packplates, step bolts and gusset plates excludingfoundation bolts | EA | 1 |  | INCLUDED | 0 | 0 | 0 | 0 | 0 | 0 | 0 | 0 | 0.18 | 0
231 | 7000019714 | 720 | 1670 | 100 | 220 kV Towers | 100001207 | 995455 |  | 18 |  | Erection of Std 220 kV Gantry BGA including nuts, bolts, all type of washers, packplates, step bolts and gusset plates excludingfoundation bolts | EA | 2 |  | INCLUDED | 0 | 0 | 0 | 0 | 0 | 0 | 0 | 0 | 0.18 | 0
232 | 7000019714 | 720 | 1670 | 110 | 220 kV Towers | 100001668 | 995455 |  | 18 |  | Erection of Std LM (40m) including nuts, bolts, all type of washers, packplates, step bolts and gusset plates excluding foundationbolts | EA | 1 |  | INCLUDED | 0 | 0 | 0 | 0 | 0 | 0 | 0 | 0 | 0.18 | 0
233 | 7000019714 | 720 | 1670 | 120 | 220 kV Towers | 100001575 | 995429 |  | 18 |  | Dismantling and Re-erection of LM | EA | 1 |  | INCLUDED | 0 | 0 | 0 | 0 | 0 | 0 | 0 | 0 | 0.18 | 0
234 | 7000019714 | 730 | 1680 | 10 | 220kV Equipment support structures | 100001226 | 995455 |  | 18 |  | Erection of Pipe Structure - 220 kV 1-Phase High BPI including nuts, bolts, all type of washers, packplates, step bolts and gussetplates excluding foundation bolts | EA | 3 |  | INCLUDED | 0 | 0 | 0 | 0 | 0 | 0 | 0 | 0 | 0.18 | 0
235 | 7000019714 | 730 | 1680 | 20 | 220kV Equipment support structures | 100001225 | 995455 |  | 18 |  | Erection of Pipe Structure - 220 kV 1-Phase BPI including nuts, bolts, all type of washers, packplates, step bolts and gusset platesexcluding foundation bolts | EA | 12 |  | INCLUDED | 0 | 0 | 0 | 0 | 0 | 0 | 0 | 0 | 0.18 | 0
236 | 7000019714 | 730 | 1680 | 30 | 220kV Equipment support structures | 100001220 | 995455 |  | 18 |  | Erection of Pipe Structure - 220 kV 1-Phase CT including nuts, bolts, all type of washers, packplates, step bolts and gusset platesexcluding foundation bolts | EA | 3 |  | INCLUDED | 0 | 0 | 0 | 0 | 0 | 0 | 0 | 0 | 0.18 | 0
237 | 7000019714 | 730 | 1680 | 40 | 220kV Equipment support structures | 100001222 | 995455 |  | 18 |  | Erection of Pipe Structure - 220 kV 3-Phase ISOLATOR including nuts, bolts, all type of washers, packplates, step bolts and gussetplates excluding foundation bolts | EA | 4 |  | INCLUDED | 0 | 0 | 0 | 0 | 0 | 0 | 0 | 0 | 0.18 | 0
238 | 7000019714 | 730 | 1680 | 50 | 220kV Equipment support structures | 100001224 | 995455 |  | 18 |  | Erection of Pipe Structure - 220 kV 1-Phase SA including nuts, bolts, all type of washers, packplates, step bolts and gusset platesexcluding foundation bolts | EA | 3 |  | INCLUDED | 0 | 0 | 0 | 0 | 0 | 0 | 0 | 0 | 0.18 | 0
239 | 7000019714 | 820 | 1700 | 10 | ERECTION OF FDN BOLTS, FASTENERS, LATTIC | 100001241 | 995455 |  | 18 |  | Erection of Equipment Support (Pipe) Structures to be designed during detailed engineering. | MT | 2 |  | INCLUDED | 0 | 0 | 0 | 0 | 0 | 0 | 0 | 0 | 0.18 | 0
240 | 7000019714 | 820 | 1700 | 20 | ERECTION OF FDN BOLTS, FASTENERS, LATTIC | 100001680 | 995455 |  | 18 |  | Erection of fasteners ( nuts, bolts and washers ) including step bolts for lattice and pipe structures to be designed duringdetailed engineering | MT | 0.15 |  | INCLUDED | 0 | 0 | 0 | 0 | 0 | 0 | 0 | 0 | 0.18 | 0
241 | 7000019714 | 820 | 1700 | 30 | ERECTION OF FDN BOLTS, FASTENERS, LATTIC | 100001681 | 995455 |  | 18 |  | Erection of foundation bolts including nuts, checknut and washers for lattice and pipe structures to be designed during detailedengineering | MT | 0.15 |  | INCLUDED | 0 | 0 | 0 | 0 | 0 | 0 | 0 | 0 | 0.18 | 0
242 | 7000019714 | 820 | 1700 | 40 | ERECTION OF FDN BOLTS, FASTENERS, LATTIC | 100001674 | 995455 |  | 18 |  | Erection of 28mm dia foundation bolts including nuts, checknuts, washers and packplates. | EA | 316 |  | INCLUDED | 0 | 0 | 0 | 0 | 0 | 0 | 0 | 0 | 0.18 | 0
243 | 7000019714 | 820 | 1700 | 60 | ERECTION OF FDN BOLTS, FASTENERS, LATTIC | 100001676 | 995455 |  | 18 |  | Erection of 40mm dia foundation bolts including nuts, checknuts, washers and packplates. | EA | 96 |  | INCLUDED | 0 | 0 | 0 | 0 | 0 | 0 | 0 | 0 | 0.18 | 0
244 | 7000019714 | 820 | 1700 | 70 | ERECTION OF FDN BOLTS, FASTENERS, LATTIC | 100001677 | 995455 |  | 18 |  | Erection of 56mm dia foundation bolts including nuts, checknuts, washers and packplates | EA | 80 |  | INCLUDED | 0 | 0 | 0 | 0 | 0 | 0 | 0 | 0 | 0.18 | 0
245 | 7000019714 | 830 | 1710 | 10 | Civil Works | 100004518 | 995433 |  | 18 |  | Excavation in all kind of soil including rock for all leads and lifts, backfilling, disposal of surplus earth within a lead up to2Km as per technical specification. The surplus earth shall be roughly graded . | M3 | 4000 |  | INCLUDED | 0 | 0 | 0 | 0 | 0 | 0 | 0 | 0 | 0.18 | 0
246 | 7000019714 | 830 | 1710 | 20 | Civil Works | 100011662 | 995433 |  | 18 |  | Excavation in hard rock which require blasting (including chemical blasting and rock excavated using specialized tools) for allfoundation works including stacking, measuring, disposal etc.for all leads and lifts as per technical specification. | M3 | 800 |  | INCLUDED | 0 | 0 | 0 | 0 | 0 | 0 | 0 | 0 | 0.18 | 0
247 | 7000019714 | 830 | 1710 | 30 | Civil Works | 100001325 | 995454 |  | 18 |  | Providing and laying of Plain Cement Concrete (PCC) (1:4:8) | M3 | 211 |  | INCLUDED | 0 | 0 | 0 | 0 | 0 | 0 | 0 | 0 | 0.18 | 0
248 | 7000019714 | 830 | 1710 | 40 | Civil Works | 100001326 | 995454 |  | 18 |  | Providing and laying of Plain Cement Concrete (PCC) (1:2:4) | M3 | 50 |  | INCLUDED | 0 | 0 | 0 | 0 | 0 | 0 | 0 | 0 | 0.18 | 0
249 | 7000019714 | 830 | 1710 | 50 | Civil Works | 100001328 | 995454 |  | 18 |  | Providing and laying Plain Cement Concrete 1:5:10 (1 cement : 5 sand : 10 brick aggregate) | M3 | 628 |  | INCLUDED | 0 | 0 | 0 | 0 | 0 | 0 | 0 | 0 | 0.18 | 0
250 | 7000019714 | 830 | 1710 | 60 | Civil Works | 100001327 | 995454 |  | 18 |  | Providing and laying of Reinforced Cement Concrete M25 mix including pre cast, shuttering, Grouting of pockets & underpinning butexcluding steel reinforcement | M3 | 1025 |  | INCLUDED | 0 | 0 | 0 | 0 | 0 | 0 | 0 | 0 | 0.18 | 0
251 | 7000019714 | 830 | 1710 | 70 | Civil Works | 100001329 | 995454 |  | 18 |  | Steel Reinforcement | MT | 59 |  | INCLUDED | 0 | 0 | 0 | 0 | 0 | 0 | 0 | 0 | 0.18 | 0
252 | 7000019714 | 830 | 1710 | 80 | Civil Works | 100001331 | 995455 |  | 18 |  | Misc. Structural steel including rails, embedments, edge protection angles, gratings etc. but excluding the reinforcement steel andsteel for lattice and pipe structures. | MT | 37 |  | INCLUDED | 0 | 0 | 0 | 0 | 0 | 0 | 0 | 0 | 0.18 | 0
253 | 7000019714 | 830 | 1710 | 90 | Civil Works | 100001714 | 995428 |  | 18 |  | Stone spreading in switchyard excluding PCC | M2 | 1200 |  | INCLUDED | 0 | 0 | 0 | 0 | 0 | 0 | 0 | 0 | 0.18 | 0
254 | 7000019714 | 830 | 1710 | 100 | Civil Works | 100001713 | 995424 |  | 18 |  | Antiweed treatment | M2 | 7000 |  | INCLUDED | 0 | 0 | 0 | 0 | 0 | 0 | 0 | 0 | 0.18 | 0
255 | 7000019714 | 830 | 1710 | 110 | Civil Works | 100001376 | 995428 |  | 18 |  | Removing,cleaning and washing of existing stones and respreading of stones in switchyard after doing anti-weed treatment excludingPCC | M2 | 8200 |  | INCLUDED | 0 | 0 | 0 | 0 | 0 | 0 | 0 | 0 | 0.18 | 0
256 | 7000019714 | 830 | 1710 | 120 | Civil Works | 100001330 | 995428 |  | 18 |  | Stone filling (40 mm size) for transformer/Reactor foundation | M3 | 36 |  | INCLUDED | 0 | 0 | 0 | 0 | 0 | 0 | 0 | 0 | 0.18 | 0
257 | 7000019714 | 830 | 1710 | 130 | Civil Works | 100002581 | 995421 |  | 18 |  | Construction of rail cum road as per drawing including all item such as excavation,compactions, rolling watering, WBM etc. butexcluding concrete reinforcement and structural steel-Section having two rails | M2 | 62 |  | INCLUDED | 0 | 0 | 0 | 0 | 0 | 0 | 0 | 0 | 0.18 | 0
258 | 7000019714 | 830 | 1710 | 140 | Civil Works | 100002580 | 995421 |  | 18 |  | Construction of rail cum road as per drawing including all item such as excavation,compactions, rolling watering, WBM etc. butexcluding concrete reinforcement and structural steel-Section having four rails | M2 | 86 |  | INCLUDED | 0 | 0 | 0 | 0 | 0 | 0 | 0 | 0 | 0.18 | 0
259 | 7000019714 | 830 | 1710 | 150 | Civil Works | 100003114 | 995454 |  | 18 |  | External finishing / painting of fire wall (water proofing cement paint) (DSR 13.44.1) | M2 | 200 |  | INCLUDED | 0 | 0 | 0 | 0 | 0 | 0 | 0 | 0 | 0.18 | 0
260 | 7000019714 | 830 | 1710 | 160 | Civil Works | 100004507 | 995421 |  | 18 |  | 3.75m wide Cement Concrete road with PCC shoulder including 100 mm dia RCC Hume Pipe @ 100 metre interval as per drawing and TS.However, reinforcement steel and all type concrete shall be paid separately under relevant items | M2 | 375 |  | INCLUDED | 0 | 0 | 0 | 0 | 0 | 0 | 0 | 0 | 0.18 | 0
261 | 7000019714 | 830 | 1710 | 170 | Civil Works | 100001735 | 995462 |  | 18 |  | RCC culverts and cable trench crossings including supplying and laying hume pipe 250mm dia of grade (NP-3) excluding concrete as perspecification. | M | 120 |  | INCLUDED | 0 | 0 | 0 | 0 | 0 | 0 | 0 | 0 | 0.18 | 0
262 | 7000019714 | 830 | 1710 | 180 | Civil Works | 100001737 | 995462 |  | 18 |  | RCC culverts and cable trench crossings including supplying and laying hume pipe 450mm dia of grade (NP-3) excluding concrete as perspecification. | M | 50 |  | INCLUDED | 0 | 0 | 0 | 0 | 0 | 0 | 0 | 0 | 0.18 | 0
263 | 7000019714 | 830 | 1710 | 190 | Civil Works | 100007701 | 995462 |  | 18 |  | Supplying and erecting dewatering pumps- 2 HP | EA | 2 |  | INCLUDED | 0 | 0 | 0 | 0 | 0 | 0 | 0 | 0 | 0.18 | 0
264 | 7000019714 | 830 | 1710 | 200 | Civil Works | 100001761 | 995462 |  | 18 |  | Drains section A-A including culverts but excluding concrete & reinforcement steel | M | 175 |  | INCLUDED | 0 | 0 | 0 | 0 | 0 | 0 | 0 | 0 | 0.18 | 0
265 | 7000019714 | 830 | 1710 | 210 | Civil Works | 100001762 | 995462 |  | 18 |  | Drains Section B-B including culverts but excluding concrete & reinforcement steel | M | 90 |  | INCLUDED | 0 | 0 | 0 | 0 | 0 | 0 | 0 | 0 | 0.18 | 0
266 | 7000019714 | 830 | 1710 | 220 | Civil Works | 100002911 | 995432 |  | 18 |  | Earthwork in excavation & filling in all types of soil and soft/disintegrated rock in open areas/nallas/channels, to the requiredslopes, shapes, levels, elevations and profile, including trimming of bottom and slopes of excavation, bailing out rain(dewatering), pumping, removal of slush, preparing embankments/marginal banks, loosening, dressing, spreading material in layers notexceeding 200mm, as per direction of Engineer-in-Charge, water flooding, compacting to achieve 95% consolidation at optimum moisturecontent, finishing etc. all complete, for all leads and lifts within leveling boundary, including disposal of surplus earth andstacking of unsuitable material within a lead of 2.0 Km beyond substation boundary, with all labour, material, tools, tackles andequipment, safeguards and incidentals, Royalty,taxes etc. as necessary, as per drawings, specification and directions of theEngineer-in-Charge. Clearing of jungle is included in this item. (Only excavation/cutting will be measured for payment purpose.) | M3 | 500 |  | INCLUDED | 0 | 0 | 0 | 0 | 0 | 0 | 0 | 0 | 0.18 | 0
267 | 7000019714 | 830 | 1710 | 230 | Civil Works | 100001454 | 995429 |  | 18 |  | Demolishing RCC work including stacking of steel bars and disposal of unserviceable material. | M3 | 200 |  | INCLUDED | 0 | 0 | 0 | 0 | 0 | 0 | 0 | 0 | 0.18 | 0
2: Total; 16=14*15: 0 |  | 0 |  |  | 0 | 0 |  | 0 |  | 0
[23 empty] | Total Corrected Price (excl. GST) |  | GST Amount
# | In case the bidder leaves the cell for confirmation of the SAC and/or GST rate “blank”, the SAC and corresponding GST rate indicated by the Employer shall be deemed to be the one confirmed by the Bidder.
| Date | [10 empty] | Printed Name
| Place | [10 empty] | Designation
0

## Sch-4
SPEC. NO.: CC/NT/AIS/DOM/A04/22/00233 | [14 empty] | Schedule - 4
Substation Package SS-100 for (i) Extn. of 400/230kV Arasur S/S including supply of one no. 500MVA ICT associated with Augmentation of Transformation Capacity by 1x500MVA, 400/230kV ICT (4th) at Arasur substation (ii) Extn. of 400/230kV Hosur S/S including supply of one no. 500MVA ICT associated with Augmentation of Transformation Capacity by 1x500 MVA, 400/230kV ICT (4th) at Hosur substation (iii) Extn. of 400/220kV Raigarh (PG) S/S associated with Augmentation of Transformation Capacity by 1x500 MVA, 400/220kV ICT (3rd) at Raigarh (PG) substation
(SCHEDULE OF RATES AND PRICES )
BIDDER:
0 | [12 empty] | To:
Bidder’s Name and Address (Sole Bidder) : | [12 empty] | Contract Services
Name : | [12 empty] | Power Grid Corporation of India Ltd.,
Address : | [12 empty] | "Saudamini", Plot No.-2
Sector-29,
Gurgaon (Haryana) - 122001
Training Charges :
SI. No. | PR No | Line Item No | Activity Header | PR Activity No | Activity Description | Service Code | SAC (Service Accounting Codes) | Whether SAC in column ‘…’ is confirmed. If not indicate applicable the SAC # | Rate of GST applicable ( in %) | Whether rate of GST in column ‘---’ is confirmed. If not indicate applicable rate of GST # | Description | Unit | Quantity | Unit Charges | Total Charges
1 | 2 | 3 | 4 | 5 | 6 | 7 | 8 | 9 | 10 | 11 | 12 | 13 | 14 | 15 | 16=14*15
NOT APPLICABLE
NOTE: To and fro charges and accommodation for the Instructor (Trainer) and Training material for the Trainees shall be included in the prices quoted by the bidder.
# In case the bidder leaves the cell for confirmation of the SAC and/or GST rate “blank” “blank”, the SAC and corresponding GST rate indicated by the Employer shall be deemed to be the one confirmed by the Bidder
Date
| Place | [9 empty] | Printed Name
Designation

## Sch-5
SPEC. NO.: CC/NT/AIS/DOM/A04/22/00233 |  |  |  | Schedule - 5
Substation Package SS-100 for (i) Extn. of 400/230kV Arasur S/S including supply of one no. 500MVA ICT associated with Augmentation of Transformation Capacity by 1x500MVA, 400/230kV ICT (4th) at Arasur substation (ii) Extn. of 400/230kV Hosur S/S including supply of one no. 500MVA ICT associated with Augmentation of Transformation Capacity by 1x500 MVA, 400/230kV ICT (4th) at Hosur substation (iii) Extn. of 400/220kV Raigarh (PG) S/S associated with Augmentation of Transformation Capacity by 1x500 MVA, 400/220kV ICT (3rd) at Raigarh (PG) substation
(SUMMARY OF TAXES & DUTIES APPLICABLE ON PLANT & EQUIPMENT)
BIDDER:
0 |  |  | To:
Bidder’s Name and Address (Sole Bidder) : |  |  | Contract Services
Name : |  |  | Power Grid Corporation of India Ltd.,
Address : |  |  | "Saudamini", Plot No.-2
Sector-29,
Gurgaon (Haryana) - 122001
Sl. No. | Item Nos. |  | Total Price (INR) |  | After Discount |  | After MPDiscount
1 | TOTAL GST on Goods |  | 0 |  | Excise Duty | #REF! | Excise Duty | #REF!
Total GST for Supply of Goods (inter-alia including Type Test Charges) between the Contractor and the Employer (identified in Schedule 1') which are not included in the Ex-works price as per the provision of the Bidding Documents, as applicable.
2 | TOTAL GST on Services |  | 0 |  | Sales Tax | 0 | Sales Tax | 0
| Total GST on Installation Services (indentified in Schedule-3) and Training to be imparted in India (identified in Schedule-4) which are not included in the Installation and Training charges as per the provision of the Bidding Documents, as applicable |  |  |  | #REF! | 0 | #REF! | 0
| GRAND TOTAL [1+2] |  | 0
Date : |  | Printed Name :
Place : |  | Designation :
Click for Sch-6

## Sch-5 after discount (hidden)
SPEC. NO.: CC/NT/AIS/DOM/A04/22/00233 |  |  |  | Schedule - 5
Substation Package SS-100 for (i) Extn. of 400/230kV Arasur S/S including supply of one no. 500MVA ICT associated with Augmentation of Transformation Capacity by 1x500MVA, 400/230kV ICT (4th) at Arasur substation (ii) Extn. of 400/230kV Hosur S/S including supply of one no. 500MVA ICT associated with Augmentation of Transformation Capacity by 1x500 MVA, 400/230kV ICT (4th) at Hosur substation (iii) Extn. of 400/220kV Raigarh (PG) S/S associated with Augmentation of Transformation Capacity by 1x500 MVA, 400/220kV ICT (3rd) at Raigarh (PG) substation
(SUMMARY OF TAXES & DUTIES APPLICABLE ON PLANT & EQUIPMENT)
BIDDER:
0 |  |  | To:
Bidder’s Name and Address (Sole Bidder) : |  |  | Contract Services
Name : |  |  | Power Grid Corporation of India Ltd.,
Address : |  |  | "Saudamini", Plot No.-2
Sector-29,
Gurgaon (Haryana) - 122001
Sl. No. | Item Nos. |  | Total Price (INR)
1 | TOTAL GST on Goods |  | 0
Total GST for Supply of Goods (inter-alia including Type Test Charges) between the Contractor and the Employer (identified in Schedule 1') which are not included in the Ex-works price as per the provision of the Bidding Documents, as applicable.
2 | TOTAL GST on Services |  | 0
Total GST on Installation Services (indentified in Schedule-3) and Training to be imparted in India (identified in Schedule-4) which are not included in the Installation and Training charges as per the provision of the Bidding Documents, as applicable
| GRAND TOTAL [1+2] |  | 0
Date : |  | Printed Name :
Place : |  | Designation :
Click for Sch-6

## Sch-6
SPEC. NO.: CC/NT/AIS/DOM/A04/22/00233 |  |  | Schedule - 6
Substation Package SS-100 for (i) Extn. of 400/230kV Arasur S/S including supply of one no. 500MVA ICT associated with Augmentation of Transformation Capacity by 1x500MVA, 400/230kV ICT (4th) at Arasur substation (ii) Extn. of 400/230kV Hosur S/S including supply of one no. 500MVA ICT associated with Augmentation of Transformation Capacity by 1x500 MVA, 400/230kV ICT (4th) at Hosur substation (iii) Extn. of 400/220kV Raigarh (PG) S/S associated with Augmentation of Transformation Capacity by 1x500 MVA, 400/220kV ICT (3rd) at Raigarh (PG) substation
(GRAND SUMMARY)
BIDDER:
0 |  |  | To:
Bidder’s Name and Address (Sole Bidder) : |  |  | Contract Services
Name : |  |  | Power Grid Corporation of India Ltd.,
Address : |  |  | "Saudamini", Plot No.-2
Sector-29,
Gurgaon (Haryana) - 122001
Sl. No. | Description |  | Total Price (INR)
1 | TOTAL SCHEDULE NO. 1 |  | 0
Ex-works price of Plant and Equipment including Type Test Charges
2 | TOTAL SCHEDULE NO. 2 |  | 0
Local Transportation, In-transit Insurance, loading and unloading
3 | TOTAL SCHEDULE NO. 3 |  | 0
Installation Charges
4 | TOTAL SCHEDULE NO. 4 |  | Not Applicable
Training Charges
5 | TOTAL SCHEDULE NO. 5 |  | 0
Taxes and Duties
6 | TOTAL SCHEDULE NO. 7 |  | Not Applicable
Type Test Charges [Total of this Schedule is included in Schedule - 1 above.]
GRAND TOTAL [1+2+3+5]
0
Date : |  | Printed Name :
Place : |  | Designation :
Click for Sch-7

## Sch-6 After Discount (hidden)
SPEC. NO.: CC/NT/AIS/DOM/A04/22/00233 |  |  | Schedule - 6 After Discount
Substation Package SS-100 for (i) Extn. of 400/230kV Arasur S/S including supply of one no. 500MVA ICT associated with Augmentation of Transformation Capacity by 1x500MVA, 400/230kV ICT (4th) at Arasur substation (ii) Extn. of 400/230kV Hosur S/S including supply of one no. 500MVA ICT associated with Augmentation of Transformation Capacity by 1x500 MVA, 400/230kV ICT (4th) at Hosur substation (iii) Extn. of 400/220kV Raigarh (PG) S/S associated with Augmentation of Transformation Capacity by 1x500 MVA, 400/220kV ICT (3rd) at Raigarh (PG) substation
(GRAND SUMMARY)
#REF! |  |  | To:
Bidder’s Name and Address (Sole Bidder) : |  |  | Contract Services
Name : |  |  | Power Grid Corporation of India Ltd.,
Address : |  |  | "Saudamini", Plot No.-2
Sector-29,
Gurgaon (Haryana) - 122001
Sl. No. | Description |  | Total Price (INR)
1 | TOTAL SCHEDULE NO. 1
Ex-works price of Plant and Equipment including Type Test Charges
2 | TOTAL SCHEDULE NO. 2
Local Transportation, Insurance and other Incidental Services
3 | TOTAL SCHEDULE NO. 3
Installation Charges
4 | TOTAL SCHEDULE NO. 4
Training Charges
5 | TOTAL SCHEDULE NO. 5
Taxes and Duties
6 | TOTAL SCHEDULE NO. 7
Type Test Charges [Total of this Schedule is included in Schedule - 1 above.]
GRAND TOTAL [1+2+3+4+5]
Date : |  | Printed Name :
Place : |  | Designation :
Click for Sch-7

## Sch-6 (After Discount)
SPEC. NO.: CC/NT/AIS/DOM/A04/22/00233 |  |  | Schedule - 6
Substation Package SS-100 for (i) Extn. of 400/230kV Arasur S/S including supply of one no. 500MVA ICT associated with Augmentation of Transformation Capacity by 1x500MVA, 400/230kV ICT (4th) at Arasur substation (ii) Extn. of 400/230kV Hosur S/S including supply of one no. 500MVA ICT associated with Augmentation of Transformation Capacity by 1x500 MVA, 400/230kV ICT (4th) at Hosur substation (iii) Extn. of 400/220kV Raigarh (PG) S/S associated with Augmentation of Transformation Capacity by 1x500 MVA, 400/220kV ICT (3rd) at Raigarh (PG) substation
(GRAND SUMMARY)
BIDDER:
0 |  |  | To:
Bidder’s Name and Address (Sole Bidder) : |  |  | Contract Services
Name : |  |  | Power Grid Corporation of India Ltd.,
Address : |  |  | "Saudamini", Plot No.-2
Sector-29,
Gurgaon (Haryana) - 122001
Sl. No. | Description |  | Total Price (INR) | From Sch-6 | Discount Factors
1 | TOTAL SCHEDULE NO. 1 |  | 0 | 0 | 0
Ex-works price of Plant and Equipment including Type Test Charges
2 | TOTAL SCHEDULE NO. 2 |  | 0 | 0 | 0
Local Transportation, In-transit Insurance, loading and unloading
3 | TOTAL SCHEDULE NO. 3 |  | 0 | 0 | 0
Installation Charges
4 | TOTAL SCHEDULE NO. 4 |  | Not Applicable
Training Charges
5 | TOTAL SCHEDULE NO. 5 |  | 0
Taxes and Duties
6 | TOTAL SCHEDULE NO. 7 |  | Not Applicable
Type Test Charges [Total of this Schedule is included in Schedule - 1 above.]
GRAND TOTAL [1+2+3+5]
0
Date : |  | Printed Name :
Place : |  | Designation :
Click for Sch-7

## Sch-7
SPEC. NO.: CC/NT/AIS/DOM/A04/22/00233 | [11 empty] | Schedule 7
Substation Package SS-100 for (i) Extn. of 400/230kV Arasur S/S including supply of one no. 500MVA ICT associated with Augmentation of Transformation Capacity by 1x500MVA, 400/230kV ICT (4th) at Arasur substation (ii) Extn. of 400/230kV Hosur S/S including supply of one no. 500MVA ICT associated with Augmentation of Transformation Capacity by 1x500 MVA, 400/230kV ICT (4th) at Hosur substation (iii) Extn. of 400/220kV Raigarh (PG) S/S associated with Augmentation of Transformation Capacity by 1x500 MVA, 400/220kV ICT (3rd) at Raigarh (PG) substation | [12 empty] | As per Lum-sum |  | 0
(SCHEDULE OF RATES AND PRICES ) | [12 empty] | AS per Percent |  | #REF!
BIDDER:
0
| Bidder’s Name and Address (Sole Bidder) : | [8 empty] | To:
| Name : | [8 empty] | Contract Services
| Address : | [8 empty] | Power Grid Corporation of India Ltd.,
"Saudamini", Plot No.-2
Sector-29,
Gurgaon (Haryana) - 122001
Type tests on Earthwire, Hardwar Fittings & accessories of conductor & earthwire:
SL. NO. | PR No | Line Item No | Code | HSN of the Equipment /item for which type test is to be conducted | Whether HSN in column ‘---’ is confirmed. If not indicate applicable the HSN code # | Rate of GST applicable ( in %) | Whether rate of GST in column ‘---’ is confirmed. If not indicate applicable rate of GST # | Description of Test | Unit | Quantity | Unit Test Charge | Total Test Charges (Rs.) |  | Total Test Charges After Discount (Rs.) |  | Dis Alert | Total Test Charges After MPD (Rs.)
NOT APPLICABLE
| Date | [5 empty] | Printed Name
| Place | [5 empty] | Designation
SPEC. NO.: CC/NT/AIS/DOM/A04/22/00233
Substation Package SS-100 for (i) Extn. of 400/230kV Arasur S/S including supply of one no. 500MVA ICT associated with Augmentation of Transformation Capacity by 1x500MVA, 400/230kV ICT (4th) at Arasur substation (ii) Extn. of 400/230kV Hosur S/S including supply of one no. 500MVA ICT associated with Augmentation of Transformation Capacity by 1x500 MVA, 400/230kV ICT (4th) at Hosur substation (iii) Extn. of 400/220kV Raigarh (PG) S/S associated with Augmentation of Transformation Capacity by 1x500 MVA, 400/220kV ICT (3rd) at Raigarh (PG) substation | [7 empty] | 0 | 0
(SCHEDULE OF RATES AND PRICES ) | [7 empty] | 0 | 0
#REF!
#REF! | [7 empty] | #REF! | #REF!
#REF! | [7 empty] | #REF! | #REF!
#REF! | [7 empty] | #REF! | #REF!
[8 empty] | #REF! | #REF!
[8 empty] | 0 | 0
SL. NO. | [7 empty] | Description of Test | #REF!
#REF! | [7 empty] | #REF! | #REF!
#REF! | [7 empty] | #REF!
#REF! | [7 empty] | #REF! | #REF!
#REF! | [7 empty] | #REF! | #REF!
[8 empty] | #REF! | #REF!
#REF! | [7 empty] | #REF!
#REF! | [7 empty] | #REF!
#REF! | [7 empty] | #REF!
#REF! | [7 empty] | #REF! | #REF!
#REF! | [7 empty] | #REF! | #REF!
#REF! | [7 empty] | #REF! | #REF!
#REF! | [7 empty] | #REF! | #REF!
[8 empty] | #REF! | #REF!
#REF! | [7 empty] | #REF!
#REF! | [7 empty] | #REF! | #REF!
#REF! | [7 empty] | #REF! | #REF!
#REF! | [7 empty] | #REF! | #REF!
#REF! | [7 empty] | #REF! | #REF!
[8 empty] | #REF! | #REF!
#REF! | [7 empty] | #REF!
#REF! | [7 empty] | #REF! | #REF!
#REF! | [7 empty] | #REF! | #REF!
#REF! | [7 empty] | #REF! | #REF!
[8 empty] | #REF! | #REF!
#REF! | [7 empty] | #REF!
#REF! | [7 empty] | #REF! | #REF!
#REF! | [7 empty] | #REF! | #REF!
#REF! | [7 empty] | #REF! | #REF!
[8 empty] | #REF! | #REF!
#REF! | [7 empty] | #REF!
#REF! | [7 empty] | #REF! | #REF!
#REF! | [7 empty] | #REF! | #REF!
#REF! | [7 empty] | #REF! | #REF!
#REF! | [7 empty] | #REF! | #REF!
[8 empty] | #REF! | #REF!
[8 empty] | #REF! | #REF!
#REF! | [7 empty] | #REF!
#REF! | [7 empty] | #REF!
#REF! | [7 empty] | #REF! | #REF!
#REF! | [7 empty] | #REF! | #REF!
#REF! | [7 empty] | #REF! | #REF!
[8 empty] | #REF! | #REF!
[8 empty] | #REF! | #REF!
#REF! | [7 empty] | #REF!
#REF! | [7 empty] | #REF!
#REF! | [7 empty] | #REF! | #REF!
#REF! | [7 empty] | #REF! | #REF!
#REF! | [7 empty] | #REF! | #REF!
#REF! | [7 empty] | #REF! | #REF!
#REF! | [7 empty] | #REF! | #REF!
[8 empty] | #REF! | #REF!
#REF! | [7 empty] | #REF!
#REF! | [7 empty] | #REF! | #REF!
#REF! | [7 empty] | #REF! | #REF!
#REF! | [7 empty] | #REF! | #REF!
#REF! | [7 empty] | #REF! | #REF!
#REF! | [7 empty] | #REF! | #REF!
#REF! | [7 empty] | #REF! | #REF!
[8 empty] | #REF! | #REF!
#REF! | [7 empty] | #REF!
#REF! | [7 empty] | #REF! | #REF!
#REF! | [7 empty] | #REF! | #REF!
#REF! | [7 empty] | #REF! | #REF!
#REF! | [7 empty] | #REF! | #REF!
#REF! | [7 empty] | #REF! | #REF!
#REF! | [7 empty] | #REF! | #REF!
#REF! | [7 empty] | #REF! | #REF!
#REF! | [7 empty] | #REF! | #REF!
#REF! | [7 empty] | #REF! | #REF!
[8 empty] | #REF! | #REF!
#REF! | [7 empty] | #REF!
#REF! | [7 empty] | #REF! | #REF!
#REF! | [7 empty] | #REF! | #REF!
#REF! | [7 empty] | #REF! | #REF!
[8 empty] | #REF! | #REF!
#REF! | [7 empty] | #REF!
#REF! | [7 empty] | #REF! | #REF!
#REF! | [7 empty] | #REF! | #REF!
#REF! | [7 empty] | #REF! | #REF!
[8 empty] | #REF! | #REF!
#REF! | [7 empty] | #REF!
#REF! | [7 empty] | #REF! | #REF!
#REF! | [7 empty] | #REF! | #REF!
[8 empty] | #REF! | #REF!
#REF! | [7 empty] | #REF!
#REF! | [7 empty] | #REF! | #REF!
#REF! | [7 empty] | #REF! | #REF!
#REF! | [7 empty] | #REF! | #REF!
#REF! | [7 empty] | #REF! | #REF!
#REF! | [7 empty] | #REF! | #REF!
#REF! | [7 empty] | #REF! | #REF!
[8 empty] | #REF! | #REF!
#REF! | [7 empty] | #REF!
#REF! | [7 empty] | #REF! | #REF!
#REF! | [7 empty] | #REF! | #REF!
#REF! | [7 empty] | #REF! | #REF!
#REF! | [7 empty] | #REF! | #REF!
#REF! | [7 empty] | #REF!
#REF! | [7 empty] | #REF! | #REF!
#REF! | [7 empty] | #REF! | #REF!
#REF! | [7 empty] | #REF! | #REF!
#REF! | [7 empty] | #REF! | #REF!
[8 empty] | #REF! | #REF!
[8 empty] | #REF! | #REF!
[8 empty] | #REF! | #REF!

## Discount
SPEC. NO.: CC/NT/AIS/DOM/A04/22/00233 |  |  |  |  | Letter of Discount
LETTER OF DISCOUNT
To:
Contract Services | [6 empty] | Schedule 1 | 0
Power Grid Corporation of India Ltd., | [6 empty] | Schedule 2 | 0
"Saudamini", Plot No.-2 | [6 empty] | Schedule 3 | 0
Sector-29, (near IFFCO Chowk) | [6 empty] | Total | 0
Gurgaon (Haryana) - 122001
Subject : |  | Substation Package SS-100 for (i) Extn. of 400/230kV Arasur S/S including supply of one no. 500MVA ICT associated with Augmentation of Transformation Capacity by 1x500MVA, 400/230kV ICT (4th) at Arasur substation (ii) Extn. of 400/230kV Hosur S/S including supply of one no. 500MVA ICT associated with Augmentation of Transformation Capacity by 1x500 MVA, 400/230kV ICT (4th) at Hosur substation (iii) Extn. of 400/220kV Raigarh (PG) S/S associated with Augmentation of Transformation Capacity by 1x500 MVA, 400/220kV ICT (3rd) at Raigarh (PG) substation
Dear Sir
With reference to the subject tender, we hereby offer unconditional discount on the prices quoted by us as per details given here below : | [5 empty] | Sch-1 | Sch-2 | Sch-3
| 1 | Discount on lum-sum basis on total price quoted by us without GST. [The discount shall be proportionately applicable on all the items of all the Schdules i.e. Sch-1 (without type test charges), Sch-2, Sch-3, Sch-4 & Sch-7] In Rs. |  |  |  | 0 | 0 | 0
| 2 | Discount on percent basis on total price quoted by us without GST. [The discount shall be applicable on all the items of all the Schdules i.e. Sch-1 (without type test charges), Sch-2 , Sch-3, Sch-4 & Sch-7] In Percent (%) |  |  |  | 0 | 0 | 0
| 3 | Discount on lum-sum basis on the Schedules as given below : [The discount shall be proportionately applicable on all the relevent items of the respective Schdules.] In Rs.
|  | Schedule-1 : Ex works prices |  | In Rs. |  | 0
|  | Schedule-2 : Local Transportation, In-transit Insurance, loading and unloading |  | In Rs. |  |  | 0
|  | Schedule-3 : Installation Charges |  | In Rs. |  |  |  | 0
|  | Schedule-4 : Training Charges |  | In Rs.
|  | Schedule-7 : Type Test Charges |  | In Rs.
| 4 | Discount on percent basis on the Schedules as given below : [The discount shall be applicable on all the relevent items of the respective Schdules.] In Percent (%)
|  | Schedule-1 : Ex works prices |  | In Percent (%) |  | 0
|  | Schedule-2 : Local Transportation, In-transit Insurance, loading and unloading |  | In Percent (%) |  |  | 0
|  | Schedule-3 : Installation Charges |  | In Percent (%) |  |  |  | 0
|  | Schedule-4 : Training Charges |  | In Percent (%)
|  | Schedule-7 : Type Test Charges |  | In Percent (%)
Discount(s) offered at sl. No. 1 to 4 will get displayed and accounted for automatically in the respective items of the Schedules.
| 5 | We hereby offer Multi-package discount as given below:
[6 empty] | 0 | 0 | 0 | 0 | 0
|  | Multi-Package Discount(s) offered at sl. No. 5 will not get automatically accounted for in the respective items of the Schedules. The same shall be worked out saparately for evaluation. |  |  |  | #DIV/0! | #DIV/0! | #DIV/0! | #DIV/0! | #REF!
[Discount will not be calculated authometrically. However, the same shall be considered during evaluation.]
Please consider this letter of discount as the integral part of our price bid.
Thanking you, we remain, | [5 empty] | 0 | 0 | 0
[5 empty] | Yours faithfully, | 0 | 0 | 0 | Discount Factors
For and on behalf of
Date : |  |  | Printed Name : | 0
Place : |  |  | Designation : | 0

## Octroi (hidden)
Details of Octroi
Sl No. | Description of Items | Amount on which Octroi is applicable | Rate of Octroi | Octroi
(1) | (2) | (3) | (4) | (5) =(3) x (4)
1 |  |  |  | 0
2 |  |  |  | 0
3 |  |  |  | 0
4 |  |  |  | 0
5 |  |  |  | 0
6 |  |  |  | 0
7 |  |  |  | 0
8 |  |  |  | 0
9 |  |  |  | 0
10 |  |  |  | 0
| Total |  |  | 0
Back to Sch 5

## Entry Tax (hidden)
Details of Entry Tax
Sl No. | Description of Items | Amount on which Entry Tax is applicable | Rate of Entry Tax | Entry Tax
(1) | (2) | (3) | (4) | (5) =(3) x (4)
1 |  |  |  | 0
2 |  |  |  | 0
3 |  |  |  | 0
4 |  |  |  | 0
5 |  |  |  | 0
6 |  |  |  | 0
7 |  |  |  | 0
8 |  |  |  | 0
9 |  |  |  | 0
10 |  |  |  | 0
| Total |  |  | 0
Back to Sch 5

## Other Taxes & Duties (hidden)
Details of Other Taxes & Duties
Sl No. | Description of Items | Amount on which Other Taxes & Duties are applicable | Description of Taxes & Duties | Rate of Taxes & Duties | Amount of Taxes & Duties
(1) | (2) | (3) | (4) | (5) | (6) =(3) x (4)
1 |  |  |  |  | 0
2 |  |  |  |  | 0
3 |  |  |  |  | 0
4 |  |  |  |  | 0
5 |  |  |  |  | 0
6 |  |  |  |  | 0
7 |  |  |  |  | 0
8 |  |  |  |  | 0
9 |  |  |  |  | 0
10 |  |  |  |  | 0
| Total |  |  |  | 0
Back to Sch 5

## Bid Form 2nd Envelope
SPEC. NO.: CC/NT/AIS/DOM/A04/22/00233 |  |  |  |  | Bid Form 2nd Envelope |  |  |  | Sole Bidder | 1 | st |  | 1 | January
[9 empty] | 0 | 2 | nd |  | 2 | February
BID FORM (Second Envelope) | [9 empty] | 3 | rd |  | 3 | March
[10 empty] | 4 | th |  | 4 | April
Bid Proposal Ref. No. | [9 empty] | 5 | th |  | 5 | May
Date : | [9 empty] | 6 | th | #VALUE! | 6 | June
[10 empty] | 7 | th | #VALUE! | 7 | July
To: | [9 empty] | 8 | th | #VALUE! | 8 | August
0 | [9 empty] | 9 | th | #VALUE! | 9 | September
Power Grid Corporation of India Ltd., | [9 empty] | 10 | th |  | 10 | October
"Saudamini", Plot No.-2 | [9 empty] | 11 | th |  | 11 | November
Sector-29, | [9 empty] | 12 | th |  | 12 | December
Gurgaon (Haryana) - 122001 | [9 empty] | 13 | th
[10 empty] | 14 | th
Name of Contract : |  | Substation Package SS-100 for (i) Extn. of 400/230kV Arasur S/S including supply of one no. 500MVA ICT associated with Augmentation of Transformation Capacity by 1x500MVA, 400/230kV ICT (4th) at Arasur substation (ii) Extn. of 400/230kV Hosur S/S including supply of one no. 500MVA ICT associated with Augmentation of Transformation Capacity by 1x500 MVA, 400/230kV ICT (4th) at Hosur substation (iii) Extn. of 400/220kV Raigarh (PG) S/S associated with Augmentation of Transformation Capacity by 1x500 MVA, 400/220kV ICT (3rd) at Raigarh (PG) substation | [7 empty] | 15 | th
Dear Ladies and/or Gentlemen, | [9 empty] | 16 | th
1 | In continuation of First Envelope of our Bid, we hereby submit the Second Envelope of the Bid, both of which shall be read together and in conjunction with each other, and shall be construed as an integral part of our Bid. Accordingly, we the undersigned, offer to design, manufacture, test, deliver, install and commission (including carrying out Trial Operation, Performance & Guarantee Test as per provision of Technical Specification) under the above-named package in full conformity with the said Bidding Documents for the sum of Rs. 0/- () or such other sums as may be determined in accordance with the terms and conditions of the Bidding Documents |  |  |  |  | In continuation of First Envelope of our Bid, we hereby submit the Second Envelope of the Bid, both of which shall be read together and in conjunction with each other, and shall be construed as an integral part of our Bid. Accordingly, we the undersigned, offer to design, manufacture, test, deliver, install and commission (including carrying out Trial Operation, Performance & Guarantee Test as per provision of Technical Specification) under the above-named package in full conformity with the said Bidding Documents for the sum of Rs. |  |  |  | 17 | th
[6 empty] | 0 | /- (
)
| The above amounts are in accordance with the price schedules attached herewith and are made part of this bid. |  |  |  |  | or such other sums as may be determined in accordance with the terms and conditions of the Bidding Documents |  |  |  | 18 | th
2 | Price Schedules | [8 empty] | 19 | th
2.1 | In line with the requirements of the Bidding documents, we enclose herewith the following Price Schedules, duly filled - in as per your proforma: | [8 empty] | 20 | th
| Schedule 1 |  | Plant and Equipment (Including Mandatory Spare Parts) to be supplied, including Type Test Charges. | [6 empty] | 21 | st
| Schedule 2 |  | Local Transportation, In-transit Insurance, loading and unloading | [6 empty] | 22 | th
| Schedule 3 |  | Installation Charges. |  |  | Sole Bidder |  |  |  | 23 | th
| Schedule 4 |  | Training charges for training to be imparted. | [6 empty] | 24 | th
| Schedule 5 |  | Taxes and Duties not included in Schedule 1 | [6 empty] | 25 | th
| Schedule 6 |  | Grand Summary [Schedule 1to 5] | [6 empty] | 26 | th
| Schedule 7 |  | Break-up of Type Test Charges for Type Tests to be conducted | [6 empty] | 27 | th
2.2 | We are aware that the Price Schedules do not generally give a full description of the Work to be performed under each item and we shall be deemed to have read the Technical Specifications and other sections of the Bidding Documents and Drawings to ascertain the full scope of Work included in each item while filling-in the rates and prices. We agree that the entered rates and prices shall be deemed to include for the full scope as aforesaid, including overheads and profit. | [8 empty] | 28 | th
2.3 | We declare that as specified in Clause 11.5, Section –II:ITB, Vol.-I of the Bidding Documents, prices quoted by us in the Price Schedules shall be subject to Price Adjustment during the execution of Contract in accordance with Appendix-2 (Price Adjustment) to the Contract Agreement. | [8 empty] | 29 | th
2.4 | We understand that in the price schedules, where there are errors between the total of the amounts given under the column for the price Breakdown and the amount given under the Total Price, the former shall prevail and the latter will be corrected accordingly. We further understand that where there are discrepancies between amounts stated in figures and amounts stated in words, the amount stated in words shall prevail. Similarly, any discrepancy in the total bid price and that of the summation of Schedule price (price indicated in a Schedule indicating the total of that schedule), the total bid price shall be corrected to reflect the actual summation of the Schedule prices. | [8 empty] | 30 | th
2.5 | We declare that items left blank in the Schedules will be deemed to have been included in other items. The TOTAL for each Schedule and the TOTAL of Grand Summary shall be deemed to be the total price for executing the Facilities and sections thereof in complete accordance with the Contract, whether or not each individual item has been priced. | [8 empty] | 31 | st
3 | We confirm that except as otherwise specifically provided our Bid Prices in this Second Envelope include all taxes, duties, levies and charges as may be assessed on us/our Associate (applicable for Foreign Bidder), our Sub-Contractor/Sub-Vendor or their employees by all municipal, state or national government authorities in connection with the Facilities, in and outside of India.
3.1 | 100% of applicable Taxes and Duties i.e GST which are payable by the Employer under the Contract, shall be reimbursed by the Employer on production of satisfactory documentary evidence by the Contractor in accordance with the provisions of the Bidding Documents
3.2 | We further understand that notwithstanding 3.0 above, in case of award on us, you shall also bear and pay/reimburse to us, GST applicable on supplies by us to you, imposed on the Plant & Equipment including Mandatory Spare Parts to be incorporated into the Facilities including Type Test charges for Type test to be conducted in India specified in Schedule No. 1, Installation Services specified in Schedule No. 3 and Charges for Training to be imparted in India specified in Schedule No. 4 of the Price Schedule in this Second Envelope, by the Indian Laws.
3.3 | We confirm that we have also registered/we shall also get registered in the GST Network with a GSTIN in all the states where the project is located and the states from which we shall make our supply of goods.
4 | # (For Joint Venture only) We, the partners of Joint Venture submitting this bid, do agree and confirm that in case of Award of Contract on the Joint Venture, we shall be jointly and severally liable and responsible for the execution of the Contract in accordance with Contract terms and conditions.
5 | We, hereby, declare that only the persons or firms interested in this proposal as principals are named here and that no other persons or firms other than those mentioned herein have any interest in this proposal or in the Contract to be entered into, if the award is made on us, that this proposal is made without any connection with any other person, firm or party likewise submitting a proposal is in all respects for and in good faith, without collusion or fraud.
Thanking you, we remain,
Yours faithfully,
For and on behalf of test
Signature :
Date : |  |  |  | Printed Name : | 0
Place : |  |  |  | Designation : | 0
Common Seal :
Please provide additional information of the Bidder
Business Address :
Country of Incorporation :
State/Province to be indicated :
Name of Principal Officer :
Address of Principal Officer :
Note: Bidders may note that no prescribed proforma has been enclosed for Attachment 2 : Power of Attorney. Bidders may use their own proforma for furnishing the required information with the bid.
* * *
Back to Cover Page

## QC (hidden)
STATEMENT OF QUOTED / CORRECTED PRICES
ALL FIGURES ARE IN INDIAN RUPEES
BIDDER
SL. | PRICE COMPONENT | QUOTED PRICE | CORRECTED PRICE
1 | Price of Plant and Equipment (including Mandatory Spares Parts) to be supplied [Schedule-1] | 0 |  | 0
2 | Local Transportation, In-transit Insurance, loading and unloading charges [Schedule-2] | 0 |  | 0
3 | Installation Charges [Schedule-3] | 0 |  | 0
4 | Type Test Charges [Schedule-7] | Not Applicable |  | Not Applicable
5 | Total Bid Price excluding GST (1+2+3+4) | 0 |  | 0
6 | Discount | NIL |  | NIL
7 | Total Bid Price excluding GST (1+2+3+4) | 0 |  | 0
8 | Taxes & Duties:
| GST on Supply of Goods @5% | 0 |  | 0 | total GST on supply | 291545315.52
| GST on Supply of Goods @12% | 0 |  | 0
| GST on Supply of Goods @12% | 0 |  | 0
| GST on Supply of Goods @18% |  |  | 0
| GST on Supply of Goods @28% |  |  | 0
| GST on Supply of Installation Services @ 18% | 0 |  | 0
| GST on Type Test Charges | Not Applicable |  | Not Applicable
9 | Total Taxes & Duties | 0 |  | 0
10 | Total Bid Price (including Taxes & Duties) | 0 |  | 0
Note-1: | It may be mentioned that KEC in Schedule-1 & 3 of their bid, have confirmed/deemed confirmed HSN/SAC code. Also, KEC have confirmed/ deemed confirmed rate of GST for all the items/services in Schedule-1 & 3. Hence the GST tax rate as quoted by KEC has been considered to arrive at their total evaluated bid price, in line with the provisions of the Bidding Documents.
Note-2: | It may be mentioned that KEC in Schedule-3 of their bid, have quoted unit prices in more than 2 place of decimals. Accordingly, to work out the total corrected price, unit rates quoted by KEC are rounded off to 2 place of decimals.
765kV Transformer Package TR-35 associated with (i) Transmission Network Expansion in Gujarat to increase its ATC from ISTS: Part B; (ii) Transmission Network Expansion in Gujarat to increase its ATC from ISTS: Part C; and (iii) Transmission Network Expansion in Gujarat associated with integration of RE projects from Khavda potential RE Zone; Spec. No.: 5002002164/TRANSFORMER/DOM/A04-CC CS -5
Annexure-E9

## Contracts-Template (hidden)
Exworks
| Total Ex-Works Price Direct |  |  |  |  | 0
| Total Ex-Works Price Bought Out |  |  |  |  | 0
| Total Ex-Works Price |  |  |  |  | 0
| Total Type Test charges as per Schedule-7 |  |  |  |  | #REF!
| Total Ex-works Price including Type Test charges |  |  |  |  | #REF!
Note : | Specify amount of Excise Duty, Sales Tax/'VAT and other taxes payable on the transaction between the Contractor and the Employer and octroi/entry tax as applicable for destination site/state on all items of supply including bought-out finished items (to be identified in the Contract), which shall be dispatched directly from the sub-vendor’s works to the Employer’s site (sale-in-transit), separately in Schedule-5. Excise Duty, Sales tax and other levies for all the bought-out items are to be included in the EXW Price (Col. No. 5) only and not to be indicated in Schedule-5.
^ | If the item(s) quoted/considered as "Bought-out" in the bid are manufactured at Bidder's works and confirmed to be supplied under “Direct transaction” by the bidder, then the taxes and duties on such items shall be paid/reimbursed by POWERGRID in line with the provisions of Bidding Documents. For this purpose, at the time of award, the Ex-works price (exclusive of taxes & duties) shall be arrived at from the quoted Ex-works price (inclusive of taxes ad duties) by excluding taxes and duties applicable on such items, as on date of Bid opening, in case of supplies from manufacturer proposed in the bid. During contract execution, the taxes and duties on such items shall be paid/reimbursed at actuals, limited to the rates prevailing on date of Bid opening.
Date : | --
Place : |  |  | Printed Name : |  | --
Designation :
FandI
| Total F&I Price |  |  |  |  | (=SUM(I16:I27))
Date : | (='Sch-1'!B43)
Place : | (='Sch-1'!B44) |  | Printed Name : | (='Sch-1'!E44)
|  |  | Designation : | (='Sch-1'!E45)
service
| Total Installaiton Charges | [5 empty] | #REF!
Date : | (='Sch-1'!B43)
Place : | (='Sch-1'!B44) |  | Printed Name : | (='Sch-1'!E44)
|  |  | Designation : | (='Sch-1'!E45)
Training
Date : | (=IF('Sch-1'!B43=0,"", 'Sch-1'!B43)) |  | (="Printed Name : " & IF('Sch-1'!E44=0,"",'Sch-1'!E44))
Place : | (=IF('Sch-1'!B44=0,"", 'Sch-1'!B44)) |  | (="Designation : " & IF('Sch-1'!E45=0,"",'Sch-1'!E45))
Type test
| TOTAL TYPE TEST CHARGES |  |  |  |  | (=SUM(I17:I18))
Date : | (='Sch-1'!B43) | (="Printed Name : " & 'Sch-1'!E44)
Place : | (='Sch-1'!B44) | (="Designation : " & 'Sch-1'!E45)
Note : | Bidder should indicate the name of test laboratories where type tests are proposed to be conducted
Direct
Bought-out

## N-W (Cr.) (hidden)
#REF! |  |  | 0 |  | #REF! |  |  | 0 |  |  | #REF!
#REF!
INR
#REF! |  |  |  |  | #REF! | [5 empty] | #N/A
#N/A
#REF! | #REF! |  | 0 |  | #REF! | #REF! |  | 0
#REF! | #REF! | #REF! | 0 |  | #REF! | #REF! | #REF! | 0
#REF! | #REF! | #REF! | 0 |  | #REF! | #REF! | #REF! | 0 |  | #REF! | 0 | 0 | 0 | 0 | #REF! | plus
#REF! | #REF! | #REF! | 0 |  | #REF! | #REF! | #REF! | 0 |  | #REF! | 0 | 0 | 0 | 1 | #REF!
#REF! | #REF! | #REF! | 0 |  | #REF! | #REF! | #REF! | 0 |  | #REF! | 0 | 0 | 1 | 0 | #REF!
#REF! | #REF! | #REF! | 0 |  | #REF! | #REF! | #REF! | 0 |  | #REF! | 0 | 0 | 1 | 1 | #REF!
[10 empty] | #REF! | 0 | 1 | 0 | 0 | #REF!
1 | One |  | 1 | One | 1 | One |  | 1 | One | #REF! | 0 | 1 | 0 | 1 | #REF!
2 | Two |  | 2 | Two | 2 | Two |  | 2 | Two | #REF! | 0 | 1 | 1 | 0 | #REF!
3 | Three |  | 3 | Three | 3 | Three |  | 3 | Three | #REF! | 0 | 1 | 1 | 1 | #REF!
4 | Four |  | 4 | Four | 4 | Four |  | 4 | Four | #REF! | 1 | 0 | 0 | 0 | #REF!
5 | Five |  | 5 | Five | 5 | Five |  | 5 | Five | #REF! | 1 | 0 | 0 | 1 | #REF!
6 | Six |  | 6 | Six | 6 | Six |  | 6 | Six | #REF! | 1 | 0 | 1 | 0 | #REF!
7 | Seven |  | 7 | Seven | 7 | Seven |  | 7 | Seven | #REF! | 1 | 0 | 1 | 1 | #REF!
8 | Eight |  | 8 | Eight | 8 | Eight |  | 8 | Eight | #REF! | 1 | 1 | 0 | 0 | #REF!
9 | Nine |  | 9 | Nine | 9 | Nine |  | 9 | Nine | #REF! | 1 | 1 | 0 | 1 | #REF!
10 | Ten |  | 10 | Ten | 10 | Ten |  | 10 | Ten | #REF! | 1 | 1 | 1 | 0 | #REF!
11 | Eleven |  | 11 | Eleven | 11 | Eleven |  | 11 | Eleven | #REF! | 1 | 1 | 1 | 1 | #REF!
12 | Twelve |  | 12 | Twelve | 12 | Twelve |  | 12 | Twelve
13 | Thirteen |  | 13 | Thirteen | 13 | Thirteen |  | 13 | Thirteen
14 | Fourteen |  | 14 | Fourteen | 14 | Fourteen |  | 14 | Fourteen
15 | Fifteen |  | 15 | Fifteen | 15 | Fifteen |  | 15 | Fifteen
16 | Sixteen |  | 16 | Sixteen | 16 | Sixteen |  | 16 | Sixteen | #REF! | 0 | 0 | 0 | 0 | #REF! | +
17 | Seventeen |  | 17 | Seventeen | 17 | Seventeen |  | 17 | Seventeen | #REF! | 0 | 0 | 0 | 1 | #REF! | /- +
18 | Eighteen |  | 18 | Eighteen | 18 | Eighteen |  | 18 | Eighteen | #REF! | 0 | 0 | 1 | 0 | #REF! | /-
19 | Nineteen |  | 19 | Nineteen | 19 | Nineteen |  | 19 | Nineteen | #REF! | 0 | 0 | 1 | 1 | #REF!
20 | Twenty |  | 20 | Twenty | 20 | Twenty |  | 20 | Twenty | #REF! | 0 | 1 | 0 | 0 | #REF!
21 | Twenty One |  | 21 | Twenty One | 21 | Twenty One |  | 21 | Twenty One | #REF! | 0 | 1 | 0 | 1 | #REF!
22 | Twenty Two |  | 22 | Twenty Two | 22 | Twenty Two |  | 22 | Twenty Two | #REF! | 0 | 1 | 1 | 0 | #REF!
23 | Twenty Three |  | 23 | Twenty Three | 23 | Twenty Three |  | 23 | Twenty Three | #REF! | 0 | 1 | 1 | 1 | #REF!
24 | Twenty Four |  | 24 | Twenty Four | 24 | Twenty Four |  | 24 | Twenty Four | #REF! | 1 | 0 | 0 | 0 | #REF!
25 | Twenty Five |  | 25 | Twenty Five | 25 | Twenty Five |  | 25 | Twenty Five | #REF! | 1 | 0 | 0 | 1 | #REF!
26 | Twenty Six |  | 26 | Twenty Six | 26 | Twenty Six |  | 26 | Twenty Six | #REF! | 1 | 0 | 1 | 0 | #REF!
27 | Twenty Seven |  | 27 | Twenty Seven | 27 | Twenty Seven |  | 27 | Twenty Seven | #REF! | 1 | 0 | 1 | 1 | #REF!
28 | Twenty Eight |  | 28 | Twenty Eight | 28 | Twenty Eight |  | 28 | Twenty Eight | #REF! | 1 | 1 | 0 | 0 | #REF!
29 | Twenty Nine |  | 29 | Twenty Nine | 29 | Twenty Nine |  | 29 | Twenty Nine | #REF! | 1 | 1 | 0 | 1 | #REF!
30 | Thirty |  | 30 | Thirty | 30 | Thirty |  | 30 | Thirty | #REF! | 1 | 1 | 1 | 0 | #REF!
31 | Thirty One |  | 31 | Thirty One | 31 | Thirty One |  | 31 | Thirty One | #REF! | 1 | 1 | 1 | 1 | #REF!
32 | Thirty Two |  | 32 | Thirty Two | 32 | Thirty Two |  | 32 | Thirty Two
33 | Thirty Three |  | 33 | Thirty Three | 33 | Thirty Three |  | 33 | Thirty Three
34 | Thirty Four |  | 34 | Thirty Four | 34 | Thirty Four |  | 34 | Thirty Four
35 | Thirty Fivr |  | 35 | Thirty Fivr | 35 | Thirty Fivr |  | 35 | Thirty Fivr
36 | Thirty Six |  | 36 | Thirty Six | 36 | Thirty Six |  | 36 | Thirty Six
37 | Thirty Seven |  | 37 | Thirty Seven | 37 | Thirty Seven |  | 37 | Thirty Seven
38 | Thirty Eight |  | 38 | Thirty Eight | 38 | Thirty Eight |  | 38 | Thirty Eight
39 | Thirty Nine |  | 39 | Thirty Nine | 39 | Thirty Nine |  | 39 | Thirty Nine
40 | Forty |  | 40 | Forty | 40 | Forty |  | 40 | Forty
41 | Forty One |  | 41 | Forty One | 41 | Forty One |  | 41 | Forty One
42 | Forty Two |  | 42 | Forty Two | 42 | Forty Two |  | 42 | Forty Two
43 | Forty Three |  | 43 | Forty Three | 43 | Forty Three |  | 43 | Forty Three
44 | Forty Four |  | 44 | Forty Four | 44 | Forty Four |  | 44 | Forty Four
45 | Forty Five |  | 45 | Forty Five | 45 | Forty Five |  | 45 | Forty Five
46 | Forty Six |  | 46 | Forty Six | 46 | Forty Six |  | 46 | Forty Six
47 | Forty Seven |  | 47 | Forty Seven | 47 | Forty Seven |  | 47 | Forty Seven
48 | Forty Eight |  | 48 | Forty Eight | 48 | Forty Eight |  | 48 | Forty Eight
49 | Forty Nine |  | 49 | Forty Nine | 49 | Forty Nine |  | 49 | Forty Nine
50 | Fifty |  | 50 | Fifty | 50 | Fifty |  | 50 | Fifty
51 | Fifty One |  | 51 | Fifty One | 51 | Fifty One |  | 51 | Fifty One
52 | Fifty Two |  | 52 | Fifty Two | 52 | Fifty Two |  | 52 | Fifty Two
53 | Fifty Three |  | 53 | Fifty Three | 53 | Fifty Three |  | 53 | Fifty Three
54 | Fifty Four |  | 54 | Fifty Four | 54 | Fifty Four |  | 54 | Fifty Four
55 | Fifty Five |  | 55 | Fifty Five | 55 | Fifty Five |  | 55 | Fifty Five
56 | Fifty Six |  | 56 | Fifty Six | 56 | Fifty Six |  | 56 | Fifty Six
57 | Fifty Seven |  | 57 | Fifty Seven | 57 | Fifty Seven |  | 57 | Fifty Seven
58 | Fifty Eight |  | 58 | Fifty Eight | 58 | Fifty Eight |  | 58 | Fifty Eight
59 | Fifty Nine |  | 59 | Fifty Nine | 59 | Fifty Nine |  | 59 | Fifty Nine
60 | Sixty |  | 60 | Sixty | 60 | Sixty |  | 60 | Sixty
61 | Sixty One |  | 61 | Sixty One | 61 | Sixty One |  | 61 | Sixty One
62 | Sixty Two |  | 62 | Sixty Two | 62 | Sixty Two |  | 62 | Sixty Two
63 | Sixty Three |  | 63 | Sixty Three | 63 | Sixty Three |  | 63 | Sixty Three
64 | Sixty Four |  | 64 | Sixty Four | 64 | Sixty Four |  | 64 | Sixty Four
65 | Sixty Five |  | 65 | Sixty Five | 65 | Sixty Five |  | 65 | Sixty Five
66 | Sixty Six |  | 66 | Sixty Six | 66 | Sixty Six |  | 66 | Sixty Six
67 | Sixty Seven |  | 67 | Sixty Seven | 67 | Sixty Seven |  | 67 | Sixty Seven
68 | Sixty Eight |  | 68 | Sixty Eight | 68 | Sixty Eight |  | 68 | Sixty Eight
69 | Sixty Nine |  | 69 | Sixty Nine | 69 | Sixty Nine |  | 69 | Sixty Nine
70 | Seventy |  | 70 | Seventy | 70 | Seventy |  | 70 | Seventy
71 | Seventy One |  | 71 | Seventy One | 71 | Seventy One |  | 71 | Seventy One
72 | Seventy Two |  | 72 | Seventy Two | 72 | Seventy Two |  | 72 | Seventy Two
73 | Seventy Three |  | 73 | Seventy Three | 73 | Seventy Three |  | 73 | Seventy Three
74 | Seventy Four |  | 74 | Seventy Four | 74 | Seventy Four |  | 74 | Seventy Four
75 | Seventy Five |  | 75 | Seventy Five | 75 | Seventy Five |  | 75 | Seventy Five
76 | Seventy Six |  | 76 | Seventy Six | 76 | Seventy Six |  | 76 | Seventy Six
77 | Seventy Seven |  | 77 | Seventy Seven | 77 | Seventy Seven |  | 77 | Seventy Seven
78 | Seventy Eight |  | 78 | Seventy Eight | 78 | Seventy Eight |  | 78 | Seventy Eight
79 | Seventy Nine |  | 79 | Seventy Nine | 79 | Seventy Nine |  | 79 | Seventy Nine
80 | Eighty |  | 80 | Eighty | 80 | Eighty |  | 80 | Eighty
81 | Eighty One |  | 81 | Eighty One | 81 | Eighty One |  | 81 | Eighty One
82 | Eighty Two |  | 82 | Eighty Two | 82 | Eighty Two |  | 82 | Eighty Two
83 | Eighty Three |  | 83 | Eighty Three | 83 | Eighty Three |  | 83 | Eighty Three
84 | Eighty Four |  | 84 | Eighty Four | 84 | Eighty Four |  | 84 | Eighty Four
85 | Eighty Five |  | 85 | Eighty Five | 85 | Eighty Five |  | 85 | Eighty Five
86 | Eighty Six |  | 86 | Eighty Six | 86 | Eighty Six |  | 86 | Eighty Six
87 | Eighty Seven |  | 87 | Eighty Seven | 87 | Eighty Seven |  | 87 | Eighty Seven
88 | Eighty Eight |  | 88 | Eighty Eight | 88 | Eighty Eight |  | 88 | Eighty Eight
89 | Eighty Nine |  | 89 | Eighty Nine | 89 | Eighty Nine |  | 89 | Eighty Nine
90 | Ninety |  | 90 | Ninety | 90 | Ninety |  | 90 | Ninety
91 | Ninety One |  | 91 | Ninety One | 91 | Ninety One |  | 91 | Ninety One
92 | Ninety Two |  | 92 | Ninety Two | 92 | Ninety Two |  | 92 | Ninety Two
93 | Ninety Three |  | 93 | Ninety Three | 93 | Ninety Three |  | 93 | Ninety Three
94 | Ninety Four |  | 94 | Ninety Four | 94 | Ninety Four |  | 94 | Ninety Four
95 | Ninety Five |  | 95 | Ninety Five | 95 | Ninety Five |  | 95 | Ninety Five
96 | Ninety Six |  | 96 | Ninety Six | 96 | Ninety Six |  | 96 | Ninety Six
97 | Ninety Seven |  | 97 | Ninety Seven | 97 | Ninety Seven |  | 97 | Ninety Seven
98 | Ninety Eight |  | 98 | Ninety Eight | 98 | Ninety Eight |  | 98 | Ninety Eight
99 | Ninety Nine |  | 99 | Ninety Nine | 99 | Ninety Nine |  | 99 | Ninety Nine
100 | One Hundred |  | 100 | One Hundred | 100 | One Hundred |  | 100 | One Hundred
BG VALUE:
#REF!
#REF!
#REF! | #REF!
#REF! | #REF! | #REF!
#REF! | #REF! | #REF!
#REF! | #REF! | #REF!
#REF! | #REF! | #REF!
#REF! | #REF! | #REF!
1 | One
2 | Two
3 | Three
4 | Four
5 | Five
6 | Six
7 | Seven
8 | Eight
9 | Nine
10 | Ten
11 | Eleven
12 | Twelve
13 | Thirteen
14 | Fourteen
15 | Fifteen
16 | Sixteen
17 | Seventeen
18 | Eighteen
19 | Nineteen
20 | Twenty
21 | Twenty One
22 | Twenty Two
23 | Twenty Three
24 | Twenty Four
25 | Twenty Five
26 | Twenty Six
27 | Twenty Seven
28 | Twenty Eight
29 | Twenty Nine
30 | Thirty
31 | Thirty One
32 | Thirty Two
33 | Thirty Three
34 | Thirty Four
35 | Thirty Fivr
36 | Thirty Six
37 | Thirty Seven
38 | Thirty Eight
39 | Thirty Nine
40 | Forty
41 | Forty One
42 | Forty Two
43 | Forty Three
44 | Forty Four
45 | Forty Five
46 | Forty Six
47 | Forty Seven
48 | Forty Eight
49 | Forty Nine
50 | Fifty
51 | Fifty One
52 | Fifty Two
53 | Fifty Three
54 | Fifty Four
55 | Fifty Five
56 | Fifty Six
57 | Fifty Seven
58 | Fifty Eight
59 | Fifty Nine
60 | Sixty
61 | Sixty One
62 | Sixty Two
63 | Sixty Three
64 | Sixty Four
65 | Sixty Five
66 | Sixty Six
67 | Sixty Seven
68 | Sixty Eight
69 | Sixty Nine
70 | Seventy
71 | Seventy One
72 | Seventy Two
73 | Seventy Three
74 | Seventy Four
75 | Seventy Five
76 | Seventy Six
77 | Seventy Seven
78 | Seventy Eight
79 | Seventy Nine
80 | Eighty
81 | Eighty One
82 | Eighty Two
83 | Eighty Three
84 | Eighty Four
85 | Eighty Five
86 | Eighty Six
87 | Eighty Seven
88 | Eighty Eight
89 | Eighty Nine
90 | Ninety
91 | Ninety One
92 | Ninety Two
93 | Ninety Three
94 | Ninety Four
95 | Ninety Five
96 | Ninety Six
97 | Ninety Seven
98 | Ninety Eight
99 | Ninety Nine
100 | One Hundred