## Basic (hidden)
Package Name | 400kV GIS Substation Package SS-135 for (a) Extension of 400/220/132kV Pandiabili GIS Substation under ERBS-I, (b) Extension of 400/220/132kV Rangpo GIS Substation under ERBS-II and (c) Bay Extension of Misa GIS S/s under NERES-XXVIII
Package Code | 400kV GIS Substation Package SS-135
Specification No. | Specification No.: CC/NT/W-GIS/DOM/A04/24/10629
ORIGINAL

## Cover
Price Schedules | 400kV GIS Substation Package SS-135 for (a) Extension of 400/220/132kV Pandiabili GIS Substation under ERBS-I, (b) Extension of 400/220/132kV Rangpo GIS Substation under ERBS-II and (c) Bay Extension of Misa GIS S/s under NERES-XXVIII |  | 400kV GIS Substation Package SS-135
Specification No.: CC/NT/W-GIS/DOM/A04/24/10629
| 1 | Fill up only green shaded cells in Sch-1, Sch-2, Sch-3, Sch-4, Sch-7 and Bid Form 2nd Envelope.
| 2 | All the cells in Sch-5 & Sch-6 are auto filled, therefore no cell is required to be filled up there.
| 3 | Instructions / error messages, if any, will be displayed automatically after selecting the cell.
| 4 | After filling up all the schedues, save the file, take print out of all the schedules and Bid form and sign & stamp and submit them as hard copy of the 2nd envelope (Price part) of the bid. Also ensure to submit the soft copy of the the same file on CD/ DVD.
पावर ग्रिड कारपोरेशन ऑफ इण्डिया लिमिटेड
(भारत सरकार का उद्यम)
Power Grid Corporation of India Limited
(A Government of India Enterprises)
Click to skip Instructions & Proceed
Click for Detailed General Instructions
General guidelines for filling up the Price Schedules, Sch-1 to Sch-7

## Instructions
General Instruction to the Bidders for filling up this workbook of Price Schedules
I | While filling up the worksheets following may please be observed :
| (i) | Fill up only green shaded cells.
| (ii) | Certain data type entries have been restricted, such as Numeric values or limits of numeric values.
| (iii) | Select only the options provided in pull down menus.
| (iv) | Do not link any cell of this work book with any other work book.
| (v) | Do not use copy & paste or cut & paste options for filling up the data.
| (vi) | Do not reformat any of the cell of the work book.
II | This Workbook consists of following worksheets :
Cover :
Opening page of the workbook.
Names of Bidder :
| ● | Select Sole Bidder or JV (Joint Venture) from the pull down menu. Do not leave this cell blank.
| ● | Select nos. of the JV Partners other than the Lead Partner from drop down menu.
| ● | In case of JV partners more than 2, enter details of 3rd & more partners along with details of 2nd partner.
| ● | Fill up names and address of the Sole Bidder and /or Joint Venture.
| ● | Fill up date in dd-mmm-yyyy format from drop down menu.
| ● | Click for Sch-1 given at the right top of the worksheet to go to Sch-1.
Sch-1 (Ex-works Prices) :
| ● | Fill up unit rates for all the items in numeric values greater than 0 (zero). If unit rate is left blank, the corresponding item shall be deemed to be included in the total price.
| ● | Corresponding cell for mode of transaction shall be come enable only after filling up the unit rate, therefore first fill up the unit rate and then mode of transaction for the corresponding item.
| ● | Select either Direct or Bought-out from the drop down menu. Do not leave the cell blank the same shall be deemed to be Bought-out if the cell is left blank.
| ● | Total amount shall get calculated automatically.
| ● | Type Test charges shall appear automatically after filling up Sch-7 appropriately.
Sch-2 (Freight & Insurance Charges) :
| ● | Fill up unit rates for all the items in numeric values greater than 0 (zero). If unit rate is left blank, the corresponding item shall be deemed to be included in the total price.
| ● | Total amount shall get calculated automatically.
Sch-3 (Erection Charges) :
| ● | Fill up unit rates for all the items in numeric values greater than 0 (zero). If unit rate is left blank, the corresponding item shall be deemed to be included in the total price.
| ● | Total amount shall get calculated automatically.
Sch-4 (Training Charges) :
| ● | Not applicable, hence no cell is required to be filled up.
Sch-4b (Maintenance Charges during and after Defect Liability Period) :
| ● | Not applicable, hence no cell is required to be filled up.
Sch-5 (Summary of Taxes and Duties applicable on the Goods) :
| ● | No cell is required to be filled in by the bidder in this worksheet.
Sch -6 :
| ● | Summary of all the Schedules without considering discount (mentioned in the work sheet discount) shall be displayed automatically.
| ● | No cell is required to be filled in by the bidder in this worksheet.
Sch-7 (Type Test Charges) :
| ● | Not applicable, hence no cell is required to be filled up.
Bid from 2nd Envelope :
| ● | Fill up ref. no. as bidder's ref no. of this letter.
| ● | This letter shall consider the net price as per Sch-6 (After Discount).
| ● | Fill up names & Designation of the representatives of other JV partner(s) if the bidder is JV (Joint Venture) .
| ● | Fill up additional information as required.
* * *
Happy Bidding !
Click to Proceed

## Names of Bidder
400kV GIS Substation Package SS-135 for (a) Extension of 400/220/132kV Pandiabili GIS Substation under ERBS-I, (b) Extension of 400/220/132kV Rangpo GIS Substation under ERBS-II and (c) Bay Extension of Misa GIS S/s under NERES-XXVIII
Specification No.: CC/NT/W-GIS/DOM/A04/24/10629 |  |  |  |  | Sole Bidder | 1 |  | Sole Bidder | 1
[5 empty] | Joint Venture | 2 or More |  | JV (Joint Venture) | 2 or More
Enter following details of the bidder
Specify type of Bidder [Select from drop down menu] | Sole Bidder |  | Sole Bidder | 1 | 0 | Sole Bidder | 1 | 0
0
Name of Sole Bidder | …….. …….. …….. …….. …….. ……..
Address of Sole Bidder | …….. …….. …….. …….. …….. ……..
…….. …….. …….. …….. …….. ……..
…….. …….. …….. …….. …….. ……..
Name of other Partner - 1
Address of other Partner - 1
…….. …….. …….. …….. …….. ……..
…….. …….. …….. …….. …….. ……..
Name of other Partner - 2 (more, if any) | …….. …….. …….. …….. …….. ……..
Address of other Partner - 2 (more, if any) | …….. …….. …….. …….. …….. ……..
…….. …….. …….. …….. …….. ……..
…….. …….. …….. …….. …….. ……..
Printed Name
Designation
email ID of Bid Signatory
Mobile No. of Bid Signatory
Tel No. of Bid Signatory
Fax No. of Bid Signatory
Date |  | 31
Place
Click for Sch-1

## Sch-1
Specification No.: CC/NT/W-GIS/DOM/A04/24/10629 | [13 empty] | Schedule - 1 |  |  | Direct Total | 0 | Sole Bidder | `
[17 empty] | BO Total | #REF! | 0
400kV GIS Substation Package SS-135 for (a) Extension of 400/220/132kV Pandiabili GIS Substation under ERBS-I, (b) Extension of 400/220/132kV Rangpo GIS Substation under ERBS-II and (c) Bay Extension of Misa GIS S/s under NERES-XXVIII
(SCHEDULE OF RATES AND PRICES)
Bidder’s Name and Address (Sole Bidder) : | [11 empty] | To:
Contracts Services, 3rd Floor
Name : |  | …….. …….. …….. …….. …….. …….. | [9 empty] | Power Grid Corporation of India Ltd.,
Address : |  | …….. …….. …….. …….. …….. …….. | [9 empty] | "Saudamini", Plot No.-2
|  | …….. …….. …….. …….. …….. …….. | [9 empty] | Sector-29,
|  | …….. …….. …….. …….. …….. …….. | [9 empty] | Gurgaon (Haryana) - 122001
PLANT AND EQUIPMENT (INCLUDING MANDATORY SPARES PARTS) TO BE SUPPLIED, INCLUDING TYPE TEST CHARGES FOR TESTS TO BE CONDUCTED | [17 empty] | Direct
[14 empty] | All Prices are in Indian Rupees. |  |  |  | Bought-Out
SI. No. | PR No | PR Line Item No | Activity Description | Material Code | HSN Code | Whether HSN in column ‘ 6 ’ is confirmed. If not indicate applicable the HSN code * | Rate of GST applicable ( in %) | Whether rate of GST in column ‘4’ is confirmed. If not indicate applicable rate of GST * | Item Description | Unit | Qty. | Unit Ex-works price (excluding GST) | Total Ex-works price (excluding GST) | GST Tax as confirmed by Bidder
1 | 2 | 3 | 4 | 5 | 6 | 7 | 8 | 9 | 10 | 11 | 12 | 13 | 14= 12 x 13 | 15
PART A (Substation Portion)
I | 400KV-dia-1no at Pandiabilli | [13 empty] | Revaluation of J column | Tax Calculation
1 | 7000028320 | 770 | AIS EQUIPMENT | 1000004401 | 85462040 |  | 18 |  | 420 kV, 1 phase Bus Post Insulator (except for Line Traps) | EA | 6 | 1 | 6 | 1.08 | 6 | 1.08
2 | 7000028320 | 780 | AIS EQUIPMENT | 1000020419 | 85354010 |  | 18 |  | 336kV Surge Arrester (1-phase) | EA | 6 |  | Included | 0 | 0 | 0
3 | 7000028320 | 790 | AIS EQUIPMENT | 1000004535 | 85359090 |  | 18 |  | 420 kV, 4400 pF Capacitive Voltage Transformer (1-Phase) | EA | 6 |  | Included | 0 | 0 | 0
4 | 7000028320 | 800 | AIS EQUIPMENT | 1000000004 | 85176210 |  | 18 |  | 400kV,3150A,1.0mH ,63kA Line Trap | EA | 4 |  | Included | 0 | 0 | 0
5 | 7000028320 | 810 | AIS EQUIPMENT | 1000004400 | 85462040 |  | 18 |  | 420 kV ,1 phase Bus Post Insulators for Line Traps | EA | 12 |  | Included | 0 | 0 | 0
6 | 7000028320 | 820 | 400KV GIS EQUIPMENT | 1000004287 | 85389000 |  | 18 |  | 420kV, 3000A, 63kA, Single phase, SF6Gas Insulated Bus Duct (GIB) outsideGIS Hall alongwith associated supportstructure | M | 600 |  | Included | 0 | 0 | 0
7 | 7000028320 | 830 | 400KV GIS EQUIPMENT | 1000032699 | 85389000 |  | 18 |  | 3150A, 63KA, 1SEC SINGLE PHASE 420KV SF6 TO AIR BUSHING | EA | 6 |  | Included | 0 | 0 | 0
8 | 7000028320 | 840 | 400KV GIS EQUIPMENT | 1000032802 | 85359030 |  | 18 |  | 420KV, 4000A,63KA GIS BUSBAR MODULE EXTENSION | SET | 2 |  | Included | 0 | 0 | 0
9 | 7000028320 | 10 | 400KV GIS EQUIPMENT | 1000004364 | 85389000 |  | 18 |  | Single phase/3-phase 420kV GIS earthing switch of including maincircuit, enclosure, driving mechanism. | SET | 1 |  | Included | 0 | 0 | 0
10 | 7000028320 | 20 | 400KV GIS EQUIPMENT | 1000004638 | 85359030 |  | 18 |  | 420 kV, 3150 A, 63 kA, SF6 GIS Linefeeder bay module(without PIR) as perSection-Project, Technicalspecification | SET | 1 |  | Included | 0 | 0 | 0
11 | 7000028320 | 30 | 400KV GIS EQUIPMENT | 1000004505 | 85359030 |  | 18 |  | 420kV, 3150 A, 63 kA, SF6 GIS Tie baymodule(without PIR) as perSection-Project, Technicalspecification | SET | 1 |  | Included | 0 | 0 | 0
12 | 7000028320 | 40 | 400KV GIS EQUIPMENT | 1000004637 | 85359030 |  | 18 |  | 420kV, 3150 A, 63 kA, SF6 GIS ICT feederbay module as per Section-Project,Technical specification | SET | 1 |  | Included | 0 | 0 | 0
13 | 7000028320 | 850 | CRP | 1000055446 | 85371000 |  | 18 |  | 400KV CIRCUIT BREAKER RELAY PANEL (WITH AUTOMATION) | EA | 3 |  | Included | 0 | 0 | 0
14 | 7000028320 | 860 | CRP | 1000002146 | 85371000 |  | 18 |  | Augmentation of existing 400kV bus bar protection scheme.(No. of baysas per specification)-(with Automation) | SET | 1 |  | Included | 0 | 0 | 0
15 | 7000028320 | 870 | CRP | 1000025391 | 82032000 |  | 18 |  | Relay Test kit | EA | 1 |  | Included | 0 | 0 | 0
16 | 7000028320 | 880 | CRP | 1000003398 | 85371000 |  | 18 |  | 400kV Line Protection Panel (with Automation) | EA | 2 |  | Included | 0 | 0 | 0
17 | 7000028320 | 890 | AUG-SAS | 1000003409 | 85371000 |  | 18 |  | Augmentation of Substation automation System for 400kV Main bay as perTechnical Specification | EA | 3 |  | Included | 0 | 0 | 0
18 | 7000028320 | 900 | AUG-SAS | 1000003411 | 85371000 |  | 18 |  | Augmentation of Substation automation System for 400kV Tie bay as perTechnical Specification | EA | 1 |  | Included | 0 | 0 | 0
19 | 7000028320 | 910 | ERECTION HARDWARE & INSULATOR | 1000011336 | 72169990 |  | 18 |  | Erection Hardware for 400kV I type layout for GIS terminationarrangement-Line bay as per technical specification | SET | 2 |  | Included | 0 | 0 | 0
20 | 7000028320 | 920 | ERECTION HARDWARE & INSULATOR | 1000055985 | 72169990 |  | 18 |  | 400KV TENSION INSULATOR STRING AND ASSOCIATED HARDWARE FITTINGS WITHTURN BUCKLE SUITABLE FOR TWIN CONDUCTOR | EA | 18 |  | Included | 0 | 0 | 0
21 | 7000028320 | 930 | ERECTION HARDWARE & INSULATOR | 1000055987 | 72169990 |  | 18 |  | 400KV SUSPENSION INSULATOR STRING AND ASSOCIATED HARDWARE FITTINGSWITH DROP CLAMP SUITABLE FOR TWIN CONDUCTOR | EA | 12 |  | Included | 0 | 0 | 0
22 | 7000028320 | 940 | ERECTION HARDWARE & INSULATOR | 1000034162 | 72169990 |  | 18 |  | ERECTION H/W FOR MISCELLANEOUS WORK AS PER TECHNICAL SPECIFICATION | LS | 1 |  | Included | 0 | 0 | 0
23 | 7000028320 | 50 | ILLUMINATION | 1000014547 | 85371000 |  | 18 |  | Lighting Panel type ACP-2 as per technical specification | EA | 2 |  | Included | 0 | 0 | 0
24 | 7000028320 | 60 | ILLUMINATION | 1000014546 | 94059900 |  | 18 |  | Lighting Panel (Indoor) type ACP-1 as per technical specification | EA | 1 |  | Included | 0 | 0 | 0
25 | 7000028320 | 70 | ILLUMINATION | 1000004795 | 94059900 |  | 18 |  | 5/15 A, 240V: Indoor Receptacle 3-pin type modular (type RI) as pertechnical specifications | EA | 1 |  | Included | 0 | 0 | 0
26 | 7000028320 | 80 | ILLUMINATION | 1000001050 | 94059900 |  | 18 |  | 15A, 240V: Outdoor Receptacle 2 pole, 3-pin modular (type RO) as pertechnical specifications | EA | 1 |  | Included | 0 | 0 | 0
27 | 7000028320 | 90 | ILLUMINATION | 1000038325 | 94059900 |  | 18 |  | LIGHTING FIXTURE LED LUMINAIRES TYPE FL2 AS PER TECH. SPECIFICATIONS | EA | 10 |  | Included | 0 | 0 | 0
28 | 7000028320 | 100 | ILLUMINATION | 1000038039 | 94051090 |  | 18 |  | LIGHTING FIXTURE LED LUMINAIRES TYPE FL-1 AS PER TECH. SPECIFICATIONS | EA | 10 |  | Included | 0 | 0 | 0
29 | 7000028320 | 110 | ILLUMINATION | 1000004952 | 94059900 |  | 18 |  | 63A, 415V : Interlocked switch socket outdoor Receptacle (type RP) asper technical specifications | EA | 2 |  | Included | 0 | 0 | 0
30 | 7000028320 | 950 | VMS | 1000030433 | 85287390 |  | 18 |  | COLOR IP CAMERA, WITH PAN, TILT AND ZOOM FACILITIES, ALONGWITH ALLREQUIRED ITEMS, ACCESSORIES, LINE INTERFACE UNITS, FIBER PATCH CORDS,POWER SUPPLY UNITS, JUNCTION BOXES, CABLES, FIBER OPTIC CABLES, ETC.,AND INCLUDING INTEGRATION IN EXISTING HARDWARE AND SOFTWARE FORAUGMENTATION OF VISUAL MONITORING SYSTEM AS PER TECHNICALSPECIFICATION. | SET | 1 |  | Included | 0 | 0 | 0
31 | 7000028320 | 960 | LT SWITCHGEAR | 1000004304 | 85371000 |  | 18 |  | 415V ACDB (Extn.) | SET | 1 |  | Included | 0 | 0 | 0
32 | 7000028320 | 970 | PLCC Equipment at Pandiabili end | 1000010014 | 85176210 |  | 18 |  | Coupling device for PLCC | SET | 2 |  | Included | 0 | 0 | 0
33 | 7000028320 | 980 | PLCC Equipment at Pandiabili end | 1000000046 | 85176210 |  | 18 |  | Carrier Equipment Analog type (for Speech+Data & Speech+Protection) | EA | 2 |  | Included | 0 | 0 | 0
34 | 7000028320 | 990 | PLCC Equipment at Pandiabili end | 1000017887 | 85176210 |  | 18 |  | Analog Protection Coupler for PLCC | EA | 2 |  | Included | 0 | 0 | 0
35 | 7000028320 | 1000 | PLCC Equipment at Pandiabili end | 1000010638 | 85176210 |  | 18 |  | Digital Protection Coupler | EA | 2 |  | Included | 0 | 0 | 0
36 | 7000028320 | 1010 | PLCC Equipment at Pandiabili end | 1000025769 | 85176210 |  | 18 |  | Testing & Maintenance equipment (print test kit only) for PLCC | SET | 1 |  | Included | 0 | 0 | 0
37 | 7000028320 | 1020 | PLCC Equipment at Pandiabili end | 1000036908 | 85446020 |  | 18 |  | HF CABLE 75 OHMS FOR PLCC | KM | 1 |  | Included | 0 | 0 | 0
38 | 7000028320 | 1030 | PLCC Equipment at Pandiabili end | 1000001104 | 85176210 |  | 18 |  | 2wire telephone equipment | EA | 1 |  | Included | 0 | 0 | 0
39 | 7000028320 | 380 | PLCC Equipment at Talchar end | 1000010014 | 85176210 |  | 18 |  | Coupling device for PLCC | SET | 2 |  | Included | 0 | 0 | 0
40 | 7000028320 | 390 | PLCC Equipment at Talchar end | 1000000046 | 85176210 |  | 18 |  | Carrier Equipment Analog type (for Speech+Data & Speech+Protection) | EA | 2 |  | Included | 0 | 0 | 0
41 | 7000028320 | 400 | PLCC Equipment at Talchar end | 1000017887 | 85176210 |  | 18 |  | Analog Protection Coupler for PLCC | EA | 2 |  | Included | 0 | 0 | 0
42 | 7000028320 | 410 | PLCC Equipment at Talchar end | 1000010638 | 85176210 |  | 18 |  | Digital Protection Coupler | EA | 2 |  | Included | 0 | 0 | 0
43 | 7000028320 | 420 | PLCC Equipment at Talchar end | 1000025769 | 85176210 |  | 18 |  | Testing & Maintenance equipment (print test kit only) for PLCC | SET | 1 |  | Included | 0 | 0 | 0
44 | 7000028320 | 430 | PLCC Equipment at Talchar end | 1000036908 | 85446020 |  | 18 |  | HF CABLE 75 OHMS FOR PLCC | KM | 1 |  | Included | 0 | 0 | 0
45 | 7000028320 | 440 | PLCC Equipment at Talchar end | 1000001104 | 85176210 |  | 18 |  | 2wire telephone equipment | EA | 1 |  | Included | 0 | 0 | 0
46 | 7000028320 | 210 | Power&Control Cable | 1000031943 | 85446020 |  | 18 |  | 1.1KV GRADE 2CX6 SQMM (PVC) POWER CABLE | KM | 3 |  | Included | 0 | 0 | 0
47 | 7000028320 | 220 | Power&Control Cable | 1000031964 | 85446020 |  | 18 |  | 1.1KV GRADE 3CX2.5 SQMM CONTROL CABLE | KM | 2 |  | Included | 0 | 0 | 0
48 | 7000028320 | 230 | Power&Control Cable | 1000031985 | 85446020 |  | 18 |  | 1.1KV GRADE 4CX6 SQMM (PVC) POWER CABLE | KM | 2 |  | Included | 0 | 0 | 0
49 | 7000028320 | 240 | Power&Control Cable | 1000031976 | 85446020 |  | 18 |  | 1.1KV GRADE 4CX16 SQMM (PVC) POWER CABLE | KM | 1 |  | Included | 0 | 0 | 0
50 | 7000028320 | 250 | Power&Control Cable | 1000031987 | 85446020 |  | 18 |  | 1.1KV GRADE 5CX2.5 SQMM CONTROL CABLE | KM | 2 |  | Included | 0 | 0 | 0
51 | 7000028320 | 260 | Power&Control Cable | 1000031887 | 85446020 |  | 18 |  | 1.1KV GRADE 10CX2.5 SQMM CONTROL CABLE | KM | 1 |  | Included | 0 | 0 | 0
52 | 7000028320 | 270 | Power&Control Cable | 1000056264 | 85446020 |  | 18 |  | 1.1KV GRADE 19CX1.5 SQMM CONTROL CABLE | KM | 1 |  | Included | 0 | 0 | 0
53 | 7000028320 | 280 | Power&Control Cable | 1000056265 | 85446020 |  | 18 |  | 1.1KV GRADE 27CX1.5 SQMM CONTROL CABLE | KM | 1 |  | Included | 0 | 0 | 0
54 | 7000028320 | 290 | Power&Control Cable | 1000031953 | 85446020 |  | 18 |  | 1.1KV GRADE 3.5CX35 SQMM (PVC) POWER CABLE | KM | 1 |  | Included | 0 | 0 | 0
55 | 7000028320 | 300 | Power&Control Cable | 1000031957 | 85446020 |  | 18 |  | 1.1KV GRADE 3.5CX70 SQMM (PVC) POWER CABLE | KM | 1 |  | Included | 0 | 0 | 0
56 | 7000028320 | 1040 | Mandatory spares AIS & General-LS | 1000025943 | 85359090 |  | 18 |  | Spare-420kV CVT 1 | SET | 1 |  | Included | 0 | 0 | 0
57 | 7000028320 | 1050 | Mandatory spares AIS & General-LS | 1000025940 | 85462040 |  | 18 |  | Spare-420kV BPI | SET | 1 |  | Included | 0 | 0 | 0
58 | 7000028320 | 1060 | Mandatory spares AIS & General-LS | 1000019927 | 85389000 |  | 18 |  | Spares-Substation Automation System | LS | 1 |  | Included | 0 | 0 | 0
59 | 7000028320 | 1070 | Mandatory spares AIS & General-LS | 1000019912 | 85371000 |  | 18 |  | Relay & protection Panels (with automation) | LS | 1 |  | Included | 0 | 0 | 0
60 | 7000028320 | 1080 | Mandatory spares AIS & General-LS | 1000024186 | 85354010 |  | 18 |  | SPARES FOR 336KV SURGE ARRESTER | LS | 1 |  | Included | 0 | 0 | 0
61 | 7000028320 | 1090 | Mandatory spares AIS & General-LS | 1000053851 | 76169990 |  | 18 |  | SPARES FOR CLAMPS & CONNECTORS | LOT | 1 |  | Included | 0 | 0 | 0
62 | 7000028320 | 1100 | GIS Testing and maintainance equipment | 1000025440 | 85389000 |  | 18 |  | SF6 Gas processing Unit for 400kV GIS station | SET | 1 |  | Included | 0 | 0 | 0
63 | 7000028320 | 1110 | GIS Testing and maintainance equipment | 1000032132 | 85389000 |  | 18 |  | SF6 GAS ANALYZER | EA | 1 |  | Included | 0 | 0 | 0
64 | 7000028320 | 1120 | GIS Testing and maintainance equipment | 1000025436 | 90271000 |  | 18 |  | SF6 Gas Leakage Detector | EA | 1 |  | Included | 0 | 0 | 0
65 | 7000028320 | 1130 | GIS Testing and maintainance equipment | 1000025329 | 90318000 |  | 18 |  | Portable Partial Discharge measurement test kitwith all necessary accessories,Industrial Grade Laptop and licensedsoftware as per Technicalspecification. | EA | 1 |  | Included | 0 | 0 | 0
66 | 7000028320 | 1140 | GIS Mandatory spares | 1000049795 | 85359030 |  | 18 |  | PIPE LENGTH (COPPER & STEEL) OF EACH SIZE & TYPE (FOR HYDRAULICOPERATED MECHANISM, IF APPLICABLE)-400KV GIS CIRCUIT BREKAER | SET | 1 |  | Included | 0 | 0 | 0
67 | 7000028320 | 1150 | GIS Mandatory spares | 1000049808 | 85359030 |  | 18 |  | PRESSURE SWITCHES OF EACH TYPE (FOR HYDRAULIC OPERATED MECHANISM, IFAPPLICABLE)-400KV GIS CIRCUIT BREKAER | SET | 1 |  | Included | 0 | 0 | 0
68 | 7000028320 | 1160 | GIS Mandatory spares | 1000049805 | 85359030 |  | 18 |  | PRESSURE GAUGE WITH COUPLING DEVICE OF EACH TYPE (FOR HYDRAULICOPERATED MECHANISM, IF APPLICABLE)-400KV GIS CIRCUIT BREKAER | SET | 1 |  | Included | 0 | 0 | 0
69 | 7000028320 | 1170 | GIS Mandatory spares | 1000058321 | 85359030 |  | 18 |  | 400KV GIS CIRCUIT BREAKER-HYDRAULIC OIL (5% OF TOTAL OIL QUANTITY)(FOR HYDRAULIC OPERATED MECHANISM, IF APPLICABLE) | SET | 1 |  | Included | 0 | 0 | 0
70 | 7000028320 | 1180 | GIS Mandatory spares | 1000049799 | 85359030 |  | 18 |  | PRESSURE RELIEF DEVICE OF EACH TYPE (FOR HYDRAULIC OPERATED MECHANISM,IF APPLICABLE)-400KV GIS CIRCUIT BREKAER | SET | 1 |  | Included | 0 | 0 | 0
71 | 7000028320 | 1190 | GIS Mandatory spares | 1000058325 | 85359030 |  | 18 |  | 400KV GIS CIRCUIT BREAKER-COMPLETE SPRING OPERATING MECHANISMINCLUDING CHARGING MECHANISM ETC. (FOR SPRING OPERATED MECHANISM, IFAPPLICABLE) | SET | 1 |  | Included | 0 | 0 | 0
72 | 7000028320 | 1200 | GIS Mandatory spares | 1000058318 | 85359030 |  | 18 |  | 400KV GIS CIRCUIT BREAKER- COMPLETE HYDRAULIC-SPRING OPERATINGMECHANISM INCLUDING CHARGING MECHANISM ETC. (FOR HYDRAULIC-SPRINGOPERATED MECHANISM, IF APPLICABLE) | SET | 1 |  | Included | 0 | 0 | 0
73 | 7000028320 | 1210 | GIS Mandatory spares | 1000049495 | 85359030 |  | 18 |  | PRESSURE SWITCHES OF EACH TYPE FOR420KV GIS CIRCUIT BREAKER (ForHydraulic-Spring Operated Mechanism, ifapplicable) | SET | 1 |  | Included | 0 | 0 | 0
74 | 7000028320 | 1220 | GIS Mandatory spares | 1000049802 | 85359030 |  | 18 |  | PRESSURE GAUGE WITH COUPLING DEVICE OF EACH TYPE (FOR HYDRAULIC-SPRINGOPERATED MECHANISM, IF APPLICABLE)-400KV GIS CIRCUIT BREKAER | SET | 1 |  | Included | 0 | 0 | 0
75 | 7000028320 | 1230 | GIS Mandatory spares | 1000058374 | 85359030 |  | 18 |  | 400kV GIS- Single phase of 3150Adisconnector switch including maincircuit, enclosure, driving mechanismand support insulator etc., complete inall respect (Note 1- The contractorshall supply spare for disconnectorswitch to ensure one to one replacementof all disconnector switch supplied asmain equipment without any requirementof modification in fittings at site tocover all different types ofdisconnector switch supplied. In case,quantity of supplied dis-connectorswitch types (for one to onereplacement) are more than the quantitymentioned in BPS for spare, thecontractor shall supply theseadditional types of disconnector switchwithout any additional priceimplication to POWERGRID and quantitiesof these additional type ofdisconnector switch are deem to beincluded in the quantities mentioned inBPS for spare disconnector. Note 2 - Incase, Dis-connector Switch (DS) & EarthSwitch (ES) is provided in a sameenclosure with common operatingmechanism, then the module comprisingof Dis-connector & Earth switch insingle enclosure with common operatingmechanism is to be provided under thehead of spare Dis-connector only. Note3- In case, Dis-connector Switch (DS)&Earth Switch (ES) is provided in asame enclosure with separate operatingmechanism, then the module comprisingof Dis-connector & Earth switch insingle enclosure with separateoperating mechanism is to be providedunder the head of spare Dis-connectoronly.) | EA | 4 |  | Included | 0 | 0 | 0
76 | 7000028320 | 1240 | GIS Mandatory spares | 1000058314 | 85359030 |  | 18 |  | 400KV GIS- SINGLE PHASE MAINTENANCE EARTHING SWITCH INCLUDING MAINCIRCUIT, ENCLOSURE, DRIVING MECHANISM AND SUPPORT INSULATOR ETC.,COMPLETE IN ALL RESPECT (NOTE 1 - IN CASE, DIS-CONNECTOR SWITCH (DS) &EARTH SWITCH (ES) IS PROVIDED IN A SAME ENCLOSURE WITH COMMONOPERATING MECHANISM, THEN THE MODULE COMPRISING OF DIS-CONNECTOR &EARTH SWITCH IN SINGLE ENCLOSURE WITH COMMON OPERATING MECHANISM IS TOBE PROVIDED UNDER THE HEAD OF SPARE DIS-CONNECTOR ONLY. NOTE 2 - INCASE, DIS-CONNECTOR SWITCH (DS) & EARTH SWITCH (ES) IS PROVIDED IN ASAME ENCLOSURE WITH SEPARATE OPERATING MECHANISM, THEN THE MODULECOMPRISING OF DIS-CONNECTOR & EARTH SWITCH IN SINGLE ENCLOSURE WITHSEPARATE OPERATING MECHANISM IS TO BE PROVIDED UNDER THE HEAD OF SPAREDIS-CONNECTOR ONLY.) | EA | 2 |  | Included | 0 | 0 | 0
77 | 7000028320 | 1250 | GIS Mandatory spares | 1000058310 | 85359030 |  | 18 |  | 400KV GIS - SINGLE PHASE FAST EARTHING SWITCH INCLUDING MAIN CIRCUIT,ENCLOSURE, DRIVING MECHANISM AND SUPPORT INSULATOR ETC., COMPLETE INALL RESPECT (NOTE 1 - IN CASE, DIS-CONNECTOR SWITCH (DS) & EARTHSWITCH (ES) IS PROVIDED IN A SAME ENCLOSURE WITH COMMON OPERATINGMECHANISM, THEN THE MODULE COMPRISING OF DIS-CONNECTOR & EARTH SWITCHIN SINGLE ENCLOSURE WITH COMMON OPERATING MECHANISM IS TO BE PROVIDEDUNDER THE HEAD OF SPARE DIS-CONNECTOR ONLY. NOTE 2 - IN CASE,DIS-CONNECTOR SWITCH (DS) & EARTH SWITCH (ES) IS PROVIDED IN A SAMEENCLOSURE WITH SEPARATE OPERATING MECHANISM, THEN THE MODULECOMPRISING OF DIS-CONNECTOR & EARTH SWITCH IN SINGLE ENCLOSURE WITHSEPARATE OPERATING MECHANISM IS TO BE PROVIDED UNDER THE HEAD OF SPAREDIS-CONNECTOR ONLY.) | EA | 2 |  | Included | 0 | 0 | 0
78 | 7000028320 | 1260 | GIS Mandatory spares | 1000058305 | 85359030 |  | 18 |  | OPEN/CLOSE CONTACTOR ASSEMBLY, TIMERS, KEY INTERLOCK, INTERLOCKINGCOILS, RELAYS, PUSH BUTTONS, INDICATING LAMPS, POWER CONTACTORS,RESISTORS, FUSES, MCBS & DRIVE CONTROL CARDS ETC. (AS APPLICABLE) ONEOF EACH TYPE FOR ONE COMPLETE MOM BOX FOR 400KV GIS DISCONNECTORSWITCH | SET | 1 |  | Included | 0 | 0 | 0
79 | 7000028320 | 1270 | GIS Mandatory spares | 1000058312 | 85359030 |  | 18 |  | OPEN/CLOSE CONTACTOR ASSEMBLY, TIMERS, KEY INTERLOCK, INTERLOCKINGCOILS, RELAYS, PUSH BUTTONS, INDICATING LAMPS, POWER CONTACTORS,RESISTORS, FUSES, MCBS & DRIVE CONTROL CARDS ETC. (AS APPLICABLE) ONEOF EACH TYPE FOR ONE COMPLETE MOM BOX FOR 400KV GIS MAINTENANCE EARTHSWITCH | SET | 1 |  | Included | 0 | 0 | 0
80 | 7000028320 | 1280 | GIS Mandatory spares | 1000058308 | 85359030 |  | 18 |  | OPEN/CLOSE CONTACTOR ASSEMBLY, TIMERS, KEY INTERLOCK, INTERLOCKINGCOILS, RELAYS, PUSH BUTTONS, INDICATING LAMPS, POWER CONTACTORS,RESISTORS, FUSES, MCBS & DRIVE CONTROL CARDS ETC. (AS APPLICABLE) ONEOF EACH TYPE FOR ONE COMPLETE MOM BOX FOR 400KV GIS FAST EARTHINGSWITCH | SET | 1 |  | Included | 0 | 0 | 0
81 | 7000028320 | 1290 | GIS Mandatory spares | 1000049776 | 85359030 |  | 18 |  | LIMIT SWITCHES AND AUX. SWITCHES FOR ONE COMPLETE MOM BOX FORDISCONNECTOR-400KV GIS | SET | 2 |  | Included | 0 | 0 | 0
82 | 7000028320 | 1300 | GIS Mandatory spares | 1000049778 | 85359030 |  | 18 |  | LIMIT SWITCHES AND AUX. SWITCHES FOR ONE COMPLETE MOM BOX FORMAINTENANCE EARTHING SWITCH-400KV GIS | SET | 2 |  | Included | 0 | 0 | 0
83 | 7000028320 | 1310 | GIS Mandatory spares | 1000049777 | 85359030 |  | 18 |  | LIMIT SWITCHES AND AUX. SWITCHES FOR ONE COMPLETE MOM BOX FOR FASTEARTHING SWITCH (IF APPLICABLE)-400KV GIS | SET | 2 |  | Included | 0 | 0 | 0
84 | 7000028320 | 1320 | GIS Mandatory spares | 1000058306 | 85359030 |  | 18 |  | DRIVE MECHANISM FOR 400KV GIS DISCONNECTOR SWITCH | SET | 1 |  | Included | 0 | 0 | 0
85 | 7000028320 | 1330 | GIS Mandatory spares | 1000058313 | 85359030 |  | 18 |  | DRIVE MECHANISM FOR 400KV GIS MAINTENANCE EARTH SWITCH | SET | 1 |  | Included | 0 | 0 | 0
86 | 7000028320 | 1340 | GIS Mandatory spares | 1000058309 | 85359030 |  | 18 |  | DRIVE MECHANISM FOR 400KV GIS FAST EARTHING SWITCH | SET | 1 |  | Included | 0 | 0 | 0
87 | 7000028320 | 1350 | GIS Mandatory spares | 1000058307 | 85359030 |  | 18 |  | MOTOR FOR DRIVE MECHANISM FOR 400KV GIS DISCONNECTOR SWITCH | EA | 1 |  | Included | 0 | 0 | 0
88 | 7000028320 | 1360 | GIS Mandatory spares | 1000058315 | 85359030 |  | 18 |  | MOTOR FOR DRIVE MECHANISM FOR 400KVGIS MAINTENANCE EARTH SWITCH | EA | 1 |  | Included | 0 | 0 | 0
89 | 7000028320 | 1370 | GIS Mandatory spares | 1000058311 | 85359030 |  | 18 |  | MOTOR FOR DRIVE MECHANISM FOR 400KV GIS FAST EARTHING SWITCH | EA | 1 |  | Included | 0 | 0 | 0
90 | 7000028320 | 1380 | GIS Mandatory spares | 1000058327 | 85359030 |  | 18 |  | 400KV GIS- SINGLE PHASE OF CURRENT TRANSFORMER (3 CORES, TYPE-CTA)WITH ASSOCIATED ENCLOSURE AND PRIMARY CONDUCTOR COMPLETE IN ALLRESPECT | EA | 1 |  | Included | 0 | 0 | 0
91 | 7000028320 | 1390 | GIS Mandatory spares | 1000058326 | 85359030 |  | 18 |  | 400KV GIS- SINGLE PHASE OF CURRENT TRANSFORMER (2 CORES, TYPE-CTB)WITH ASSOCIATED ENCLOSURE AND PRIMARY CONDUCTOR COMPLETE IN ALLRESPECT | EA | 1 |  | Included | 0 | 0 | 0
92 | 7000028320 | 1400 | GIS Mandatory spares | 1000058332 | 85359030 |  | 18 |  | 400KV GIS-SF6 GAS PRESSURE RELIEF DEVICE ASSEMBLY OF EACH TYPE | EA | 2 |  | Included | 0 | 0 | 0
93 | 7000028320 | 1410 | GIS Mandatory spares | 1000049817 | 85359030 |  | 18 |  | SF6 PRESSURE GAUGE CUM SWITCH /DENSITY MONITORS AND PRESSURESWITCH AS APPLICABLE, OF EACH TYPE-400KV GIS | SET | 3 |  | Included | 0 | 0 | 0
94 | 7000028320 | 1420 | GIS Mandatory spares | 1000049753 | 85359030 |  | 18 |  | COUPLING DEVICE FOR PRESSURE GAUGE CUM SWITCH FOR CONNECTINGGAS HANDLING PLANT OF EACH TYPE-400KV GIS | SET | 2 |  | Included | 0 | 0 | 0
95 | 7000028320 | 1430 | GIS Mandatory spares | 1000049762 | 85359030 |  | 18 |  | RUBBER GASKETS, Ã‚â‚¬Å’OÃ‚â‚¬Â RINGS AND SEALS FOR SF6 GAS FOR GISENCLOSURE OF EACH TYPE-400KV GIS | SET | 3 |  | Included | 0 | 0 | 0
96 | 7000028320 | 1440 | GIS Mandatory spares | 1000058330 | 85359030 |  | 18 |  | 400KV GIS-MOLECULAR FILTER FOR SF6 GAS WITH FILTER BAGS (5 % OF TOTALWEIGHT) | SET | 1 |  | Included | 0 | 0 | 0
97 | 7000028320 | 1450 | GIS Mandatory spares | 1000049750 | 85359030 |  | 18 |  | CONTROL VALVES FOR SF6 GAS OF EACH TYPE-400KV GIS | SET | 3 |  | Included | 0 | 0 | 0
98 | 7000028320 | 1460 | GIS Mandatory spares | 1000058331 | 85359030 |  | 18 |  | 400KV GIS-SF6 GAS (5 % OF TOTAL GAS QUANTITY) | LOT | 1 |  | Included | 0 | 0 | 0
99 | 7000028320 | 1470 | GIS Mandatory spares | 1000049783 | 85359030 |  | 18 |  | LOCKING DEVICE TO KEEP THE DIS-CONNECTORS (ISOLATORS)AND EARTHING/FAST EARTHING SWITCHES IN CLOSE OR OPEN POSITION IN CASEOF REMOVAL OF THE DRIVING MECHANISM-400KV GIS | SET | 3 |  | Included | 0 | 0 | 0
100 | 7000028320 | 1480 | GIS Mandatory spares | 1000049505 | 85359030 |  | 18 |  | UHF PD SENSORS OF EACH TYPE ALONG WITH BNC CONNECTOR FOR 420KV GIS | EA | 5 |  | Included | 0 | 0 | 0
101 | 7000028320 | 1490 | GIS Mandatory spares | 1000058334 | 85359030 |  | 18 |  | 400KV GIS-SUPPORT INSULATORS (GAS THROUGH) OF EACH TYPE (COMPLETE WITHMETAL RING ETC.) ALONG WITH ASSOCIATED CONTACTS AND SHIELDS | EA | 5 |  | Included | 0 | 0 | 0
102 | 7000028320 | 1500 | GIS Mandatory spares | 1000058329 | 85359030 |  | 18 |  | 400KV GIS-GAS BARRIERS OF EACH TYPE (COMPLETE WITH METAL RING ETC.)ALONG WITH ASSOCIATED CONTACTS AND SHIELDS | EA | 5 |  | Included | 0 | 0 | 0
103 | 7000028320 | 1510 | GIS Mandatory spares | 1000058333 | 85359030 |  | 18 |  | 400KV GIS- 3150A SF6 TO AIR BUSHING COMPLETE IN ALL RESPECT | EA | 1 |  | Included | 0 | 0 | 0
104 | 7000028320 | 1520 | GIS Mandatory spares | 1000032799 | 85389000 |  | 18 |  | 420KV, 4000A, 63KA SF6 TO AIR BUSHING | SET | 1 |  | Included | 0 | 0 | 0
105 | 7000028320 | 1530 | GIS Mandatory spares | 1000049498 | 85359030 |  | 18 |  | LCC SPARES - AUX. RELAYS, CONTACTORS,PUSH BUTTONS, SWITCHES,LAMPS,ANNUNCIATION WINDOWS, MCB, FUSES,TIMERS, TERMINAL BLOCKS ETC. OF EACHTYPE & RATING-400kV GIS | SET | 2 |  | Included | 0 | 0 | 0
106 | 7000028320 | 1540 | GIS Mandatory spares | 1000058317 | 85359030 |  | 18 |  | 400KV GIS-ONE POLE OF 3150A CIRCUIT BREAKER WITHOUT PIR WITHINTERRUPTER, MAIN CIRCUIT, ENCLOSURE AND OPERATING MECHANISM COMPLETEIN ALL RESPECT | SET | 1 |  | Included | 0 | 0 | 0
107 | 7000028320 | 1550 | GIS Mandatory spares | 1000058316 | 85359030 |  | 18 |  | 400KV GIS-ONE POLE OF 3150A CIRCUIT BREAKER WITH PIR WITH INTERRUPTER,MAIN CIRCUIT, ENCLOSURE AND OPERATING MECHANISM COMPLETE IN ALLRESPECT | SET | 1 |  | Included | 0 | 0 | 0
108 | 7000028320 | 1560 | GIS Mandatory spares | 1000021873 | 85389000 |  | 18 |  | Trip coil assembly with resistor for420kV GIS Circuit Breaker (asapplicable) | SET | 3 |  | Included | 0 | 0 | 0
109 | 7000028320 | 1570 | GIS Mandatory spares | 1000009208 | 85389000 |  | 18 |  | Closing coil assembly with resistor for420kV GIS Circuit Breaker (asapplicable) | SET | 3 |  | Included | 0 | 0 | 0
110 | 7000028320 | 1580 | GIS Mandatory spares | 1000058324 | 85359030 |  | 18 |  | RELAYS, POWER CONTACTORS, PUSH BUTTONS, TIMERS & MCBS ETC. (ASAPPLICABLE) OF EACH TYPE FOR 400KV GIS CIRCUIT BREAKER | SET | 1 |  | Included | 0 | 0 | 0
111 | 7000028320 | 1590 | GIS Mandatory spares | 1000007067 | 85389000 |  | 18 |  | Auxiliary switch assembly of each type for 420kV GIS Circuit Breaker | SET | 3 |  | Included | 0 | 0 | 0
112 | 7000028320 | 1600 | GIS Mandatory spares | 1000058323 | 85359030 |  | 18 |  | 400KV GIS CIRCUIT BREAKER-OPERATION COUNTER | EA | 3 |  | Included | 0 | 0 | 0
113 | 7000028320 | 1610 | GIS Mandatory spares | 1000058320 | 85359030 |  | 18 |  | 400KV GIS CIRCUIT BREAKER-HYDRAULIC OPERATING MECHANISM WITH DRIVEMOTOR (FOR HYDRAULIC OPERATED MECHANISM, IF APPLICABLE) | SET | 1 |  | Included | 0 | 0 | 0
114 | 7000028320 | 1620 | GIS Mandatory spares | 1000049759 | 85359030 |  | 18 |  | HYDRAULIC FILTER OF EACH TYPE (FOR HYDRAULIC OPERATED MECHANISM, IFPPLICABLE)-400KV GIS CIRCUIT BREKAER | SET | 1 |  | Included | 0 | 0 | 0
115 | 7000028320 | 1630 | GIS Mandatory spares | 1000058319 | 85359030 |  | 18 |  | 400KV GIS CIRCUIT BREAKER- HOSE PIPE OF EACH TYPE (AS APPLICABLE) (FORHYDRAULIC OPERATED MECHANISM, IF APPLICABLE) | SET | 1 |  | Included | 0 | 0 | 0
116 | 7000028320 | 1640 | GIS Mandatory spares | 1000058322 | 85359030 |  | 18 |  | 400KV GIS CIRCUIT BREAKER - N2 ACCUMULATOR (FOR HYDRAULIC OPERATEDMECHANISM, IF APPLICABLE) | SET | 1 |  | Included | 0 | 0 | 0
117 | 7000028320 | 1650 | GIS Mandatory spares | 1000049835 | 85359030 |  | 18 |  | VALVES OF EACH TYPE (FOR HYDRAULIC OPERATED MECHANISM, IFAPPLICABLE)-400KV GIS CIRCUIT BREKAER | SET | 1 |  | Included | 0 | 0 | 0
118 | 7000028320 | 320 | supply- steel structures | 1000015954 | 73082011 |  | 18 |  | Fabrication, galvanising and supply of Lattice Structures (MS Steel),to be designed during detailed engineering, for towers, beams andequipment support structure including pack plates / packwashers andgusset plates excluding fasteners and foundation bolts | MT | 85 |  | Included | 0 | 0 | 0
119 | 7000028320 | 330 | supply- steel structures | 1000015953 | 73082011 |  | 18 |  | Fabrication, galvanising and supply of Lattice Structures (HT Steel),to be designed during detailed engineering, for towers, beams andequipment support structure including pack plates / packwashers andgusset plates excluding fasteners and foundation bolts | MT | 24 |  | Included | 0 | 0 | 0
120 | 7000028320 | 340 | supply- steel structures | 1000011713 | 73082011 |  | 18 |  | Fabrication, galvanising and supply of fasteners ( nuts, bolts andwashers ) including step bolts for lattice and pipe structures to bedesigned during detailed engineering | MT | 5 |  | Included | 0 | 0 | 0
121 | 7000028320 | 350 | supply- steel structures | 1000012373 | 73082011 |  | 18 |  | Fabrication, galvanising and supply of foundation bolts including nuts,checknut and washers for lattice and pipe structures to be designedduring detailed engineering | MT | 7 |  | Included | 0 | 0 | 0
122 | 7000028320 | 460 | PMU & associated items (Pandiabili) | 1000017518 | 85364900 |  | 18 |  | PMU with GPS Clock (clock can be either internal or external) | EA | 1 |  | Included | 0 | 0 | 0
123 | 7000028320 | 470 | PMU & associated items (Pandiabili) | 1000022512 | 90311000 |  | 18 |  | WAMS Hardware - Time System (GPS receiver) | EA | 1 |  | Included | 0 | 0 | 0
124 | 7000028320 | 480 | PMU & associated items (Pandiabili) | 1000071061 | 85176290 |  | 18 |  | SUBSTATION GRADE LAYER 2 LAN SWITCH | EA | 1 |  | Included | 0 | 0 | 0
125 | 7000028320 | 490 | PMU & associated items (Pandiabili) | 1000071062 | 85176290 |  | 18 |  | SUBSTATION GRADE LAYER 3 LAN SWITCH | EA | 1 |  | Included | 0 | 0 | 0
126 | 7000028320 | 500 | PMU & associated items (Pandiabili) | 1000022487 | 85447090 |  | 18 |  | WAMS Miscellaneous - Armored Fibre Optic Cable and associatedtermination (e.g. L2 Switch) for connecting PMU panels located indifferent control room of a station | EA | 1 |  | Included | 0 | 0 | 0
127 | 7000028320 | 510 | PMU & associated items (Pandiabili) | 1000030641 | 85389000 |  | 18 |  | LIU - FO PATCH PANEL-12 PORT | EA | 2 |  | Included | 0 | 0 | 0
128 | 7000028320 | 530 | Telecom Eqpt Supply | 1000031367 | 85176260 |  | 18 |  | SDH EQUIPMENT (STM-16 MADM UPTO 5 MSP PROTECTED DIRECTIONS)-BASEEQUIPMENT (COMMON CARDS, CROSS CONNECT/CONTROL CARDS, OPTICAL BASECARDS, POWER SUPPLY CARDS, POWER CABLING, OTHER HARDWARE ANDACCESSORIES INCLUDING SUB RACKS, PATCH CORD, DDF ETC FULLY EQUIPEDEXCLUDING OPTICAL INTERFACE & TRIBUTARY CARDS | EA | 1 |  | Included | 0 | 0 | 0
129 | 7000028320 | 540 | Telecom Eqpt Supply | 1000018706 | 85176990 |  | 18 |  | S16.1 SFP | EA | 4 |  | Included | 0 | 0 | 0
130 | 7000028320 | 550 | Telecom Eqpt Supply | 1000031374 | 85176290 |  | 18 |  | TRIBUTARY INTERFACE- E1 INTERFACE (MINIMUM 16 NOS.) | SET | 2 |  | Included | 0 | 0 | 0
131 | 7000028320 | 560 | Telecom Eqpt Supply | 1000034950 | 85176990 |  | 18 |  | ETHERNET INTERFACE 10/100 BASE T WITH LAYER-2 SWITCHING (MIN 8INTERFACES PER CARD) | EA | 2 |  | Included | 0 | 0 | 0
132 | 7000028320 | 570 | Telecom Eqpt Supply | 1000031381 | 85176290 |  | 18 |  | TRIBUTARY INTERFACE-GIGABIT ETHERNET INTERFACES 10/100 MBPS WITH LAYER-2 SWITCHING (MINIMUM 2 NOS.) | SET | 1 |  | Included | 0 | 0 | 0
133 | 7000028320 | 580 | Telecom Eqpt Supply | 1000026228 | 85176290 |  | 18 |  | Equipment Cabinets For SDH | EA | 1 |  | Included | 0 | 0 | 0
134 | 7000028320 | 590 | Telecom Eqpt Supply | 1000037545 | 85447090 |  | 18 |  | 24F (DWSM) APPROACH FIBRE OPTIC CABLE | KM | 1 |  | Included | 0 | 0 | 0
135 | 7000028320 | 600 | Telecom Eqpt Supply | 1000066614 | 73069011 |  | 18 |  | GI PIPE INSTALLATION HARDWARE FOR APPROACH CABLING | KM | 1 |  | Included | 0 | 0 | 0
136 | 7000028320 | 610 | Telecom Eqpt Supply | 1000066612 | 73071900 |  | 18 |  | GI ELBOW INSTALLATION HARDWARE FOR APPROAH CABLING | EA | 100 |  | Included | 0 | 0 | 0
137 | 7000028320 | 620 | Telecom Eqpt Supply | 1000066613 | 83071000 |  | 18 |  | GI FLEXIBLE CONDUIT INSTALLATION HARDWARE FOR APPROAH CABLING | EA | 75 |  | Included | 0 | 0 | 0
138 | 7000028320 | 630 | Telecom Eqpt Supply | 1000023471 | 85372000 |  | 18 |  | OPGW Fibre Optic Distribution Panel (FODP): Indoor Type: 96F | EA | 2 |  | Included | 0 | 0 | 0
139 | 7000028320 | 640 | Telecom Eqpt Supply | 1000034998 | 85171890 |  | 18 |  | VOIP TELEPHONE INSTRUMENT WITH ONE COMMON SWITCH (MIN. 8 PORT) | EA | 2 |  | Included | 0 | 0 | 0
140 | 7000028320 | 650 | Telecom Eqpt Spare | 1000031369 | 85176260 |  | 18 |  | SDH EQUIPMENT (STM-16 MADM UPTO 5 MSP PROTECTED DIRECTIONS)-COMMONCARDS, CROSS-CONNECT/CONTROL CARDS, OPTICAL BASE CARD, POWER SUPPLYCARDS, POWER CABLING, OTHER HARDWARE & ACCESSORIES (EACH). | SET | 1 |  | Included | 0 | 0 | 0
141 | 7000028320 | 660 | Telecom Eqpt Spare | 1000018706 | 85176990 |  | 18 |  | S16.1 SFP | EA | 1 |  | Included | 0 | 0 | 0
142 | 7000028320 | 670 | Telecom Eqpt Spare | 1000031374 | 85176290 |  | 18 |  | TRIBUTARY INTERFACE- E1 INTERFACE (MINIMUM 16 NOS.) | SET | 1 |  | Included | 0 | 0 | 0
143 | 7000028320 | 680 | Telecom Eqpt Spare | 1000034950 | 85176990 |  | 18 |  | ETHERNET INTERFACE 10/100 BASE T WITH LAYER-2 SWITCHING (MIN 8INTERFACES PER CARD) | EA | 1 |  | Included | 0 | 0 | 0
144 | 7000028320 | 690 | Telecom Eqpt Spare | 1000031381 | 85176290 |  | 18 |  | TRIBUTARY INTERFACE-GIGABIT ETHERNET INTERFACES 10/100 MBPS WITH LAYER-2 SWITCHING (MINIMUM 2 NOS.) | SET | 1 |  | Included | 0 | 0 | 0
145 | 7000028320 | 700 | Telecom Eqpt Spare | 1000034998 | 85171890 |  | 18 |  | VOIP TELEPHONE INSTRUMENT WITH ONE COMMON SWITCH (MIN. 8 PORT) | EA | 1 |  | Included | 0 | 0 | 0
146 | 7000028320 | 710 | Telecom Eqpt Spare | 1000031398 | 85171890 |  | 18 |  | PRE CONNECTORIZED OPTICAL FIBER PATCH CORDS(10 MTRS) â€“ PACK OF SIXPATCH CORDS | SET | 1 |  | Included | 0 | 0 | 0
147 | 7000028320 | 720 | Telecom Eqpt Spare | 1000037545 | 85447090 |  | 18 |  | 24F (DWSM) APPROACH FIBRE OPTIC CABLE | KM | 1 |  | Included | 0 | 0 | 0
148 | 7000028320 | 730 | Telecom Eqpt Spare | 1000066614 | 73069011 |  | 18 |  | GI PIPE INSTALLATION HARDWARE FOR APPROACH CABLING | KM | 0.035 |  | Included | 0 | 0 | 0
149 | 7000028320 | 740 | Telecom Eqpt Spare | 1000066612 | 73071900 |  | 18 |  | GI ELBOW INSTALLATION HARDWARE FOR APPROAH CABLING | EA | 4 |  | Included | 0 | 0 | 0
150 | 7000028320 | 750 | Telecom Eqpt Spare | 1000066613 | 83071000 |  | 18 |  | GI FLEXIBLE CONDUIT INSTALLATION HARDWARE FOR APPROAH CABLING | EA | 3 |  | Included | 0 | 0 | 0
II | RANGPO | [13 empty] | Revaluation of J column | Tax Calculation
1 | 7000028321 | 430 | GIS Portion-145kV, 31.5kA GIS EQUIPMENT | 1000037223 | 85389000 |  | 18 |  | 145KV, 1600, 31.5KA, FOR 1 SEC SF6 GIS BUS BAR EXTENSION MODULE AS PERSECTION-PROJECT, TECHNICAL SPECIFICATION | SET | 2 |  | Included | 0 | 0 | 0
2 | 7000028321 | 440 | GIS Portion-145kV, 31.5kA GIS EQUIPMENT | 1000000994 | 85359030 |  | 18 |  | 145kV, 1250 A, 31.5 kA, SF6 GIS Linefeeder bay module as perSection-Project, Technicalspecification | SET | 2 |  | Included | 0 | 0 | 0
3 | 7000028321 | 450 | GIS Portion-145kV, 31.5kA GIS EQUIPMENT | 1000032751 | 85389000 |  | 18 |  | 145KV, 1250A, 31.5KA,3PH,GIS BUS DUCT | M | 200 |  | Included | 0 | 0 | 0
4 | 7000028321 | 460 | GIS Portion-145kV, 31.5kA GIS EQUIPMENT | 1000032373 | 85389000 |  | 18 |  | 145KV, 1250A, 31.5KA SF6/AIR BUSHING FOR CONNECTING GIS TO AISALONGWITH SUPPORT STRUCTURE | SET | 6 |  | Included | 0 | 0 | 0
5 | 7000028321 | 10 | 145kV, 31.5kA AIS EQUIPMENT | 1000020416 | 85354010 |  | 18 |  | 120kV Surge Arrester(1-phase) | EA | 6 |  | Included | 0 | 0 | 0
6 | 7000028321 | 20 | 145kV, 31.5kA AIS EQUIPMENT | 1000000956 | 85462040 |  | 18 |  | 145kV, 1 phase Bus Post Insulators | EA | 12 |  | Included | 0 | 0 | 0
7 | 7000028321 | 30 | 145kV, 31.5kA AIS EQUIPMENT | 1000000991 | 85359090 |  | 18 |  | 145 kV, 8800pf, 1-phase Capacitive Voltage Transformer | EA | 6 |  | Included | 0 | 0 | 0
8 | 7000028321 | 40 | 145kV, 31.5kA AIS EQUIPMENT | 1000054118 | 85176210 |  | 18 |  | 132 KV, 800A, 0.5MH, 31.5KA LINE TRAP | EA | 2 |  | Included | 0 | 0 | 0
9 | 7000028321 | 50 | Erection HW for 132 kV DM Type | 1000011222 | 85389000 |  | 18 |  | Erection Hardware for 132kV DM type layout for GIS terminationarrangement-Line bay as per technical specification | SET | 2 |  | Included | 0 | 0 | 0
10 | 7000028321 | 60 | CRP for 132 kV Bays with SAS | 1000000812 | 85371000 |  | 18 |  | 132kV Line Protection Panel (with Automation) | EA | 2 |  | Included | 0 | 0 | 0
11 | 7000028321 | 70 | CRP for 132 kV Bays with SAS | 1000055441 | 85371000 |  | 18 |  | 132KV CIRCUIT BREAKER RELAY PANEL (WITH AUTOMATION) | EA | 2 |  | Included | 0 | 0 | 0
12 | 7000028321 | 80 | CRP for 132 kV Bays with SAS | 1000000735 | 85371000 |  | 18 |  | Augmentation of existing 132kV bus bar protection scheme.(No. of baysas per specification)-(with Automation) | SET | 1 |  | Included | 0 | 0 | 0
13 | 7000028321 | 90 | SAS | 1000000815 | 85371000 |  | 18 |  | Augmentation of Substation automation System for 132kV bay as perTechnical Specification | EA | 2 |  | Included | 0 | 0 | 0
14 | 7000028321 | 100 | PLCC 132kV Rangpo end | 1000010014 | 85176210 |  | 18 |  | Coupling device for PLCC | SET | 1 |  | Included | 0 | 0 | 0
15 | 7000028321 | 110 | PLCC 132kV Rangpo end | 1000000046 | 85176210 |  | 18 |  | Carrier Equipment Analog type (for Speech+Data & Speech+Protection) | EA | 1 |  | Included | 0 | 0 | 0
16 | 7000028321 | 120 | PLCC 132kV Rangpo end | 1000017887 | 85176210 |  | 18 |  | Analog Protection Coupler for PLCC | EA | 1 |  | Included | 0 | 0 | 0
17 | 7000028321 | 130 | PLCC 132kV Rangpo end | 1000010638 | 85176210 |  | 18 |  | Digital Protection Coupler | EA | 1 |  | Included | 0 | 0 | 0
18 | 7000028321 | 140 | PLCC 132kV Rangpo end | 1000025769 | 85176210 |  | 18 |  | Testing & Maintenance equipment (print test kit only) for PLCC | SET | 1 |  | Included | 0 | 0 | 0
19 | 7000028321 | 150 | PLCC 132kV Rangpo end | 1000036908 | 85446020 |  | 18 |  | HF CABLE 75 OHMS FOR PLCC | KM | 0.5 |  | Included | 0 | 0 | 0
20 | 7000028321 | 500 | PLCC 132kV Rammam end | 1000010014 | 85176210 |  | 18 |  | Coupling device for PLCC | SET | 1 |  | Included | 0 | 0 | 0
21 | 7000028321 | 510 | PLCC 132kV Rammam end | 1000000046 | 85176210 |  | 18 |  | Carrier Equipment Analog type (for Speech+Data & Speech+Protection) | EA | 1 |  | Included | 0 | 0 | 0
22 | 7000028321 | 520 | PLCC 132kV Rammam end | 1000017887 | 85176210 |  | 18 |  | Analog Protection Coupler for PLCC | EA | 1 |  | Included | 0 | 0 | 0
23 | 7000028321 | 530 | PLCC 132kV Rammam end | 1000010638 | 85176210 |  | 18 |  | Digital Protection Coupler | EA | 1 |  | Included | 0 | 0 | 0
24 | 7000028321 | 540 | PLCC 132kV Rammam end | 1000025769 | 85176210 |  | 18 |  | Testing & Maintenance equipment (print test kit only) for PLCC | SET | 1 |  | Included | 0 | 0 | 0
25 | 7000028321 | 550 | PLCC 132kV Rammam end | 1000036908 | 85446020 |  | 18 |  | HF CABLE 75 OHMS FOR PLCC | KM | 0.5 |  | Included | 0 | 0 | 0
26 | 7000028321 | 160 | POWER & CONTROL CABLE | 1000031943 | 85446020 |  | 18 |  | 1.1KV GRADE 2CX6 SQMM (PVC) POWER CABLE | KM | 2 |  | Included | 0 | 0 | 0
27 | 7000028321 | 170 | POWER & CONTROL CABLE | 1000031985 | 85446020 |  | 18 |  | 1.1KV GRADE 4CX6 SQMM (PVC) POWER CABLE | KM | 2 |  | Included | 0 | 0 | 0
28 | 7000028321 | 180 | POWER & CONTROL CABLE | 1000031976 | 85446020 |  | 18 |  | 1.1KV GRADE 4CX16 SQMM (PVC) POWER CABLE | KM | 2 |  | Included | 0 | 0 | 0
29 | 7000028321 | 190 | POWER & CONTROL CABLE | 1000031953 | 85446020 |  | 18 |  | 1.1KV GRADE 3.5CX35 SQMM (PVC) POWER CABLE | KM | 2 |  | Included | 0 | 0 | 0
30 | 7000028321 | 200 | POWER & CONTROL CABLE | 1000031964 | 85446020 |  | 18 |  | 1.1KV GRADE 3CX2.5 SQMM CONTROL CABLE | KM | 5 |  | Included | 0 | 0 | 0
31 | 7000028321 | 210 | POWER & CONTROL CABLE | 1000031987 | 85446020 |  | 18 |  | 1.1KV GRADE 5CX2.5 SQMM CONTROL CABLE | KM | 5 |  | Included | 0 | 0 | 0
32 | 7000028321 | 220 | POWER & CONTROL CABLE | 1000031887 | 85446020 |  | 18 |  | 1.1KV GRADE 10CX2.5 SQMM CONTROL CABLE | KM | 5 |  | Included | 0 | 0 | 0
33 | 7000028321 | 230 | POWER & CONTROL CABLE | 1000056264 | 85446020 |  | 18 |  | 1.1KV GRADE 19CX1.5 SQMM CONTROL CABLE | KM | 4 |  | Included | 0 | 0 | 0
34 | 7000028321 | 240 | POWER & CONTROL CABLE | 1000056265 | 85446020 |  | 18 |  | 1.1KV GRADE 27CX1.5 SQMM CONTROL CABLE | KM | 2 |  | Included | 0 | 0 | 0
35 | 7000028321 | 250 | ILLUMINATION SYSTEM | 1000014547 | 85371000 |  | 18 |  | Lighting Panel type ACP-2 as per technical specification | EA | 2 |  | Included | 0 | 0 | 0
36 | 7000028321 | 260 | ILLUMINATION SYSTEM | 1000004952 | 94059900 |  | 18 |  | 63A, 415V : Interlocked switch socket outdoor Receptacle (type RP) asper technical specifications | EA | 1 |  | Included | 0 | 0 | 0
37 | 7000028321 | 270 | ILLUMINATION SYSTEM | 1000038387 | 94051090 |  | 18 |  | LED FLOOD LIGHT LUMINARIESTYPE FL-1 (150W) AS PER TECHNICALSPECIFICATION | EA | 5 |  | Included | 0 | 0 | 0
38 | 7000028321 | 280 | ILLUMINATION SYSTEM | 1000038325 | 94059900 |  | 18 |  | LIGHTING FIXTURE LED LUMINAIRES TYPE FL2 AS PER TECH. SPECIFICATIONS | EA | 5 |  | Included | 0 | 0 | 0
39 | 7000028321 | 290 | ILLUMINATION SYSTEM | 1000049467 | 94059900 |  | 18 |  | INDOOR LIGHTNING FOR GIS BUILDING (AS PER TECHNICAL SPECIFICATION) including AHU & Relay Rooms as applicable | SET | 1 |  | Included | 0 | 0 | 0
40 | 7000028321 | 300 | ILLUMINATION SYSTEM | 1000014546 | 94059900 |  | 18 |  | Lighting Panel (Indoor) type ACP-1 as per technical specification | EA | 2 |  | Included | 0 | 0 | 0
41 | 7000028321 | 310 | Spare 132kV Equipment | 1000028572 | 85359090 |  | 18 |  | SPARE-145KV CVT | LOT | 1 |  | Included | 0 | 0 | 0
42 | 7000028321 | 320 | Spare 132kV Equipment | 1000026087 | 85354010 |  | 18 |  | Spares for 120kV Surge Arrester | LS | 1 |  | Included | 0 | 0 | 0
43 | 7000028321 | 330 | Spare 132kV Equipment | 1000054421 | 85462040 |  | 18 |  | SPARES FOR 145KV BUS POST INSULATORS | SET | 1 |  | Included | 0 | 0 | 0
44 | 7000028321 | 340 | Spare Other | 1000019912 | 85371000 |  | 18 |  | Relay & protection Panels (with automation) | LS | 1 |  | Included | 0 | 0 | 0
45 | 7000028321 | 350 | Spare Other | 1000019927 | 85389000 |  | 18 |  | Spares-Substation Automation System | LS | 1 |  | Included | 0 | 0 | 0
46 | 7000028321 | 360 | Spare Other | 1000053851 | 76169990 |  | 18 |  | SPARES FOR CLAMPS & CONNECTORS | LOT | 1 |  | Included | 0 | 0 | 0
47 | 7000028321 | 370 | Spare Other | 1000025980 | 85446020 |  | 18 |  | Power and Control Cables | LS | 1 |  | Included | 0 | 0 | 0
48 | 7000028321 | 380 | Spare Other | 1000025950 | 85176210 |  | 18 |  | Spare-PLCC | SET | 1 |  | Included | 0 | 0 | 0
49 | 7000028321 | 390 | Spare Other | 1000019925 | 84819090 |  | 18 |  | Spares for Fire Protection System | LS | 1 |  | Included | 0 | 0 | 0
50 | 7000028321 | 400 | 132kV String Insulator and harwares | 1000055853 | 72169990 |  | 18 |  | 132KV TENSION INSULATOR STRING AND ASSOCIATED HARDWARE FITTINGSWITHOUT TURN BUCKLE SUITABLE FOR SINGLE CONDUCTOR | EA | 6 |  | Included | 0 | 0 | 0
51 | 7000028321 | 410 | 132kV String Insulator and harwares | 1000055855 | 72169990 |  | 18 |  | 132KV TENSION INSULATOR STRING AND ASSOCIATED HARDWARE FITTINGS WITHTURN BUCKLE SUITABLE FOR SINGLE CONDUCTOR | EA | 12 |  | Included | 0 | 0 | 0
52 | 7000028321 | 420 | 132kV String Insulator and harwares | 1000055857 | 72169990 |  | 18 |  | 132KV SUSPENSION INSULATOR STRING AND ASSOCIATED HARDWARE FITTINGSWITH DROP CLAMP SUITABLE FOR SINGLE CONDUCTOR | EA | 12 |  | Included | 0 | 0 | 0
53 | 7000028321 | 470 | GIS common eqpt | 1000032822 | 85389000 |  | 18 |  | EOT CRANE EXTENSION FOR 132KV GIS BUILDING | SET | 1 |  | Included | 0 | 0 | 0
54 | 7000028321 | 480 | VMS | 1000030433 | 85287390 |  | 18 |  | COLOR IP CAMERA, WITH PAN, TILT AND ZOOM FACILITIES, ALONGWITH ALLREQUIRED ITEMS, ACCESSORIES, LINE INTERFACE UNITS, FIBER PATCH CORDS,POWER SUPPLY UNITS, JUNCTION BOXES, CABLES, FIBER OPTIC CABLES, ETC.,AND INCLUDING INTEGRATION IN EXISTING HARDWARE AND SOFTWARE FORAUGMENTATION OF VISUAL MONITORING SYSTEM AS PER TECHNICALSPECIFICATION. | SET | 1 |  | Included | 0 | 0 | 0
55 | 7000028321 | 490 | Air conditioning | 1000013502 | 84158210 |  | 28 |  | High wall type split AC unit of 2 TR capacity | EA | 4 |  | Included | 0 | 0 | 0
56 | 7000028321 | 690 | Non Standard Structures | 1000015954 | 73082011 |  | 18 |  | Fabrication, galvanising and supply of Lattice Structures (MS Steel),to be designed during detailed engineering, for towers, beams andequipment support structure including pack plates / packwashers andgusset plates excluding fasteners and foundation bolts | MT | 20 |  | Included | 0 | 0 | 0
57 | 7000028321 | 700 | Non Standard Structures | 1000011713 | 73082011 |  | 18 |  | Fabrication, galvanising and supply of fasteners ( nuts, bolts andwashers ) including step bolts for lattice and pipe structures to bedesigned during detailed engineering | MT | 2 |  | Included | 0 | 0 | 0
58 | 7000028321 | 710 | Non Standard Structures | 1000012373 | 73082011 |  | 18 |  | Fabrication, galvanising and supply of foundation bolts including nuts,checknut and washers for lattice and pipe structures to be designedduring detailed engineering | MT | 3 |  | Included | 0 | 0 | 0
59 | 7000028321 | 740 | Spare-GIS | 1000058267 | 85359030 |  | 18 |  | 145KV GIS-SF6 GAS PRESSURE RELIEF DEVICE ASSEMBLY OF EACH TYPE | EA | 1 |  | Included | 0 | 0 | 0
60 | 7000028321 | 750 | Spare-GIS | 1000050242 | 85359030 |  | 18 |  | SF6 PRESSURE GAUGE CUM SWITCH /DENSITY MONITORS AND PRESSURESWITCH AS APPLICABLE, OF EACH TYPE-145KV GIS | SET | 2 |  | Included | 0 | 0 | 0
61 | 7000028321 | 760 | Spare-GIS | 1000050214 | 85359030 |  | 18 |  | COUPLING DEVICE FOR PRESSURE GAUGE CUM SWITCH FOR CONNECTINGGAS HANDLING PLANT OF EACH TYPE-145KV GIS | SET | 1 |  | Included | 0 | 0 | 0
62 | 7000028321 | 770 | Spare-GIS | 1000050226 | 85359030 |  | 18 |  | RUBBER GASKETS, Ã‚â‚¬Å’OÃ‚â‚¬Â RINGS AND SEALS FOR SF6 GAS FOR GISENCLOSURE OF EACH TYPE-145KV GIS | SET | 2 |  | Included | 0 | 0 | 0
63 | 7000028321 | 780 | Spare-GIS | 1000058265 | 85359030 |  | 18 |  | 145KV GIS-MOLECULAR FILTER FOR SF6 GAS WITH FILTER BAGS (5 % OF TOTALWEIGHT) | SET | 1 |  | Included | 0 | 0 | 0
64 | 7000028321 | 790 | Spare-GIS | 1000050213 | 85359030 |  | 18 |  | CONTROL VALVES FOR SF6 GAS OF EACH TYPE-145KV GIS | SET | 2 |  | Included | 0 | 0 | 0
65 | 7000028321 | 800 | Spare-GIS | 1000058266 | 85359030 |  | 18 |  | 145KV GIS-SF6 GAS (5 % OF TOTAL GAS QUANTITY) | LOT | 1 |  | Included | 0 | 0 | 0
66 | 7000028321 | 810 | Spare-GIS | 1000050229 | 85359030 |  | 18 |  | LOCKING DEVICE TO KEEP THE DIS-CONNECTORS (ISOLATORS)AND EARTHING/FAST EARTHING SWITCHES (AS APPLICABLE) IN CLOSE OR OPENPOSITION IN CASE OF REMOVAL OF THE DRIVING MECHANISM-145KV GIS | SET | 2 |  | Included | 0 | 0 | 0
67 | 7000028321 | 820 | Spare-GIS | 1000050256 | 85359030 |  | 18 |  | UHF PD SENSORS OF EACH TYPE ALONG WITH BNC CONNECTOR FOR 145KV GIS | EA | 3 |  | Included | 0 | 0 | 0
68 | 7000028321 | 830 | Spare-GIS | 1000058269 | 85359030 |  | 18 |  | 145KV GIS-SUPPORT INSULATORS (GAS THROUGH) OF EACH TYPE (COMPLETE WITHMETAL RING ETC.) ALONG WITH ASSOCIATED CONTACTS AND SHIELDS | EA | 3 |  | Included | 0 | 0 | 0
69 | 7000028321 | 840 | Spare-GIS | 1000058264 | 85359030 |  | 18 |  | 145KV GIS-GAS BARRIERS OF EACH TYPE (COMPLETE WITH METAL RING ETC.)ALONG WITH ASSOCIATED CONTACTS AND SHIELDS | EA | 3 |  | Included | 0 | 0 | 0
70 | 7000028321 | 850 | Spare-GIS | 1000058268 | 85359030 |  | 18 |  | 145kV GIS- 1250A SF6 to air bushing complete in all respect | EA | 1 |  | Included | 0 | 0 | 0
71 | 7000028321 | 860 | Spare-GIS | 1000050249 | 85359030 |  | 18 |  | LCC SPARES - AUX. RELAYS, CONTACTORS, PUSH BUTTONS, SWITCHES, LAMPS,ANNUNCIATION WINDOWS, MCB, FUSES, TIMERS, TERMINAL BLOCKS ETC.OF EACH TYPE & RATING-145KV GIS | SET | 1 |  | Included | 0 | 0 | 0
72 | 7000028321 | 870 | Spare-GIS | 1000058241 | 85359030 |  | 18 |  | 145KV GIS- CIRCUIT BREAKER (THREE PHASE) OF 1250A WITH INTERRUPTER,MAIN CIRCUIT, ENCLOSURE AND OPERATING MECHANISM COMPLETE IN ALLRESPECT | SET | 1 |  | Included | 0 | 0 | 0
73 | 7000028321 | 880 | Spare-GIS | 1000021870 | 85389000 |  | 18 |  | Trip coil assembly with resistor (asapplicable) for 145kV GIS CircuitBreaker | SET | 3 |  | Included | 0 | 0 | 0
74 | 7000028321 | 890 | Spare-GIS | 1000009184 | 85389000 |  | 18 |  | Closing coil assembly with resistor (asapplicable) for 145kV GIS CircuitBreaker | SET | 3 |  | Included | 0 | 0 | 0
75 | 7000028321 | 900 | Spare-GIS | 1000058257 | 85359030 |  | 18 |  | RELAYS, POWER CONTACTORS, PUSH BUTTONS, TIMERS & MCBS ETC. (ASAPPLICABLE) OF EACH TYPE FOR 145KV GIS CIRCUIT BREAKER | SET | 1 |  | Included | 0 | 0 | 0
76 | 7000028321 | 910 | Spare-GIS | 1000058244 | 85359030 |  | 18 |  | AUXILIARY SWITCH ASSEMBLY OF EACH TYPE FOR 145KV GIS CIRCUIT BREAKER | SET | 1 |  | Included | 0 | 0 | 0
77 | 7000028321 | 920 | Spare-GIS | 1000058251 | 85359030 |  | 18 |  | 145KV GIS CIRCUIT BREAKER-OPERATION COUNTER | EA | 1 |  | Included | 0 | 0 | 0
78 | 7000028321 | 930 | Spare-GIS | 1000058258 | 85359030 |  | 18 |  | 145KV GIS CIRCUIT BREAKER-COMPLETE SPRING OPERATING MECHANISMINCLUDING CHARGING MECHANISM ETC. (FOR SPRING OPERATED MECHANISM, IFAPPLICABLE) | SET | 1 |  | Included | 0 | 0 | 0
79 | 7000028321 | 940 | Spare-GIS | 1000058369 | 85359030 |  | 18 |  | 145kV GIS- Three phase of 1250Adisconnector switch including maincircuit, enclosure, driving mechanismand support insulator etc., complete inall respect (Note 1- The contractorshall supply spare for disconnectorswitch to ensure one to one replacementof all disconnector switch supplied asmain equipment without any requirementof modification in fittings at site tocover all different types ofdisconnector switch supplied. In case,quantity of supplied dis-connectorswitch types (for one to onereplacement) are more than the quantitymentioned in BPS for spare, thecontractor shall supply theseadditional types of disconnector switchwithout any additional priceimplication to POWERGRID and quantitiesof these additional type ofdisconnector switch are deem to beincluded in the quantities mentioned inBPS for spare disconnector. Note 2 - Incase, Dis-connector Switch (DS) & EarthSwitch (ES) is provided in a sameenclosure with common operatingmechanism, then the module comprisingof Dis-connector & Earth switch insingle enclosure with common operatingmechanism is to be provided under thehead of spare Dis-connector only. Note3- In case, Dis-connector Switch (DS)&Earth Switch (ES) is provided in asame enclosure with separate operatingmechanism, then the module comprisingof Dis-connector & Earth switch insingle enclosure with separateoperating mechanism is to be providedunder the head of spare Dis-connectoronly.) | EA | 2 |  | Included | 0 | 0 | 0
80 | 7000028321 | 950 | Spare-GIS | 1000058239 | 85359030 |  | 18 |  | 145KV GIS- THREE PHASE MAINTENANCE EARTHING SWITCH INCLUDING MAINCIRCUIT, ENCLOSURE, DRIVING MECHANISM AND SUPPORT INSULATOR ETC.,COMPLETE IN ALL RESPECT (NOTE 1 - IN CASE, DIS-CONNECTOR SWITCH (DS) &EARTH SWITCH (ES) IS PROVIDED IN A SAME ENCLOSURE WITH COMMONOPERATING MECHANISM, THEN THE MODULE COMPRISING OF DIS-CONNECTOR &EARTH SWITCH IN SINGLE ENCLOSURE WITH COMMON OPERATING MECHANISM IS TOBE PROVIDED UNDER THE HEAD OF SPARE DIS-CONNECTOR ONLY. NOTE 2 - INCASE, DIS-CONNECTOR SWITCH (DS) & EARTH SWITCH (ES) IS PROVIDED IN ASAME ENCLOSURE WITH SEPARATE OPERATING MECHANISM, THEN THE MODULECOMPRISING OF DIS-CONNECTOR & EARTH SWITCH IN SINGLE ENCLOSURE WITHSEPARATE OPERATING MECHANISM IS TO BE PROVIDED UNDER THE HEAD OF SPAREDIS-CONNECTOR ONLY.) | EA | 1 |  | Included | 0 | 0 | 0
81 | 7000028321 | 960 | Spare-GIS | 1000058234 | 85359030 |  | 18 |  | 145KV GIS - THREE PHASE FAST EARTHING SWITCH INCLUDING MAIN CIRCUIT,ENCLOSURE, DRIVING MECHANISM AND SUPPORT INSULATOR ETC., COMPLETE INALL RESPECT (NOTE 1 - IN CASE, DIS-CONNECTOR SWITCH (DS) & EARTHSWITCH (ES) IS PROVIDED IN A SAME ENCLOSURE WITH COMMON OPERATINGMECHANISM, THEN THE MODULE COMPRISING OF DIS-CONNECTOR & EARTH SWITCHIN SINGLE ENCLOSURE WITH COMMON OPERATING MECHANISM IS TO BE PROVIDEDUNDER THE HEAD OF SPARE DIS-CONNECTOR ONLY. NOTE 2 - IN CASE,DIS-CONNECTOR SWITCH (DS) & EARTH SWITCH (ES) IS PROVIDED IN A SAMEENCLOSURE WITH SEPARATE OPERATING MECHANISM, THEN THE MODULECOMPRISING OF DIS-CONNECTOR & EARTH SWITCH IN SINGLE ENCLOSURE WITHSEPARATE OPERATING MECHANISM IS TO BE PROVIDED UNDER THE HEAD OF SPAREDIS-CONNECTOR ONLY.) | EA | 1 |  | Included | 0 | 0 | 0
82 | 7000028321 | 970 | Spare-GIS | 1000058048 | 85359030 |  | 18 |  | OPEN/CLOSE CONTACTOR ASSEMBLY, TIMERS, KEY INTERLOCK, INTERLOCKINGCOILS, RELAYS, PUSH BUTTONS, INDICATING LAMPS, POWER CONTACTORS,RESISTORS, FUSES, MCBS & DRIVE CONTROL CARDS ETC. (AS APPLICABLE) ONEOF EACH TYPE FOR ONE COMPLETE MOM BOX FOR 145KV GIS DISCONNECTORSWITCH | SET | 1 |  | Included | 0 | 0 | 0
83 | 7000028321 | 980 | Spare-GIS | 1000058236 | 85359030 |  | 18 |  | OPEN/CLOSE CONTACTOR ASSEMBLY, TIMERS, KEY INTERLOCK, INTERLOCKINGCOILS, RELAYS, PUSH BUTTONS, INDICATING LAMPS, POWER CONTACTORS,RESISTORS, FUSES, MCBS & DRIVE CONTROL CARDS ETC. (AS APPLICABLE) ONEOF EACH TYPE FOR ONE COMPLETE MOM BOX FOR 145KV GIS MAINTENANCE EARTHSWITCH | SET | 1 |  | Included | 0 | 0 | 0
84 | 7000028321 | 990 | Spare-GIS | 1000058231 | 85359030 |  | 18 |  | OPEN/CLOSE CONTACTOR ASSEMBLY, TIMERS, KEY INTERLOCK, INTERLOCKINGCOILS, RELAYS, PUSH BUTTONS, INDICATING LAMPS, POWER CONTACTORS,RESISTORS, FUSES, MCBS & DRIVE CONTROL CARDS ETC. (AS APPLICABLE) ONEOF EACH TYPE FOR ONE COMPLETE MOM BOX FOR 145KV GIS FAST EARTHINGSWITCH | SET | 1 |  | Included | 0 | 0 | 0
85 | 7000028321 | 1000 | Spare-GIS | 1000058260 | 85359030 |  | 18 |  | LIMIT SWITCHES AND AUX. SWITCHES FOR ONE COMPLETE MOM BOX FOR 145KVGIS DISCONNECTOR SWITCH | SET | 1 |  | Included | 0 | 0 | 0
86 | 7000028321 | 1010 | Spare-GIS | 1000058238 | 85359030 |  | 18 |  | LIMIT SWITCHES AND AUX. SWITCHES FOR ONE COMPLETE MOM BOX FOR 145KVGIS MAINTENANCE EARTH SWITCH | SET | 1 |  | Included | 0 | 0 | 0
87 | 7000028321 | 1020 | Spare-GIS | 1000058233 | 85359030 |  | 18 |  | LIMIT SWITCHES AND AUX. SWITCHES FOR ONE COMPLETE MOM BOX FOR 145KVGIS FAST EARTHING SWITCH | SET | 1 |  | Included | 0 | 0 | 0
88 | 7000028321 | 1030 | Spare-GIS | 1000058049 | 85359030 |  | 18 |  | DRIVE MECHANISM FOR 145KV GIS DISCONNECTOR SWITCH | SET | 1 |  | Included | 0 | 0 | 0
89 | 7000028321 | 1040 | Spare-GIS | 1000058237 | 85359030 |  | 18 |  | DRIVE MECHANISM FOR 145KV GIS MAINTENANCE EARTH SWITCH | SET | 1 |  | Included | 0 | 0 | 0
90 | 7000028321 | 1050 | Spare-GIS | 1000058232 | 85359030 |  | 18 |  | DRIVE MECHANISM FOR 145KV GIS FAST EARTHING SWITCH | SET | 1 |  | Included | 0 | 0 | 0
91 | 7000028321 | 1060 | Spare-GIS | 1000058230 | 85359030 |  | 18 |  | MOTOR FOR DRIVE MECHANISM FOR 145KV GIS DISCONNECTOR SWITCH | EA | 1 |  | Included | 0 | 0 | 0
92 | 7000028321 | 1070 | Spare-GIS | 1000058240 | 85359030 |  | 18 |  | MOTOR FOR DRIVE MECHANISM FOR 145KVGIS MAINTENANCE EARTH SWITCH | EA | 1 |  | Included | 0 | 0 | 0
93 | 7000028321 | 1080 | Spare-GIS | 1000058235 | 85359030 |  | 18 |  | MOTOR FOR DRIVE MECHANISM FOR 145KV GIS FAST EARTHING SWITCH | EA | 1 |  | Included | 0 | 0 | 0
94 | 7000028321 | 1090 | Spare-GIS | 1000058261 | 85359030 |  | 18 |  | 145KV GIS- CURRENT TRANSFORMER (4 CORES) WITH ASSOCIATED ENCLOSURE ANDPRIMARY CONDUCTOR COMPLETE IN ALL RESPECT | EA | 1 |  | Included | 0 | 0 | 0
95 | 7000028321 | 1100 | LT Switchgear | 1000004304 | 85371000 |  | 18 |  | 415V ACDB (Extn.) | SET | 1 |  | Included | 0 | 0 | 0
96 | 7000028321 | 1120 | Telecom Eqpt Supply | 1000031367 | 85176260 |  | 18 |  | SDH EQUIPMENT (STM-16 MADM UPTO 5 MSP PROTECTED DIRECTIONS)-BASEEQUIPMENT (COMMON CARDS, CROSS CONNECT/CONTROL CARDS, OPTICAL BASECARDS, POWER SUPPLY CARDS, POWER CABLING, OTHER HARDWARE ANDACCESSORIES INCLUDING SUB RACKS, PATCH CORD, DDF ETC FULLY EQUIPEDEXCLUDING OPTICAL INTERFACE & TRIBUTARY CARDS | EA | 1 |  | Included | 0 | 0 | 0
97 | 7000028321 | 1130 | Telecom Eqpt Supply | 1000018706 | 85176990 |  | 18 |  | S16.1 SFP | EA | 4 |  | Included | 0 | 0 | 0
98 | 7000028321 | 1140 | Telecom Eqpt Supply | 1000031374 | 85176290 |  | 18 |  | TRIBUTARY INTERFACE- E1 INTERFACE (MINIMUM 16 NOS.) | SET | 2 |  | Included | 0 | 0 | 0
99 | 7000028321 | 1150 | Telecom Eqpt Supply | 1000034950 | 85176990 |  | 18 |  | ETHERNET INTERFACE 10/100 BASE T WITH LAYER-2 SWITCHING (MIN 8INTERFACES PER CARD) | EA | 2 |  | Included | 0 | 0 | 0
100 | 7000028321 | 1160 | Telecom Eqpt Supply | 1000031381 | 85176290 |  | 18 |  | TRIBUTARY INTERFACE-GIGABIT ETHERNET INTERFACES 10/100 MBPS WITH LAYER-2 SWITCHING (MINIMUM 2 NOS.) | SET | 1 |  | Included | 0 | 0 | 0
101 | 7000028321 | 1170 | Telecom Eqpt Supply | 1000026228 | 85176290 |  | 18 |  | Equipment Cabinets For SDH | EA | 1 |  | Included | 0 | 0 | 0
102 | 7000028321 | 1180 | Telecom Eqpt Supply | 1000037545 | 85447090 |  | 18 |  | 24F (DWSM) APPROACH FIBRE OPTIC CABLE | KM | 1 |  | Included | 0 | 0 | 0
103 | 7000028321 | 1190 | Telecom Eqpt Supply | 1000066614 | 73069011 |  | 18 |  | GI PIPE INSTALLATION HARDWARE FOR APPROACH CABLING | KM | 1 |  | Included | 0 | 0 | 0
104 | 7000028321 | 1200 | Telecom Eqpt Supply | 1000066612 | 73071900 |  | 18 |  | GI ELBOW INSTALLATION HARDWARE FOR APPROAH CABLING | EA | 100 |  | Included | 0 | 0 | 0
105 | 7000028321 | 1210 | Telecom Eqpt Supply | 1000066613 | 83071000 |  | 18 |  | GI FLEXIBLE CONDUIT INSTALLATION HARDWARE FOR APPROAH CABLING | EA | 75 |  | Included | 0 | 0 | 0
106 | 7000028321 | 1220 | Telecom Eqpt Supply | 1000034998 | 85171890 |  | 18 |  | VOIP TELEPHONE INSTRUMENT WITH ONE COMMON SWITCH (MIN. 8 PORT) | EA | 2 |  | Included | 0 | 0 | 0
107 | 7000028321 | 1230 | Telecom Eqpt Supply | 1000023471 | 85372000 |  | 18 |  | OPGW Fibre Optic Distribution Panel (FODP): Indoor Type: 96F | EA | 2 |  | Included | 0 | 0 | 0
108 | 7000028321 | 1240 | Telecom Eqpt Spare | 1000031369 | 85176260 |  | 18 |  | SDH EQUIPMENT (STM-16 MADM UPTO 5 MSP PROTECTED DIRECTIONS)-COMMONCARDS, CROSS-CONNECT/CONTROL CARDS, OPTICAL BASE CARD, POWER SUPPLYCARDS, POWER CABLING, OTHER HARDWARE & ACCESSORIES (EACH). | SET | 1 |  | Included | 0 | 0 | 0
109 | 7000028321 | 1250 | Telecom Eqpt Spare | 1000018706 | 85176990 |  | 18 |  | S16.1 SFP | EA | 1 |  | Included | 0 | 0 | 0
110 | 7000028321 | 1260 | Telecom Eqpt Spare | 1000031374 | 85176290 |  | 18 |  | TRIBUTARY INTERFACE- E1 INTERFACE (MINIMUM 16 NOS.) | SET | 1 |  | Included | 0 | 0 | 0
111 | 7000028321 | 1270 | Telecom Eqpt Spare | 1000034950 | 85176990 |  | 18 |  | ETHERNET INTERFACE 10/100 BASE T WITH LAYER-2 SWITCHING (MIN 8INTERFACES PER CARD) | EA | 1 |  | Included | 0 | 0 | 0
112 | 7000028321 | 1280 | Telecom Eqpt Spare | 1000031381 | 85176290 |  | 18 |  | TRIBUTARY INTERFACE-GIGABIT ETHERNET INTERFACES 10/100 MBPS WITH LAYER-2 SWITCHING (MINIMUM 2 NOS.) | SET | 1 |  | Included | 0 | 0 | 0
113 | 7000028321 | 1290 | Telecom Eqpt Spare | 1000034998 | 85171890 |  | 18 |  | VOIP TELEPHONE INSTRUMENT WITH ONE COMMON SWITCH (MIN. 8 PORT) | EA | 1 |  | Included | 0 | 0 | 0
114 | 7000028321 | 1300 | Telecom Eqpt Spare | 1000031398 | 85171890 |  | 18 |  | PRE CONNECTORIZED OPTICAL FIBER PATCH CORDS(10 MTRS) â€“ PACK OF SIXPATCH CORDS | SET | 1 |  | Included | 0 | 0 | 0
115 | 7000028321 | 1310 | Telecom Eqpt Spare | 1000037545 | 85447090 |  | 18 |  | 24F (DWSM) APPROACH FIBRE OPTIC CABLE | KM | 1 |  | Included | 0 | 0 | 0
116 | 7000028321 | 1320 | Telecom Eqpt Spare | 1000066614 | 73069011 |  | 18 |  | GI PIPE INSTALLATION HARDWARE FOR APPROACH CABLING | KM | 0.035 |  | Included | 0 | 0 | 0
117 | 7000028321 | 1330 | Telecom Eqpt Spare | 1000066612 | 73071900 |  | 18 |  | GI ELBOW INSTALLATION HARDWARE FOR APPROAH CABLING | EA | 4 |  | Included | 0 | 0 | 0
118 | 7000028321 | 1340 | Telecom Eqpt Spare | 1000066613 | 83071000 |  | 18 |  | GI FLEXIBLE CONDUIT INSTALLATION HARDWARE FOR APPROAH CABLING | EA | 3 |  | Included | 0 | 0 | 0
119 | 7000028321 | 1360 | Fire Protection System | 1000012008 | 85311020 |  | 18 |  | Fire Detection and Alarm System for 132kV GIS Hall | SET | 1 |  | Included | 0 | 0 | 0
120 | 7000028321 | 1370 | Fire Protection System | 1000038141 | 85311020 |  | 18 |  | HYDRANT SYSTEM, COMPLETE PIPING ANDACCESSORIES ETC. OUTSIDE THE PUMP HOUSEFOR 132KV SS | SET | 1 |  | Included | 0 | 0 | 0
III | MISA SS NERES-XXVIII | [13 empty] | Revaluation of J column | Tax Calculation
1 | 7000028322 | 10 | GIS PORTION 420kV GIS eqpts | 1000032796 | 85389000 |  | 18 |  | 420KV, 3150A, 63KA SF6 TO AIR BUSHING including support structure | SET | 3 |  | Included | 0 | 0 | 0
2 | 7000028322 | 20 | GIS PORTION 420kV GIS eqpts | 1000059207 | 85359030 |  | 18 |  | 420KV, 3000A, 63KA, SINGLE PHASE, SF6 GAS INSULATED BUS DUCT (GIB)OUTSIDE GIS HALL ALONGWITH ASSOCIATED SUPPORT STRUCTURE, ETC. AS PERTECHNICAL SPECIFICATION | M | 450 |  | Included | 0 | 0 | 0
3 | 7000028322 | 30 | GIS PORTION 420kV GIS eqpts | 1000032802 | 85359030 |  | 18 |  | 420KV, 4000A,63KA GIS BUSBAR MODULE EXTENSION | SET | 2 |  | Included | 0 | 0 | 0
4 | 7000028322 | 40 | GIS PORTION 420kV GIS eqpts | 1000009713 | 85389000 |  | 18 |  | Controlled Switching Device for 420 kV, 3-ph Circuit Breaker | EA | 2 |  | Included | 0 | 0 | 0
5 | 7000028322 | 50 | GIS PORTION 420kV GIS eqpts | 1000004632 | 85359030 |  | 18 |  | 420kV, 3150 A, 63 kA, SF6 GIS BusReactor bay module as perSection-Project, Technicalspecification | SET | 1 |  | Included | 0 | 0 | 0
6 | 7000028322 | 60 | GIS PORTION 420kV GIS eqpts | 1000004505 | 85359030 |  | 18 |  | 420kV, 3150 A, 63 kA, SF6 GIS Tie baymodule(without PIR) as perSection-Project, Technicalspecification | SET | 1 |  | Included | 0 | 0 | 0
7 | 7000028322 | 70 | AIS equipments | 1000020419 | 85354010 |  | 18 |  | 336kV Surge Arrester (1-phase) | EA | 3 |  | Included | 0 | 0 | 0
8 | 7000028322 | 80 | AIS equipments | 1000004401 | 85462040 |  | 18 |  | 420 kV, 1 phase Bus Post Insulator (except for Line Traps) | EA | 6 |  | Included | 0 | 0 | 0
9 | 7000028322 | 90 | RELAY & PROTECTION PANEL | 1000055446 | 85371000 |  | 18 |  | 400KV CIRCUIT BREAKER RELAY PANEL (WITH AUTOMATION) | EA | 2 |  | Included | 0 | 0 | 0
10 | 7000028322 | 100 | RELAY & PROTECTION PANEL | 1000002146 | 85371000 |  | 18 |  | Augmentation of existing 400kV bus bar protection scheme.(No. of baysas per specification)-(with Automation) | SET | 1 |  | Included | 0 | 0 | 0
11 | 7000028322 | 110 | RELAY & PROTECTION PANEL | 1000003407 | 85371000 |  | 18 |  | 400kV Reactor Protection Panel (with Automation) | EA | 1 |  | Included | 0 | 0 | 0
12 | 7000028322 | 120 | SAS augmenttaion | 1000003409 | 85371000 |  | 18 |  | Augmentation of Substation automation System for 400kV Main bay as perTechnical Specification | EA | 1 |  | Included | 0 | 0 | 0
13 | 7000028322 | 130 | SAS augmenttaion | 1000003411 | 85371000 |  | 18 |  | Augmentation of Substation automation System for 400kV Tie bay as perTechnical Specification | EA | 1 |  | Included | 0 | 0 | 0
14 | 7000028322 | 140 | 420kV Erection harware | 1000011329 | 72169990 |  | 18 |  | Erection Hardware for 400kV DM type layout for GIS terminationarrangement-Bus Reactor bay as per technical specification | SET | 1 |  | Included | 0 | 0 | 0
15 | 7000028322 | 150 | ventilation system | 1000022409 | 84159000 |  | 28 |  | Ventillation system for 400kV GIS Hall Ext | SET | 1 |  | Included | 0 | 0 | 0
16 | 7000028322 | 160 | power & control cable | 1000031964 | 85446020 |  | 18 |  | 1.1KV GRADE 3CX2.5 SQMM CONTROL CABLE | KM | 2 |  | Included | 0 | 0 | 0
17 | 7000028322 | 170 | power & control cable | 1000031987 | 85446020 |  | 18 |  | 1.1KV GRADE 5CX2.5 SQMM CONTROL CABLE | KM | 3 |  | Included | 0 | 0 | 0
18 | 7000028322 | 180 | power & control cable | 1000031887 | 85446020 |  | 18 |  | 1.1KV GRADE 10CX2.5 SQMM CONTROL CABLE | KM | 3 |  | Included | 0 | 0 | 0
19 | 7000028322 | 190 | power & control cable | 1000056264 | 85446020 |  | 18 |  | 1.1KV GRADE 19CX1.5 SQMM CONTROL CABLE | KM | 2 |  | Included | 0 | 0 | 0
20 | 7000028322 | 200 | power & control cable | 1000056265 | 85446020 |  | 18 |  | 1.1KV GRADE 27CX1.5 SQMM CONTROL CABLE | KM | 1 |  | Included | 0 | 0 | 0
21 | 7000028322 | 210 | power & control cable | 1000032049 | 85446020 |  | 18 |  | 4PAIR, 0.5 SQ.MM SCREENED CABLE | KM | 2 |  | Included | 0 | 0 | 0
22 | 7000028322 | 220 | power & control cable | 1000031957 | 85446020 |  | 18 |  | 1.1KV GRADE 3.5CX70 SQMM (PVC) POWER CABLE | KM | 1.5 |  | Included | 0 | 0 | 0
23 | 7000028322 | 230 | power & control cable | 1000031953 | 85446020 |  | 18 |  | 1.1KV GRADE 3.5CX35 SQMM (PVC) POWER CABLE | KM | 1 |  | Included | 0 | 0 | 0
24 | 7000028322 | 240 | power & control cable | 1000031976 | 85446020 |  | 18 |  | 1.1KV GRADE 4CX16 SQMM (PVC) POWER CABLE | KM | 3 |  | Included | 0 | 0 | 0
25 | 7000028322 | 250 | power & control cable | 1000031943 | 85446020 |  | 18 |  | 1.1KV GRADE 2CX6 SQMM (PVC) POWER CABLE | KM | 1 |  | Included | 0 | 0 | 0
26 | 7000028322 | 260 | power & control cable | 1000031985 | 85446020 |  | 18 |  | 1.1KV GRADE 4CX6 SQMM (PVC) POWER CABLE | KM | 1 |  | Included | 0 | 0 | 0
27 | 7000028322 | 270 | power & control cable | 1000031951 | 85446090 |  | 18 |  | 1.1KV GRADE 3.5CX300 SQMM (XLPE) POWER CABLE | KM | 0.3 |  | Included | 0 | 0 | 0
28 | 7000028322 | 280 | Illumination (indoor) | 1000049467 | 94059900 |  | 18 |  | INDOOR LIGHTNING FOR GIS BUILDING (AS PER TECHNICAL SPECIFICATION) including AHU & Relay Rooms as applicable | SET | 1 |  | Included | 0 | 0 | 0
29 | 7000028322 | 290 | outdoor illumination | 1000014547 | 85371000 |  | 18 |  | Lighting Panel type ACP-2 as per technical specification | EA | 1 |  | Included | 0 | 0 | 0
30 | 7000028322 | 300 | outdoor illumination | 1000038325 | 94059900 |  | 18 |  | LIGHTING FIXTURE LED LUMINAIRES TYPE FL2 AS PER TECH. SPECIFICATIONS | EA | 10 |  | Included | 0 | 0 | 0
31 | 7000028322 | 310 | outdoor illumination | 1000038039 | 94051090 |  | 18 |  | LIGHTING FIXTURE LED LUMINAIRES TYPE FL-1 AS PER TECH. SPECIFICATIONS | EA | 10 |  | Included | 0 | 0 | 0
32 | 7000028322 | 320 | outdoor illumination | 1000004952 | 94059900 |  | 18 |  | 63A, 415V : Interlocked switch socket outdoor Receptacle (type RP) asper technical specifications | EA | 1 |  | Included | 0 | 0 | 0
33 | 7000028322 | 330 | outdoor illumination | 1000001894 | 94059900 |  | 18 |  | Outdoor Power Receptacle for oilfiltration unit (250A) | EA | 1 |  | Included | 0 | 0 | 0
34 | 7000028322 | 340 | outdoor illumination | 1000038385 | 94059900 |  | 18 |  | FIRE WALL MOUNTED LED LUMINARIE TYPE FL-2 (250W) | EA | 4 |  | Included | 0 | 0 | 0
35 | 7000028322 | 350 | LT swgr extension | 1000004304 | 85371000 |  | 18 |  | 415V ACDB (Extn.) | SET | 1 |  | Included | 0 | 0 | 0
36 | 7000028322 | 360 | LT swgr extension | 1000001145 | 85371000 |  | 18 |  | 220V DCDB (Extn.) | SET | 1 |  | Included | 0 | 0 | 0
37 | 7000028322 | 370 | LT swgr extension | 1000004309 | 85371000 |  | 18 |  | 415V MLDB (Extn.) | SET | 1 |  | Included | 0 | 0 | 0
38 | 7000028322 | 380 | fire protection system | 1000012022 | 84241000 |  | 18 |  | 4.5 kg CO2 type Portable Fire extinguisher | EA | 2 |  | Included | 0 | 0 | 0
39 | 7000028322 | 390 | fire protection system | 1000012026 | 84241000 |  | 18 |  | 6Kg dry chemical powered type Portable Fire extinguisher | EA | 2 |  | Included | 0 | 0 | 0
40 | 7000028322 | 400 | fire protection system | 1000055457 | 84248990 |  | 18 |  | HVW SPRAY SYSTEM, HYDRANT SYSTEM AND COMPLETE U/G & O/G PIPING ANDACCESSORIES ETC. OUT SIDE THE PUMP HOUSE FOR 420KV 3 PHASE BUSREACTOR | SET | 1 |  | Included | 0 | 0 | 0
41 | 7000028322 | 410 | fire protection system | 1000012010 | 85311020 |  | 18 |  | Fire Detection and Alarm System for 400kV GIS Hall | SET | 1 |  | Included | 0 | 0 | 0
42 | 7000028322 | 420 | fire protection system | 1000012037 | 84819090 |  | 18 |  | Hydrant system, complete U/G piping and accessories etc. outside thePump House for Fire Protection of 400/220kV (Ext) Substation | SET | 1 |  | Included | 0 | 0 | 0
43 | 7000028322 | 430 | earthmat | 1000032055 | 72159090 |  | 18 |  | 40 MM MS ROD FOR MAIN EARTHMAT | KM | 1 |  | Included | 0 | 0 | 0
44 | 7000028322 | 440 | mandatory spares | 1000024186 | 85354010 |  | 18 |  | SPARES FOR 336KV SURGE ARRESTER | LS | 1 |  | Included | 0 | 0 | 0
45 | 7000028322 | 450 | mandatory spares | 1000025940 | 85462040 |  | 18 |  | Spare-420kV BPI | SET | 1 |  | Included | 0 | 0 | 0
46 | 7000028322 | 460 | mandatory spares | 1000019912 | 85371000 |  | 18 |  | Relay & protection Panels (with automation) | LS | 1 |  | Included | 0 | 0 | 0
47 | 7000028322 | 470 | mandatory spares | 1000019927 | 85389000 |  | 18 |  | Spares-Substation Automation System | LS | 1 |  | Included | 0 | 0 | 0
48 | 7000028322 | 480 | mandatory spares | 1000019925 | 84819090 |  | 18 |  | Spares for Fire Protection System | LS | 1 |  | Included | 0 | 0 | 0
49 | 7000028322 | 490 | GIS PORTION -MANDATORY SPARES | 1000058332 | 85359030 |  | 18 |  | 400KV GIS-SF6 GAS PRESSURE RELIEF DEVICE ASSEMBLY OF EACH TYPE | EA | 1 |  | Included | 0 | 0 | 0
50 | 7000028322 | 500 | GIS PORTION -MANDATORY SPARES | 1000049817 | 85359030 |  | 18 |  | SF6 PRESSURE GAUGE CUM SWITCH /DENSITY MONITORS AND PRESSURESWITCH AS APPLICABLE, OF EACH TYPE-400KV GIS | SET | 2 |  | Included | 0 | 0 | 0
51 | 7000028322 | 510 | GIS PORTION -MANDATORY SPARES | 1000049753 | 85359030 |  | 18 |  | COUPLING DEVICE FOR PRESSURE GAUGE CUM SWITCH FOR CONNECTINGGAS HANDLING PLANT OF EACH TYPE-400KV GIS | SET | 1 |  | Included | 0 | 0 | 0
52 | 7000028322 | 520 | GIS PORTION -MANDATORY SPARES | 1000049762 | 85359030 |  | 18 |  | RUBBER GASKETS, Ã‚â‚¬Å’OÃ‚â‚¬Â RINGS AND SEALS FOR SF6 GAS FOR GISENCLOSURE OF EACH TYPE-400KV GIS | SET | 2 |  | Included | 0 | 0 | 0
53 | 7000028322 | 530 | GIS PORTION -MANDATORY SPARES | 1000058330 | 85359030 |  | 18 |  | 400KV GIS-MOLECULAR FILTER FOR SF6 GAS WITH FILTER BAGS (5 % OF TOTALWEIGHT) | SET | 1 |  | Included | 0 | 0 | 0
54 | 7000028322 | 540 | GIS PORTION -MANDATORY SPARES | 1000049750 | 85359030 |  | 18 |  | CONTROL VALVES FOR SF6 GAS OF EACH TYPE-400KV GIS | SET | 2 |  | Included | 0 | 0 | 0
55 | 7000028322 | 550 | GIS PORTION -MANDATORY SPARES | 1000058331 | 85359030 |  | 18 |  | 400KV GIS-SF6 GAS (5 % OF TOTAL GAS QUANTITY) | LOT | 1 |  | Included | 0 | 0 | 0
56 | 7000028322 | 560 | GIS PORTION -MANDATORY SPARES | 1000049783 | 85359030 |  | 18 |  | LOCKING DEVICE TO KEEP THE DIS-CONNECTORS (ISOLATORS)AND EARTHING/FAST EARTHING SWITCHES IN CLOSE OR OPEN POSITION IN CASEOF REMOVAL OF THE DRIVING MECHANISM-400KV GIS | SET | 2 |  | Included | 0 | 0 | 0
57 | 7000028322 | 570 | GIS PORTION -MANDATORY SPARES | 1000049505 | 85359030 |  | 18 |  | UHF PD SENSORS OF EACH TYPE ALONG WITH BNC CONNECTOR FOR 420KV GIS | EA | 3 |  | Included | 0 | 0 | 0
58 | 7000028322 | 580 | GIS PORTION -MANDATORY SPARES | 1000058334 | 85359030 |  | 18 |  | 400KV GIS-SUPPORT INSULATORS (GAS THROUGH) OF EACH TYPE (COMPLETE WITHMETAL RING ETC.) ALONG WITH ASSOCIATED CONTACTS AND SHIELDS | EA | 3 |  | Included | 0 | 0 | 0
59 | 7000028322 | 590 | GIS PORTION -MANDATORY SPARES | 1000058329 | 85359030 |  | 18 |  | 400KV GIS-GAS BARRIERS OF EACH TYPE (COMPLETE WITH METAL RING ETC.)ALONG WITH ASSOCIATED CONTACTS AND SHIELDS | EA | 3 |  | Included | 0 | 0 | 0
60 | 7000028322 | 600 | GIS PORTION -MANDATORY SPARES | 1000058333 | 85359030 |  | 18 |  | 400KV GIS- 3150A SF6 TO AIR BUSHING COMPLETE IN ALL RESPECT | EA | 1 |  | Included | 0 | 0 | 0
61 | 7000028322 | 610 | GIS PORTION -MANDATORY SPARES | 1000049498 | 85359030 |  | 18 |  | LCC SPARES - AUX. RELAYS, CONTACTORS,PUSH BUTTONS, SWITCHES,LAMPS,ANNUNCIATION WINDOWS, MCB, FUSES,TIMERS, TERMINAL BLOCKS ETC. OF EACHTYPE & RATING-400kV GIS | SET | 1 |  | Included | 0 | 0 | 0
62 | 7000028322 | 620 | GIS PORTION -MANDATORY SPARES | 1000058317 | 85359030 |  | 18 |  | 400KV GIS-ONE POLE OF 3150A CIRCUIT BREAKER WITHOUT PIR WITHINTERRUPTER, MAIN CIRCUIT, ENCLOSURE AND OPERATING MECHANISM COMPLETEIN ALL RESPECT | SET | 1 |  | Included | 0 | 0 | 0
63 | 7000028322 | 630 | GIS PORTION -MANDATORY SPARES | 1000021873 | 85389000 |  | 18 |  | Trip coil assembly with resistor for420kV GIS Circuit Breaker (asapplicable) | SET | 3 |  | Included | 0 | 0 | 0
64 | 7000028322 | 640 | GIS PORTION -MANDATORY SPARES | 1000009208 | 85389000 |  | 18 |  | Closing coil assembly with resistor for420kV GIS Circuit Breaker (asapplicable) | SET | 3 |  | Included | 0 | 0 | 0
65 | 7000028322 | 650 | GIS PORTION -MANDATORY SPARES | 1000058324 | 85359030 |  | 18 |  | RELAYS, POWER CONTACTORS, PUSH BUTTONS, TIMERS & MCBS ETC. (ASAPPLICABLE) OF EACH TYPE FOR 400KV GIS CIRCUIT BREAKER | SET | 1 |  | Included | 0 | 0 | 0
66 | 7000028322 | 660 | GIS PORTION -MANDATORY SPARES | 1000007067 | 85389000 |  | 18 |  | Auxiliary switch assembly of each type for 420kV GIS Circuit Breaker | SET | 1 |  | Included | 0 | 0 | 0
67 | 7000028322 | 670 | GIS PORTION -MANDATORY SPARES | 1000058320 | 85359030 |  | 18 |  | 400KV GIS CIRCUIT BREAKER-HYDRAULIC OPERATING MECHANISM WITH DRIVEMOTOR (FOR HYDRAULIC OPERATED MECHANISM, IF APPLICABLE) | SET | 1 |  | Included | 0 | 0 | 0
68 | 7000028322 | 680 | GIS PORTION -MANDATORY SPARES | 1000049759 | 85359030 |  | 18 |  | HYDRAULIC FILTER OF EACH TYPE (FOR HYDRAULIC OPERATED MECHANISM, IFPPLICABLE)-400KV GIS CIRCUIT BREKAER | SET | 1 |  | Included | 0 | 0 | 0
69 | 7000028322 | 690 | GIS PORTION -MANDATORY SPARES | 1000058319 | 85359030 |  | 18 |  | 400KV GIS CIRCUIT BREAKER- HOSE PIPE OF EACH TYPE (AS APPLICABLE) (FORHYDRAULIC OPERATED MECHANISM, IF APPLICABLE) | SET | 1 |  | Included | 0 | 0 | 0
70 | 7000028322 | 700 | GIS PORTION -MANDATORY SPARES | 1000058322 | 85359030 |  | 18 |  | 400KV GIS CIRCUIT BREAKER - N2 ACCUMULATOR (FOR HYDRAULIC OPERATEDMECHANISM, IF APPLICABLE) | SET | 1 |  | Included | 0 | 0 | 0
71 | 7000028322 | 710 | GIS PORTION -MANDATORY SPARES | 1000049835 | 85359030 |  | 18 |  | VALVES OF EACH TYPE (FOR HYDRAULIC OPERATED MECHANISM, IFAPPLICABLE)-400KV GIS CIRCUIT BREKAER | SET | 1 |  | Included | 0 | 0 | 0
72 | 7000028322 | 720 | GIS PORTION -MANDATORY SPARES | 1000049795 | 85359030 |  | 18 |  | PIPE LENGTH (COPPER & STEEL) OF EACH SIZE & TYPE (FOR HYDRAULICOPERATED MECHANISM, IF APPLICABLE)-400KV GIS CIRCUIT BREKAER | SET | 1 |  | Included | 0 | 0 | 0
73 | 7000028322 | 730 | GIS PORTION -MANDATORY SPARES | 1000049808 | 85359030 |  | 18 |  | PRESSURE SWITCHES OF EACH TYPE (FOR HYDRAULIC OPERATED MECHANISM, IFAPPLICABLE)-400KV GIS CIRCUIT BREKAER | SET | 1 |  | Included | 0 | 0 | 0
74 | 7000028322 | 740 | GIS PORTION -MANDATORY SPARES | 1000049805 | 85359030 |  | 18 |  | PRESSURE GAUGE WITH COUPLING DEVICE OF EACH TYPE (FOR HYDRAULICOPERATED MECHANISM, IF APPLICABLE)-400KV GIS CIRCUIT BREKAER | SET | 1 |  | Included | 0 | 0 | 0
75 | 7000028322 | 750 | GIS PORTION -MANDATORY SPARES | 1000058321 | 85359030 |  | 18 |  | 400KV GIS CIRCUIT BREAKER-HYDRAULIC OIL (5% OF TOTAL OIL QUANTITY)(FOR HYDRAULIC OPERATED MECHANISM, IF APPLICABLE) | SET | 1 |  | Included | 0 | 0 | 0
76 | 7000028322 | 760 | GIS PORTION -MANDATORY SPARES | 1000049799 | 85359030 |  | 18 |  | PRESSURE RELIEF DEVICE OF EACH TYPE (FOR HYDRAULIC OPERATED MECHANISM,IF APPLICABLE)-400KV GIS CIRCUIT BREKAER | SET | 1 |  | Included | 0 | 0 | 0
77 | 7000028322 | 770 | GIS PORTION -MANDATORY SPARES | 1000058325 | 85359030 |  | 18 |  | 400KV GIS CIRCUIT BREAKER-COMPLETE SPRING OPERATING MECHANISMINCLUDING CHARGING MECHANISM ETC. (FOR SPRING OPERATED MECHANISM, IFAPPLICABLE) | SET | 1 |  | Included | 0 | 0 | 0
78 | 7000028322 | 780 | GIS PORTION -MANDATORY SPARES | 1000058318 | 85359030 |  | 18 |  | 400KV GIS CIRCUIT BREAKER- COMPLETE HYDRAULIC-SPRING OPERATINGMECHANISM INCLUDING CHARGING MECHANISM ETC. (FOR HYDRAULIC-SPRINGOPERATED MECHANISM, IF APPLICABLE) | SET | 1 |  | Included | 0 | 0 | 0
79 | 7000028322 | 790 | GIS PORTION -MANDATORY SPARES | 1000049495 | 85359030 |  | 18 |  | PRESSURE SWITCHES OF EACH TYPE FOR420KV GIS CIRCUIT BREAKER (ForHydraulic-Spring Operated Mechanism, ifapplicable) | SET | 1 |  | Included | 0 | 0 | 0
80 | 7000028322 | 800 | GIS PORTION -MANDATORY SPARES | 1000049802 | 85359030 |  | 18 |  | PRESSURE GAUGE WITH COUPLING DEVICE OF EACH TYPE (FOR HYDRAULIC-SPRINGOPERATED MECHANISM, IF APPLICABLE)-400KV GIS CIRCUIT BREKAER | SET | 1 |  | Included | 0 | 0 | 0
81 | 7000028322 | 810 | GIS PORTION -MANDATORY SPARES | 1000058374 | 85359030 |  | 18 |  | 400kV GIS- Single phase of 3150Adisconnector switch including maincircuit, enclosure, driving mechanismand support insulator etc., complete inall respect (Note 1- The contractorshall supply spare for disconnectorswitch to ensure one to one replacementof all disconnector switch supplied asmain equipment without any requirementof modification in fittings at site tocover all different types ofdisconnector switch supplied. In case,quantity of supplied dis-connectorswitch types (for one to onereplacement) are more than the quantitymentioned in BPS for spare, thecontractor shall supply theseadditional types of disconnector switchwithout any additional priceimplication to POWERGRID and quantitiesof these additional type ofdisconnector switch are deem to beincluded in the quantities mentioned inBPS for spare disconnector. Note 2 - Incase, Dis-connector Switch (DS) & EarthSwitch (ES) is provided in a sameenclosure with common operatingmechanism, then the module comprisingof Dis-connector & Earth switch insingle enclosure with common operatingmechanism is to be provided under thehead of spare Dis-connector only. Note3- In case, Dis-connector Switch (DS)&Earth Switch (ES) is provided in asame enclosure with separate operatingmechanism, then the module comprisingof Dis-connector & Earth switch insingle enclosure with separateoperating mechanism is to be providedunder the head of spare Dis-connectoronly.) | EA | 2 |  | Included | 0 | 0 | 0
82 | 7000028322 | 820 | GIS PORTION -MANDATORY SPARES | 1000058314 | 85359030 |  | 18 |  | 400KV GIS- SINGLE PHASE MAINTENANCE EARTHING SWITCH INCLUDING MAINCIRCUIT, ENCLOSURE, DRIVING MECHANISM AND SUPPORT INSULATOR ETC.,COMPLETE IN ALL RESPECT (NOTE 1 - IN CASE, DIS-CONNECTOR SWITCH (DS) &EARTH SWITCH (ES) IS PROVIDED IN A SAME ENCLOSURE WITH COMMONOPERATING MECHANISM, THEN THE MODULE COMPRISING OF DIS-CONNECTOR &EARTH SWITCH IN SINGLE ENCLOSURE WITH COMMON OPERATING MECHANISM IS TOBE PROVIDED UNDER THE HEAD OF SPARE DIS-CONNECTOR ONLY. NOTE 2 - INCASE, DIS-CONNECTOR SWITCH (DS) & EARTH SWITCH (ES) IS PROVIDED IN ASAME ENCLOSURE WITH SEPARATE OPERATING MECHANISM, THEN THE MODULECOMPRISING OF DIS-CONNECTOR & EARTH SWITCH IN SINGLE ENCLOSURE WITHSEPARATE OPERATING MECHANISM IS TO BE PROVIDED UNDER THE HEAD OF SPAREDIS-CONNECTOR ONLY.) | EA | 1 |  | Included | 0 | 0 | 0
83 | 7000028322 | 830 | GIS PORTION -MANDATORY SPARES | 1000058305 | 85359030 |  | 18 |  | OPEN/CLOSE CONTACTOR ASSEMBLY, TIMERS, KEY INTERLOCK, INTERLOCKINGCOILS, RELAYS, PUSH BUTTONS, INDICATING LAMPS, POWER CONTACTORS,RESISTORS, FUSES, MCBS & DRIVE CONTROL CARDS ETC. (AS APPLICABLE) ONEOF EACH TYPE FOR ONE COMPLETE MOM BOX FOR 400KV GIS DISCONNECTORSWITCH | SET | 1 |  | Included | 0 | 0 | 0
84 | 7000028322 | 840 | GIS PORTION -MANDATORY SPARES | 1000058312 | 85359030 |  | 18 |  | OPEN/CLOSE CONTACTOR ASSEMBLY, TIMERS, KEY INTERLOCK, INTERLOCKINGCOILS, RELAYS, PUSH BUTTONS, INDICATING LAMPS, POWER CONTACTORS,RESISTORS, FUSES, MCBS & DRIVE CONTROL CARDS ETC. (AS APPLICABLE) ONEOF EACH TYPE FOR ONE COMPLETE MOM BOX FOR 400KV GIS MAINTENANCE EARTHSWITCH | SET | 1 |  | Included | 0 | 0 | 0
85 | 7000028322 | 850 | GIS PORTION -MANDATORY SPARES | 1000049776 | 85359030 |  | 18 |  | LIMIT SWITCHES AND AUX. SWITCHES FOR ONE COMPLETE MOM BOX FORDISCONNECTOR-400KV GIS | SET | 1 |  | Included | 0 | 0 | 0
86 | 7000028322 | 860 | GIS PORTION -MANDATORY SPARES | 1000049778 | 85359030 |  | 18 |  | LIMIT SWITCHES AND AUX. SWITCHES FOR ONE COMPLETE MOM BOX FORMAINTENANCE EARTHING SWITCH-400KV GIS | SET | 1 |  | Included | 0 | 0 | 0
87 | 7000028322 | 870 | GIS PORTION -MANDATORY SPARES | 1000058306 | 85359030 |  | 18 |  | DRIVE MECHANISM FOR 400KV GIS DISCONNECTOR SWITCH | SET | 1 |  | Included | 0 | 0 | 0
88 | 7000028322 | 880 | GIS PORTION -MANDATORY SPARES | 1000058313 | 85359030 |  | 18 |  | DRIVE MECHANISM FOR 400KV GIS MAINTENANCE EARTH SWITCH | SET | 1 |  | Included | 0 | 0 | 0
89 | 7000028322 | 890 | GIS PORTION -MANDATORY SPARES | 1000058307 | 85359030 |  | 18 |  | MOTOR FOR DRIVE MECHANISM FOR 400KV GIS DISCONNECTOR SWITCH | EA | 1 |  | Included | 0 | 0 | 0
90 | 7000028322 | 900 | GIS PORTION -MANDATORY SPARES | 1000058315 | 85359030 |  | 18 |  | MOTOR FOR DRIVE MECHANISM FOR 400KVGIS MAINTENANCE EARTH SWITCH | EA | 1 |  | Included | 0 | 0 | 0
91 | 7000028322 | 910 | GIS PORTION -MANDATORY SPARES | 1000058327 | 85359030 |  | 18 |  | 400KV GIS- SINGLE PHASE OF CURRENT TRANSFORMER (3 CORES, TYPE-CTA)WITH ASSOCIATED ENCLOSURE AND PRIMARY CONDUCTOR COMPLETE IN ALLRESPECT | EA | 1 |  | Included | 0 | 0 | 0
92 | 7000028322 | 920 | GIS PORTION -MANDATORY SPARES | 1000058326 | 85359030 |  | 18 |  | 400KV GIS- SINGLE PHASE OF CURRENT TRANSFORMER (2 CORES, TYPE-CTB)WITH ASSOCIATED ENCLOSURE AND PRIMARY CONDUCTOR COMPLETE IN ALLRESPECT | EA | 1 |  | Included | 0 | 0 | 0
93 | 7000028322 | 1080 | supply of foundation bolt | 1000012367 | 73082011 |  | 18 |  | Fabrication, galvanising and supply of 32mm dia foundation boltsincluding nuts, checknuts, washers and packplates | EA | 36 |  | Included | 0 | 0 | 0
94 | 7000028322 | 1090 | Supply of structure | 1000020195 | 73045930 |  | 18 |  | Fabrication, galvanising and supply ofStandard Pipe Structure - 400 kV,1-Phase, SA including nuts, bolts,all type of washers, packplates, stepbolts and gusset plates excludingfoundation bolts | EA | 3 |  | Included | 0 | 0 | 0
95 | 7000028322 | 1100 | Supply of structure | 1000020196 | 73045930 |  | 18 |  | Fabrication, galvanising and supply ofStd Pipe Structure - 400 kV, 1-Phase,BPI, (Excluding Wave Trap), includingnuts, bolts, all type of washers,packplates, step bolts and gussetplates excluding foundation bolts | EA | 6 |  | Included | 0 | 0 | 0
96 | 7000028322 | 1110 | Supply of structure | 1000015952 | 73082011 |  | 18 |  | Fabrication, galvanising and supply of Equipment Support (Pipe)Structures to be designed during detailed engineering | MT | 5 |  | Included | 0 | 0 | 0
97 | 7000028322 | 1120 | Supply of structure | 1000012373 | 73082011 |  | 18 |  | Fabrication, galvanising and supply of foundation bolts including nuts,checknut and washers for lattice and pipe structures to be designedduring detailed engineering | MT | 1 |  | Included | 0 | 0 | 0
98 | 7000028322 | 1130 | PMU & associated items (Misa SS) | 1000017518 | 85364900 |  | 18 |  | PMU with GPS Clock (clock can be either internal or external) | EA | 1 |  | Included | 0 | 0 | 0
99 | 7000028322 | 1140 | PMU & associated items (Misa SS) | 1000022512 | 90311000 |  | 18 |  | WAMS Hardware - Time System (GPS receiver) | EA | 1 |  | Included | 0 | 0 | 0
100 | 7000028322 | 1150 | PMU & associated items (Misa SS) | 1000071061 | 85176290 |  | 18 |  | SUBSTATION GRADE LAYER 2 LAN SWITCH | EA | 1 |  | Included | 0 | 0 | 0
101 | 7000028322 | 1160 | PMU & associated items (Misa SS) | 1000071062 | 85176290 |  | 18 |  | SUBSTATION GRADE LAYER 3 LAN SWITCH | EA | 1 |  | Included | 0 | 0 | 0
102 | 7000028322 | 1170 | PMU & associated items (Misa SS) | 1000022487 | 85447090 |  | 18 |  | WAMS Miscellaneous - Armored Fibre Optic Cable and associatedtermination (e.g. L2 Switch) for connecting PMU panels located indifferent control room of a station | EA | 1 |  | Included | 0 | 0 | 0
103 | 7000028322 | 1180 | PMU & associated items (Misa SS) | 1000030641 | 85389000 |  | 18 | 28% | LIU - FO PATCH PANEL-12 PORT | EA | 2 | 1 | 2 | 0.56 | 2 | 0.56
[7 empty] | Total Ex-works Price | [5 empty] | 8 | 1.64
[7 empty] | Total Type Test charges as per Schedule-7 | [5 empty] | 0
[7 empty] | Total Ex-works Price including Type Test charges | [5 empty] | 8
[7 empty] | Total GST Tax as confirmed by Bidder | [5 empty] | 1.64
Note : | Specify amount of GST on the transaction between the Contractor and the Employer.
* | In case the bidder leaves the cell for confirmation of the HSN code and/or GST rate “blank”, the HSN code and corresponding GST rate indicated by the Employer shall be deemed to be the one confirmed by the Bidder.
Date : | --
Place : | [10 empty] | Printed Name :
Designation :
Click for Sch-2

## Sch-1 dis (hidden)
Specification No.: CC/NT/W-GIS/DOM/A04/24/10629 | [5 empty] | Schedule - 1 |  |  |  | Direct Total | 0 | Sole Bidder | `
[10 empty] | BO Total | #REF! | 0
400kV GIS Substation Package SS-135 for (a) Extension of 400/220/132kV Pandiabili GIS Substation under ERBS-I, (b) Extension of 400/220/132kV Rangpo GIS Substation under ERBS-II and (c) Bay Extension of Misa GIS S/s under NERES-XXVIII
(SCHEDULE OF RATES AND PRICES : EX-WORKS PRICES)
Bidder’s Name and Address (Sole Bidder) : |  |  |  | To:
Contract Services
Name : | …….. …….. …….. …….. …….. …….. |  |  | Power Grid Corporation of India Ltd.,
Address : | …….. …….. …….. …….. …….. …….. |  |  | "Saudamini", Plot No.-2
| …….. …….. …….. …….. …….. …….. |  |  | Sector-29,
| …….. …….. …….. …….. …….. …….. |  |  | Gurgaon (Haryana) - 122001
Plant and Equipment (including Mandatory Spares Parts) to be supplied, including Type Test Charges for Tests to be conducted. | [10 empty] | Direct
[6 empty] | All Prices are in Indian Rupees. |  |  |  |  | Bought-Out
SI. No. | Item Description | Unit | Qty. | Unit Ex-works price | Total Ex-works price | Mode of Transaction (Direct / Bought-out)
1 | 2 | 3 | 4 | 5 | 6 = 4 x 5 | 7
0 | 0
#REF! | #REF!
0 | 0
#REF! | #REF! | #REF! | #REF! | #REF! | #REF! | #REF!
#REF! | #REF! | #REF! | #REF! | #REF! | #REF! | #REF!
#REF! | #REF!
#REF! | #REF! | #REF! | #REF! | #REF! | #REF! | #REF!
#REF! | #REF! | #REF! | #REF! | #REF! | #REF! | #REF!
#REF! | #REF!
#REF! | #REF! | #REF! | #REF! | #REF! | #REF! | #REF!
#REF! | #REF! | #REF! | #REF! | #REF! | #REF! | #REF!
#REF! | #REF!
#REF! | #REF!
#REF! | #REF! | #REF! | #REF! | #REF! | #REF! | #REF!
#REF! | #REF! | #REF! | #REF! | #REF! | #REF! | #REF!
#REF! | #REF!
#REF! | #REF! | #REF! | #REF! | #REF! | #REF! | #REF!
#REF! | #REF! | #REF! | #REF! | #REF! | #REF! | #REF!
#REF! | #REF! | #REF! | #REF! | #REF! | #REF! | #REF!
#REF! | #REF! | #REF! | #REF! | #REF! | #REF! | #REF!
#REF! | #REF! | #REF! | #REF! | #REF! | #REF! | #REF!
#REF! | #REF! | #REF! | #REF! | #REF! | #REF! | #REF!
#REF! | #REF!
#REF! | #REF! | #REF! | #REF! | #REF! | #REF! | #REF!
#REF! | #REF!
#REF! | #REF! | #REF! | #REF! | #REF! | #REF! | #REF!
#REF! | #REF! | #REF! | #REF! | #REF! | #REF! | #REF!
#REF! | #REF! | #REF! | #REF! | #REF! | #REF! | #REF!
#REF! | #REF! | #REF! | #REF! | #REF! | #REF! | #REF!
#REF! | #REF!
#REF! | #REF! | #REF! | #REF! | #REF! | #REF! | #REF!
#REF! | #REF! | #REF! | #REF! | #REF! | #REF! | #REF!
#REF! | #REF! | #REF! | #REF! | #REF! | #REF! | #REF!
#REF! | #REF!
#REF! | #REF! | #REF! | #REF! | #REF! | #REF! | #REF!
#REF! | #REF! | #REF! | #REF! | #REF! | #REF! | #REF!
#REF! | #REF! | #REF! | #REF! | #REF! | #REF! | #REF!
#REF! | #REF! | #REF! | #REF! | #REF! | #REF! | #REF!
#REF! | #REF! | #REF! | #REF! | #REF! | #REF! | #REF!
#REF! | #REF!
| #REF! | #REF! | #REF! | #REF! | #REF! | #REF!
#REF!
| #REF! | #REF! | #REF! | #REF! | #REF! | #REF!
| #REF! | #REF! | #REF! | #REF! | #REF! | #REF!
| Total Ex-Works Price Direct |  |  |  | 0 | Direct
| Total Ex-Works Price Bought Out |  |  |  | 0
| Total Ex-Works Price |  |  |  | 0
| Total Type Test charges as per Schedule-7 |  |  |  | #REF! |  |  | #REF! |  | #REF!
| Total Ex-works Price including Type Test charges |  |  |  | #REF! |  |  | #REF! |  | #REF!
[7 empty] | Discount Sch-1 | #REF! | MPD Sch-1 | #REF!
[7 empty] | Dis Alert | #REF!
Note : | Specify amount of Excise Duty, Sales Tax/'VAT and other taxes payable on the transaction between the Contractor and the Employer and octroi/entry tax as applicable for destination site/state on all items of supply including bought-out finished items (to be identified in the Contract), which shall be dispatched directly from the sub-vendor’s works to the Employer’s site (sale-in-transit), separately in Schedule-5. Excise Duty, Sales tax and other levies for all the bought-out items are to be included in the EXW Price (Col. No. 5) only and not to be indicated in Schedule-5.
Date : | --
Place : |  |  | Printed Name :
Designation :
Click for Sch-2

## Sch-2
Specification No.: CC/NT/W-GIS/DOM/A04/24/10629 | [8 empty] | Schedule - 2
400kV GIS Substation Package SS-135 for (a) Extension of 400/220/132kV Pandiabili GIS Substation under ERBS-I, (b) Extension of 400/220/132kV Rangpo GIS Substation under ERBS-II and (c) Bay Extension of Misa GIS S/s under NERES-XXVIII
(SCHEDULE OF RATES AND PRICES)
Bidder’s Name and Address (Sole Bidder) : | [7 empty] | To:
Contracts Services, 3rd Floor
Name : |  | …….. …….. …….. …….. …….. …….. | [5 empty] | Power Grid Corporation of India Ltd.,
Address : |  | …….. …….. …….. …….. …….. …….. | [5 empty] | "Saudamini", Plot No.-2
|  | …….. …….. …….. …….. …….. …….. | [5 empty] | Sector-29,
|  | …….. …….. …….. …….. …….. …….. | [5 empty] | Gurgaon (Haryana) - 122001
LOCAL TRANSPORTATION, IN-TRANSIT INSURANCE, LOADING AND UNLOADING
All Prices are in Indian Rupees.
SI. No. | PR No | PR Line Item No | Activity Description | Material Code | Description | Unit | Quantity | Unit Freight, In-transit Insurance, loading & unloading Charges | Total Freight, In-transit Insurance, loading & unloading Charges
1 | 2 | 3 | 4 | 5 | 4 | 5 | 6 | 7 | 8= 6 x 7
PART A (Substation Portion)
400KV-dia-1no at Pandiabilli
1 | 7000028320 | 770 | AIS EQUIPMENT | 1000004401 | 420 kV, 1 phase Bus Post Insulator (except for Line Traps) | EA | 6 | 1 | 6
2 | 7000028320 | 780 | AIS EQUIPMENT | 1000020419 | 336kV Surge Arrester (1-phase) | EA | 6 |  | Included
3 | 7000028320 | 790 | AIS EQUIPMENT | 1000004535 | 420 kV, 4400 pF Capacitive Voltage Transformer (1-Phase) | EA | 6 |  | Included
4 | 7000028320 | 800 | AIS EQUIPMENT | 1000000004 | 400kV,3150A,1.0mH ,63kA Line Trap | EA | 4 |  | Included
5 | 7000028320 | 810 | AIS EQUIPMENT | 1000004400 | 420 kV ,1 phase Bus Post Insulators for Line Traps | EA | 12 |  | Included
6 | 7000028320 | 820 | 400KV GIS EQUIPMENT | 1000004287 | 420kV, 3000A, 63kA, Single phase, SF6Gas Insulated Bus Duct (GIB) outsideGIS Hall alongwith associated supportstructure | M | 600 |  | Included
7 | 7000028320 | 830 | 400KV GIS EQUIPMENT | 1000032699 | 3150A, 63KA, 1SEC SINGLE PHASE 420KV SF6 TO AIR BUSHING | EA | 6 |  | Included
8 | 7000028320 | 840 | 400KV GIS EQUIPMENT | 1000032802 | 420KV, 4000A,63KA GIS BUSBAR MODULE EXTENSION | SET | 2 |  | Included
9 | 7000028320 | 10 | 400KV GIS EQUIPMENT | 1000004364 | Single phase/3-phase 420kV GIS earthing switch of including maincircuit, enclosure, driving mechanism. | SET | 1 |  | Included
10 | 7000028320 | 20 | 400KV GIS EQUIPMENT | 1000004638 | 420 kV, 3150 A, 63 kA, SF6 GIS Linefeeder bay module(without PIR) as perSection-Project, Technicalspecification | SET | 1 |  | Included
11 | 7000028320 | 30 | 400KV GIS EQUIPMENT | 1000004505 | 420kV, 3150 A, 63 kA, SF6 GIS Tie baymodule(without PIR) as perSection-Project, Technicalspecification | SET | 1 |  | Included
12 | 7000028320 | 40 | 400KV GIS EQUIPMENT | 1000004637 | 420kV, 3150 A, 63 kA, SF6 GIS ICT feederbay module as per Section-Project,Technical specification | SET | 1 |  | Included
13 | 7000028320 | 850 | CRP | 1000055446 | 400KV CIRCUIT BREAKER RELAY PANEL (WITH AUTOMATION) | EA | 3 |  | Included
14 | 7000028320 | 860 | CRP | 1000002146 | Augmentation of existing 400kV bus bar protection scheme.(No. of baysas per specification)-(with Automation) | SET | 1 |  | Included
15 | 7000028320 | 870 | CRP | 1000025391 | Relay Test kit | EA | 1 |  | Included
16 | 7000028320 | 880 | CRP | 1000003398 | 400kV Line Protection Panel (with Automation) | EA | 2 |  | Included
17 | 7000028320 | 890 | AUG-SAS | 1000003409 | Augmentation of Substation automation System for 400kV Main bay as perTechnical Specification | EA | 3 |  | Included
18 | 7000028320 | 900 | AUG-SAS | 1000003411 | Augmentation of Substation automation System for 400kV Tie bay as perTechnical Specification | EA | 1 |  | Included
19 | 7000028320 | 910 | ERECTION HARDWARE & INSULATOR | 1000011336 | Erection Hardware for 400kV I type layout for GIS terminationarrangement-Line bay as per technical specification | SET | 2 |  | Included
20 | 7000028320 | 920 | ERECTION HARDWARE & INSULATOR | 1000055985 | 400KV TENSION INSULATOR STRING AND ASSOCIATED HARDWARE FITTINGS WITHTURN BUCKLE SUITABLE FOR TWIN CONDUCTOR | EA | 18 |  | Included
21 | 7000028320 | 930 | ERECTION HARDWARE & INSULATOR | 1000055987 | 400KV SUSPENSION INSULATOR STRING AND ASSOCIATED HARDWARE FITTINGSWITH DROP CLAMP SUITABLE FOR TWIN CONDUCTOR | EA | 12 |  | Included
22 | 7000028320 | 940 | ERECTION HARDWARE & INSULATOR | 1000034162 | ERECTION H/W FOR MISCELLANEOUS WORK AS PER TECHNICAL SPECIFICATION | LS | 1 |  | Included
23 | 7000028320 | 50 | ILLUMINATION | 1000014547 | Lighting Panel type ACP-2 as per technical specification | EA | 2 |  | Included
24 | 7000028320 | 60 | ILLUMINATION | 1000014546 | Lighting Panel (Indoor) type ACP-1 as per technical specification | EA | 1 |  | Included
25 | 7000028320 | 70 | ILLUMINATION | 1000004795 | 5/15 A, 240V: Indoor Receptacle 3-pin type modular (type RI) as pertechnical specifications | EA | 1 |  | Included
26 | 7000028320 | 80 | ILLUMINATION | 1000001050 | 15A, 240V: Outdoor Receptacle 2 pole, 3-pin modular (type RO) as pertechnical specifications | EA | 1 |  | Included
27 | 7000028320 | 90 | ILLUMINATION | 1000038325 | LIGHTING FIXTURE LED LUMINAIRES TYPE FL2 AS PER TECH. SPECIFICATIONS | EA | 10 |  | Included
28 | 7000028320 | 100 | ILLUMINATION | 1000038039 | LIGHTING FIXTURE LED LUMINAIRES TYPE FL-1 AS PER TECH. SPECIFICATIONS | EA | 10 |  | Included
29 | 7000028320 | 110 | ILLUMINATION | 1000004952 | 63A, 415V : Interlocked switch socket outdoor Receptacle (type RP) asper technical specifications | EA | 2 |  | Included
30 | 7000028320 | 950 | VMS | 1000030433 | COLOR IP CAMERA, WITH PAN, TILT AND ZOOM FACILITIES, ALONGWITH ALLREQUIRED ITEMS, ACCESSORIES, LINE INTERFACE UNITS, FIBER PATCH CORDS,POWER SUPPLY UNITS, JUNCTION BOXES, CABLES, FIBER OPTIC CABLES, ETC.,AND INCLUDING INTEGRATION IN EXISTING HARDWARE AND SOFTWARE FORAUGMENTATION OF VISUAL MONITORING SYSTEM AS PER TECHNICALSPECIFICATION. | SET | 1 |  | Included
31 | 7000028320 | 960 | LT SWITCHGEAR | 1000004304 | 415V ACDB (Extn.) | SET | 1 |  | Included
32 | 7000028320 | 970 | PLCC Equipment at Pandiabili end | 1000010014 | Coupling device for PLCC | SET | 2 |  | Included
33 | 7000028320 | 980 | PLCC Equipment at Pandiabili end | 1000000046 | Carrier Equipment Analog type (for Speech+Data & Speech+Protection) | EA | 2 |  | Included
34 | 7000028320 | 990 | PLCC Equipment at Pandiabili end | 1000017887 | Analog Protection Coupler for PLCC | EA | 2 |  | Included
35 | 7000028320 | 1000 | PLCC Equipment at Pandiabili end | 1000010638 | Digital Protection Coupler | EA | 2 |  | Included
36 | 7000028320 | 1010 | PLCC Equipment at Pandiabili end | 1000025769 | Testing & Maintenance equipment (print test kit only) for PLCC | SET | 1 |  | Included
37 | 7000028320 | 1020 | PLCC Equipment at Pandiabili end | 1000036908 | HF CABLE 75 OHMS FOR PLCC | KM | 1 |  | Included
38 | 7000028320 | 1030 | PLCC Equipment at Pandiabili end | 1000001104 | 2wire telephone equipment | EA | 1 |  | Included
39 | 7000028320 | 380 | PLCC Equipment at Talchar end | 1000010014 | Coupling device for PLCC | SET | 2 |  | Included
40 | 7000028320 | 390 | PLCC Equipment at Talchar end | 1000000046 | Carrier Equipment Analog type (for Speech+Data & Speech+Protection) | EA | 2 |  | Included
41 | 7000028320 | 400 | PLCC Equipment at Talchar end | 1000017887 | Analog Protection Coupler for PLCC | EA | 2 |  | Included
42 | 7000028320 | 410 | PLCC Equipment at Talchar end | 1000010638 | Digital Protection Coupler | EA | 2 |  | Included
43 | 7000028320 | 420 | PLCC Equipment at Talchar end | 1000025769 | Testing & Maintenance equipment (print test kit only) for PLCC | SET | 1 |  | Included
44 | 7000028320 | 430 | PLCC Equipment at Talchar end | 1000036908 | HF CABLE 75 OHMS FOR PLCC | KM | 1 |  | Included
45 | 7000028320 | 440 | PLCC Equipment at Talchar end | 1000001104 | 2wire telephone equipment | EA | 1 |  | Included
46 | 7000028320 | 210 | Power&Control Cable | 1000031943 | 1.1KV GRADE 2CX6 SQMM (PVC) POWER CABLE | KM | 3 |  | Included
47 | 7000028320 | 220 | Power&Control Cable | 1000031964 | 1.1KV GRADE 3CX2.5 SQMM CONTROL CABLE | KM | 2 |  | Included
48 | 7000028320 | 230 | Power&Control Cable | 1000031985 | 1.1KV GRADE 4CX6 SQMM (PVC) POWER CABLE | KM | 2 |  | Included
49 | 7000028320 | 240 | Power&Control Cable | 1000031976 | 1.1KV GRADE 4CX16 SQMM (PVC) POWER CABLE | KM | 1 |  | Included
50 | 7000028320 | 250 | Power&Control Cable | 1000031987 | 1.1KV GRADE 5CX2.5 SQMM CONTROL CABLE | KM | 2 |  | Included
51 | 7000028320 | 260 | Power&Control Cable | 1000031887 | 1.1KV GRADE 10CX2.5 SQMM CONTROL CABLE | KM | 1 |  | Included
52 | 7000028320 | 270 | Power&Control Cable | 1000056264 | 1.1KV GRADE 19CX1.5 SQMM CONTROL CABLE | KM | 1 |  | Included
53 | 7000028320 | 280 | Power&Control Cable | 1000056265 | 1.1KV GRADE 27CX1.5 SQMM CONTROL CABLE | KM | 1 |  | Included
54 | 7000028320 | 290 | Power&Control Cable | 1000031953 | 1.1KV GRADE 3.5CX35 SQMM (PVC) POWER CABLE | KM | 1 |  | Included
55 | 7000028320 | 300 | Power&Control Cable | 1000031957 | 1.1KV GRADE 3.5CX70 SQMM (PVC) POWER CABLE | KM | 1 |  | Included
56 | 7000028320 | 1040 | Mandatory spares AIS & General-LS | 1000025943 | Spare-420kV CVT 1 | SET | 1 |  | Included
57 | 7000028320 | 1050 | Mandatory spares AIS & General-LS | 1000025940 | Spare-420kV BPI | SET | 1 |  | Included
58 | 7000028320 | 1060 | Mandatory spares AIS & General-LS | 1000019927 | Spares-Substation Automation System | LS | 1 |  | Included
59 | 7000028320 | 1070 | Mandatory spares AIS & General-LS | 1000019912 | Relay & protection Panels (with automation) | LS | 1 |  | Included
60 | 7000028320 | 1080 | Mandatory spares AIS & General-LS | 1000024186 | SPARES FOR 336KV SURGE ARRESTER | LS | 1 |  | Included
61 | 7000028320 | 1090 | Mandatory spares AIS & General-LS | 1000053851 | SPARES FOR CLAMPS & CONNECTORS | LOT | 1 |  | Included
62 | 7000028320 | 1100 | GIS Testing and maintainance equipment | 1000025440 | SF6 Gas processing Unit for 400kV GIS station | SET | 1 |  | Included
63 | 7000028320 | 1110 | GIS Testing and maintainance equipment | 1000032132 | SF6 GAS ANALYZER | EA | 1 |  | Included
64 | 7000028320 | 1120 | GIS Testing and maintainance equipment | 1000025436 | SF6 Gas Leakage Detector | EA | 1 |  | Included
65 | 7000028320 | 1130 | GIS Testing and maintainance equipment | 1000025329 | Portable Partial Discharge measurement test kitwith all necessary accessories,Industrial Grade Laptop and licensedsoftware as per Technicalspecification. | EA | 1 |  | Included
66 | 7000028320 | 1140 | GIS Mandatory spares | 1000049795 | PIPE LENGTH (COPPER & STEEL) OF EACH SIZE & TYPE (FOR HYDRAULICOPERATED MECHANISM, IF APPLICABLE)-400KV GIS CIRCUIT BREKAER | SET | 1 |  | Included
67 | 7000028320 | 1150 | GIS Mandatory spares | 1000049808 | PRESSURE SWITCHES OF EACH TYPE (FOR HYDRAULIC OPERATED MECHANISM, IFAPPLICABLE)-400KV GIS CIRCUIT BREKAER | SET | 1 |  | Included
68 | 7000028320 | 1160 | GIS Mandatory spares | 1000049805 | PRESSURE GAUGE WITH COUPLING DEVICE OF EACH TYPE (FOR HYDRAULICOPERATED MECHANISM, IF APPLICABLE)-400KV GIS CIRCUIT BREKAER | SET | 1 |  | Included
69 | 7000028320 | 1170 | GIS Mandatory spares | 1000058321 | 400KV GIS CIRCUIT BREAKER-HYDRAULIC OIL (5% OF TOTAL OIL QUANTITY)(FOR HYDRAULIC OPERATED MECHANISM, IF APPLICABLE) | SET | 1 |  | Included
70 | 7000028320 | 1180 | GIS Mandatory spares | 1000049799 | PRESSURE RELIEF DEVICE OF EACH TYPE (FOR HYDRAULIC OPERATED MECHANISM,IF APPLICABLE)-400KV GIS CIRCUIT BREKAER | SET | 1 |  | Included
71 | 7000028320 | 1190 | GIS Mandatory spares | 1000058325 | 400KV GIS CIRCUIT BREAKER-COMPLETE SPRING OPERATING MECHANISMINCLUDING CHARGING MECHANISM ETC. (FOR SPRING OPERATED MECHANISM, IFAPPLICABLE) | SET | 1 |  | Included
72 | 7000028320 | 1200 | GIS Mandatory spares | 1000058318 | 400KV GIS CIRCUIT BREAKER- COMPLETE HYDRAULIC-SPRING OPERATINGMECHANISM INCLUDING CHARGING MECHANISM ETC. (FOR HYDRAULIC-SPRINGOPERATED MECHANISM, IF APPLICABLE) | SET | 1 |  | Included
73 | 7000028320 | 1210 | GIS Mandatory spares | 1000049495 | PRESSURE SWITCHES OF EACH TYPE FOR420KV GIS CIRCUIT BREAKER (ForHydraulic-Spring Operated Mechanism, ifapplicable) | SET | 1 |  | Included
74 | 7000028320 | 1220 | GIS Mandatory spares | 1000049802 | PRESSURE GAUGE WITH COUPLING DEVICE OF EACH TYPE (FOR HYDRAULIC-SPRINGOPERATED MECHANISM, IF APPLICABLE)-400KV GIS CIRCUIT BREKAER | SET | 1 |  | Included
75 | 7000028320 | 1230 | GIS Mandatory spares | 1000058374 | 400kV GIS- Single phase of 3150Adisconnector switch including maincircuit, enclosure, driving mechanismand support insulator etc., complete inall respect (Note 1- The contractorshall supply spare for disconnectorswitch to ensure one to one replacementof all disconnector switch supplied asmain equipment without any requirementof modification in fittings at site tocover all different types ofdisconnector switch supplied. In case,quantity of supplied dis-connectorswitch types (for one to onereplacement) are more than the quantitymentioned in BPS for spare, thecontractor shall supply theseadditional types of disconnector switchwithout any additional priceimplication to POWERGRID and quantitiesof these additional type ofdisconnector switch are deem to beincluded in the quantities mentioned inBPS for spare disconnector. Note 2 - Incase, Dis-connector Switch (DS) & EarthSwitch (ES) is provided in a sameenclosure with common operatingmechanism, then the module comprisingof Dis-connector & Earth switch insingle enclosure with common operatingmechanism is to be provided under thehead of spare Dis-connector only. Note3- In case, Dis-connector Switch (DS)&Earth Switch (ES) is provided in asame enclosure with separate operatingmechanism, then the module comprisingof Dis-connector & Earth switch insingle enclosure with separateoperating mechanism is to be providedunder the head of spare Dis-connectoronly.) | EA | 4 |  | Included
76 | 7000028320 | 1240 | GIS Mandatory spares | 1000058314 | 400KV GIS- SINGLE PHASE MAINTENANCE EARTHING SWITCH INCLUDING MAINCIRCUIT, ENCLOSURE, DRIVING MECHANISM AND SUPPORT INSULATOR ETC.,COMPLETE IN ALL RESPECT (NOTE 1 - IN CASE, DIS-CONNECTOR SWITCH (DS) &EARTH SWITCH (ES) IS PROVIDED IN A SAME ENCLOSURE WITH COMMONOPERATING MECHANISM, THEN THE MODULE COMPRISING OF DIS-CONNECTOR &EARTH SWITCH IN SINGLE ENCLOSURE WITH COMMON OPERATING MECHANISM IS TOBE PROVIDED UNDER THE HEAD OF SPARE DIS-CONNECTOR ONLY. NOTE 2 - INCASE, DIS-CONNECTOR SWITCH (DS) & EARTH SWITCH (ES) IS PROVIDED IN ASAME ENCLOSURE WITH SEPARATE OPERATING MECHANISM, THEN THE MODULECOMPRISING OF DIS-CONNECTOR & EARTH SWITCH IN SINGLE ENCLOSURE WITHSEPARATE OPERATING MECHANISM IS TO BE PROVIDED UNDER THE HEAD OF SPAREDIS-CONNECTOR ONLY.) | EA | 2 |  | Included
77 | 7000028320 | 1250 | GIS Mandatory spares | 1000058310 | 400KV GIS - SINGLE PHASE FAST EARTHING SWITCH INCLUDING MAIN CIRCUIT,ENCLOSURE, DRIVING MECHANISM AND SUPPORT INSULATOR ETC., COMPLETE INALL RESPECT (NOTE 1 - IN CASE, DIS-CONNECTOR SWITCH (DS) & EARTHSWITCH (ES) IS PROVIDED IN A SAME ENCLOSURE WITH COMMON OPERATINGMECHANISM, THEN THE MODULE COMPRISING OF DIS-CONNECTOR & EARTH SWITCHIN SINGLE ENCLOSURE WITH COMMON OPERATING MECHANISM IS TO BE PROVIDEDUNDER THE HEAD OF SPARE DIS-CONNECTOR ONLY. NOTE 2 - IN CASE,DIS-CONNECTOR SWITCH (DS) & EARTH SWITCH (ES) IS PROVIDED IN A SAMEENCLOSURE WITH SEPARATE OPERATING MECHANISM, THEN THE MODULECOMPRISING OF DIS-CONNECTOR & EARTH SWITCH IN SINGLE ENCLOSURE WITHSEPARATE OPERATING MECHANISM IS TO BE PROVIDED UNDER THE HEAD OF SPAREDIS-CONNECTOR ONLY.) | EA | 2 |  | Included
78 | 7000028320 | 1260 | GIS Mandatory spares | 1000058305 | OPEN/CLOSE CONTACTOR ASSEMBLY, TIMERS, KEY INTERLOCK, INTERLOCKINGCOILS, RELAYS, PUSH BUTTONS, INDICATING LAMPS, POWER CONTACTORS,RESISTORS, FUSES, MCBS & DRIVE CONTROL CARDS ETC. (AS APPLICABLE) ONEOF EACH TYPE FOR ONE COMPLETE MOM BOX FOR 400KV GIS DISCONNECTORSWITCH | SET | 1 |  | Included
79 | 7000028320 | 1270 | GIS Mandatory spares | 1000058312 | OPEN/CLOSE CONTACTOR ASSEMBLY, TIMERS, KEY INTERLOCK, INTERLOCKINGCOILS, RELAYS, PUSH BUTTONS, INDICATING LAMPS, POWER CONTACTORS,RESISTORS, FUSES, MCBS & DRIVE CONTROL CARDS ETC. (AS APPLICABLE) ONEOF EACH TYPE FOR ONE COMPLETE MOM BOX FOR 400KV GIS MAINTENANCE EARTHSWITCH | SET | 1 |  | Included
80 | 7000028320 | 1280 | GIS Mandatory spares | 1000058308 | OPEN/CLOSE CONTACTOR ASSEMBLY, TIMERS, KEY INTERLOCK, INTERLOCKINGCOILS, RELAYS, PUSH BUTTONS, INDICATING LAMPS, POWER CONTACTORS,RESISTORS, FUSES, MCBS & DRIVE CONTROL CARDS ETC. (AS APPLICABLE) ONEOF EACH TYPE FOR ONE COMPLETE MOM BOX FOR 400KV GIS FAST EARTHINGSWITCH | SET | 1 |  | Included
81 | 7000028320 | 1290 | GIS Mandatory spares | 1000049776 | LIMIT SWITCHES AND AUX. SWITCHES FOR ONE COMPLETE MOM BOX FORDISCONNECTOR-400KV GIS | SET | 2 |  | Included
82 | 7000028320 | 1300 | GIS Mandatory spares | 1000049778 | LIMIT SWITCHES AND AUX. SWITCHES FOR ONE COMPLETE MOM BOX FORMAINTENANCE EARTHING SWITCH-400KV GIS | SET | 2 |  | Included
83 | 7000028320 | 1310 | GIS Mandatory spares | 1000049777 | LIMIT SWITCHES AND AUX. SWITCHES FOR ONE COMPLETE MOM BOX FOR FASTEARTHING SWITCH (IF APPLICABLE)-400KV GIS | SET | 2 |  | Included
84 | 7000028320 | 1320 | GIS Mandatory spares | 1000058306 | DRIVE MECHANISM FOR 400KV GIS DISCONNECTOR SWITCH | SET | 1 |  | Included
85 | 7000028320 | 1330 | GIS Mandatory spares | 1000058313 | DRIVE MECHANISM FOR 400KV GIS MAINTENANCE EARTH SWITCH | SET | 1 |  | Included
86 | 7000028320 | 1340 | GIS Mandatory spares | 1000058309 | DRIVE MECHANISM FOR 400KV GIS FAST EARTHING SWITCH | SET | 1 |  | Included
87 | 7000028320 | 1350 | GIS Mandatory spares | 1000058307 | MOTOR FOR DRIVE MECHANISM FOR 400KV GIS DISCONNECTOR SWITCH | EA | 1 |  | Included
88 | 7000028320 | 1360 | GIS Mandatory spares | 1000058315 | MOTOR FOR DRIVE MECHANISM FOR 400KVGIS MAINTENANCE EARTH SWITCH | EA | 1 |  | Included
89 | 7000028320 | 1370 | GIS Mandatory spares | 1000058311 | MOTOR FOR DRIVE MECHANISM FOR 400KV GIS FAST EARTHING SWITCH | EA | 1 |  | Included
90 | 7000028320 | 1380 | GIS Mandatory spares | 1000058327 | 400KV GIS- SINGLE PHASE OF CURRENT TRANSFORMER (3 CORES, TYPE-CTA)WITH ASSOCIATED ENCLOSURE AND PRIMARY CONDUCTOR COMPLETE IN ALLRESPECT | EA | 1 |  | Included
91 | 7000028320 | 1390 | GIS Mandatory spares | 1000058326 | 400KV GIS- SINGLE PHASE OF CURRENT TRANSFORMER (2 CORES, TYPE-CTB)WITH ASSOCIATED ENCLOSURE AND PRIMARY CONDUCTOR COMPLETE IN ALLRESPECT | EA | 1 |  | Included
92 | 7000028320 | 1400 | GIS Mandatory spares | 1000058332 | 400KV GIS-SF6 GAS PRESSURE RELIEF DEVICE ASSEMBLY OF EACH TYPE | EA | 2 |  | Included
93 | 7000028320 | 1410 | GIS Mandatory spares | 1000049817 | SF6 PRESSURE GAUGE CUM SWITCH /DENSITY MONITORS AND PRESSURESWITCH AS APPLICABLE, OF EACH TYPE-400KV GIS | SET | 3 |  | Included
94 | 7000028320 | 1420 | GIS Mandatory spares | 1000049753 | COUPLING DEVICE FOR PRESSURE GAUGE CUM SWITCH FOR CONNECTINGGAS HANDLING PLANT OF EACH TYPE-400KV GIS | SET | 2 |  | Included
95 | 7000028320 | 1430 | GIS Mandatory spares | 1000049762 | RUBBER GASKETS, Ã‚â‚¬Å’OÃ‚â‚¬Â RINGS AND SEALS FOR SF6 GAS FOR GISENCLOSURE OF EACH TYPE-400KV GIS | SET | 3 |  | Included
96 | 7000028320 | 1440 | GIS Mandatory spares | 1000058330 | 400KV GIS-MOLECULAR FILTER FOR SF6 GAS WITH FILTER BAGS (5 % OF TOTALWEIGHT) | SET | 1 |  | Included
97 | 7000028320 | 1450 | GIS Mandatory spares | 1000049750 | CONTROL VALVES FOR SF6 GAS OF EACH TYPE-400KV GIS | SET | 3 |  | Included
98 | 7000028320 | 1460 | GIS Mandatory spares | 1000058331 | 400KV GIS-SF6 GAS (5 % OF TOTAL GAS QUANTITY) | LOT | 1 |  | Included
99 | 7000028320 | 1470 | GIS Mandatory spares | 1000049783 | LOCKING DEVICE TO KEEP THE DIS-CONNECTORS (ISOLATORS)AND EARTHING/FAST EARTHING SWITCHES IN CLOSE OR OPEN POSITION IN CASEOF REMOVAL OF THE DRIVING MECHANISM-400KV GIS | SET | 3 |  | Included
100 | 7000028320 | 1480 | GIS Mandatory spares | 1000049505 | UHF PD SENSORS OF EACH TYPE ALONG WITH BNC CONNECTOR FOR 420KV GIS | EA | 5 |  | Included
101 | 7000028320 | 1490 | GIS Mandatory spares | 1000058334 | 400KV GIS-SUPPORT INSULATORS (GAS THROUGH) OF EACH TYPE (COMPLETE WITHMETAL RING ETC.) ALONG WITH ASSOCIATED CONTACTS AND SHIELDS | EA | 5 |  | Included
102 | 7000028320 | 1500 | GIS Mandatory spares | 1000058329 | 400KV GIS-GAS BARRIERS OF EACH TYPE (COMPLETE WITH METAL RING ETC.)ALONG WITH ASSOCIATED CONTACTS AND SHIELDS | EA | 5 |  | Included
103 | 7000028320 | 1510 | GIS Mandatory spares | 1000058333 | 400KV GIS- 3150A SF6 TO AIR BUSHING COMPLETE IN ALL RESPECT | EA | 1 |  | Included
104 | 7000028320 | 1520 | GIS Mandatory spares | 1000032799 | 420KV, 4000A, 63KA SF6 TO AIR BUSHING | SET | 1 |  | Included
105 | 7000028320 | 1530 | GIS Mandatory spares | 1000049498 | LCC SPARES - AUX. RELAYS, CONTACTORS,PUSH BUTTONS, SWITCHES,LAMPS,ANNUNCIATION WINDOWS, MCB, FUSES,TIMERS, TERMINAL BLOCKS ETC. OF EACHTYPE & RATING-400kV GIS | SET | 2 |  | Included
106 | 7000028320 | 1540 | GIS Mandatory spares | 1000058317 | 400KV GIS-ONE POLE OF 3150A CIRCUIT BREAKER WITHOUT PIR WITHINTERRUPTER, MAIN CIRCUIT, ENCLOSURE AND OPERATING MECHANISM COMPLETEIN ALL RESPECT | SET | 1 |  | Included
107 | 7000028320 | 1550 | GIS Mandatory spares | 1000058316 | 400KV GIS-ONE POLE OF 3150A CIRCUIT BREAKER WITH PIR WITH INTERRUPTER,MAIN CIRCUIT, ENCLOSURE AND OPERATING MECHANISM COMPLETE IN ALLRESPECT | SET | 1 |  | Included
108 | 7000028320 | 1560 | GIS Mandatory spares | 1000021873 | Trip coil assembly with resistor for420kV GIS Circuit Breaker (asapplicable) | SET | 3 |  | Included
109 | 7000028320 | 1570 | GIS Mandatory spares | 1000009208 | Closing coil assembly with resistor for420kV GIS Circuit Breaker (asapplicable) | SET | 3 |  | Included
110 | 7000028320 | 1580 | GIS Mandatory spares | 1000058324 | RELAYS, POWER CONTACTORS, PUSH BUTTONS, TIMERS & MCBS ETC. (ASAPPLICABLE) OF EACH TYPE FOR 400KV GIS CIRCUIT BREAKER | SET | 1 |  | Included
111 | 7000028320 | 1590 | GIS Mandatory spares | 1000007067 | Auxiliary switch assembly of each type for 420kV GIS Circuit Breaker | SET | 3 |  | Included
112 | 7000028320 | 1600 | GIS Mandatory spares | 1000058323 | 400KV GIS CIRCUIT BREAKER-OPERATION COUNTER | EA | 3 |  | Included
113 | 7000028320 | 1610 | GIS Mandatory spares | 1000058320 | 400KV GIS CIRCUIT BREAKER-HYDRAULIC OPERATING MECHANISM WITH DRIVEMOTOR (FOR HYDRAULIC OPERATED MECHANISM, IF APPLICABLE) | SET | 1 |  | Included
114 | 7000028320 | 1620 | GIS Mandatory spares | 1000049759 | HYDRAULIC FILTER OF EACH TYPE (FOR HYDRAULIC OPERATED MECHANISM, IFPPLICABLE)-400KV GIS CIRCUIT BREKAER | SET | 1 |  | Included
115 | 7000028320 | 1630 | GIS Mandatory spares | 1000058319 | 400KV GIS CIRCUIT BREAKER- HOSE PIPE OF EACH TYPE (AS APPLICABLE) (FORHYDRAULIC OPERATED MECHANISM, IF APPLICABLE) | SET | 1 |  | Included
116 | 7000028320 | 1640 | GIS Mandatory spares | 1000058322 | 400KV GIS CIRCUIT BREAKER - N2 ACCUMULATOR (FOR HYDRAULIC OPERATEDMECHANISM, IF APPLICABLE) | SET | 1 |  | Included
117 | 7000028320 | 1650 | GIS Mandatory spares | 1000049835 | VALVES OF EACH TYPE (FOR HYDRAULIC OPERATED MECHANISM, IFAPPLICABLE)-400KV GIS CIRCUIT BREKAER | SET | 1 |  | Included
118 | 7000028320 | 320 | supply- steel structures | 1000015954 | Fabrication, galvanising and supply of Lattice Structures (MS Steel),to be designed during detailed engineering, for towers, beams andequipment support structure including pack plates / packwashers andgusset plates excluding fasteners and foundation bolts | MT | 85 |  | Included
119 | 7000028320 | 330 | supply- steel structures | 1000015953 | Fabrication, galvanising and supply of Lattice Structures (HT Steel),to be designed during detailed engineering, for towers, beams andequipment support structure including pack plates / packwashers andgusset plates excluding fasteners and foundation bolts | MT | 24 |  | Included
120 | 7000028320 | 340 | supply- steel structures | 1000011713 | Fabrication, galvanising and supply of fasteners ( nuts, bolts andwashers ) including step bolts for lattice and pipe structures to bedesigned during detailed engineering | MT | 5 |  | Included
121 | 7000028320 | 350 | supply- steel structures | 1000012373 | Fabrication, galvanising and supply of foundation bolts including nuts,checknut and washers for lattice and pipe structures to be designedduring detailed engineering | MT | 7 |  | Included
122 | 7000028320 | 460 | PMU & associated items (Pandiabili) | 1000017518 | PMU with GPS Clock (clock can be either internal or external) | EA | 1 |  | Included
123 | 7000028320 | 470 | PMU & associated items (Pandiabili) | 1000022512 | WAMS Hardware - Time System (GPS receiver) | EA | 1 |  | Included
124 | 7000028320 | 480 | PMU & associated items (Pandiabili) | 1000071061 | SUBSTATION GRADE LAYER 2 LAN SWITCH | EA | 1 |  | Included
125 | 7000028320 | 490 | PMU & associated items (Pandiabili) | 1000071062 | SUBSTATION GRADE LAYER 3 LAN SWITCH | EA | 1 |  | Included
126 | 7000028320 | 500 | PMU & associated items (Pandiabili) | 1000022487 | WAMS Miscellaneous - Armored Fibre Optic Cable and associatedtermination (e.g. L2 Switch) for connecting PMU panels located indifferent control room of a station | EA | 1 |  | Included
127 | 7000028320 | 510 | PMU & associated items (Pandiabili) | 1000030641 | LIU - FO PATCH PANEL-12 PORT | EA | 2 |  | Included
128 | 7000028320 | 530 | Telecom Eqpt Supply | 1000031367 | SDH EQUIPMENT (STM-16 MADM UPTO 5 MSP PROTECTED DIRECTIONS)-BASEEQUIPMENT (COMMON CARDS, CROSS CONNECT/CONTROL CARDS, OPTICAL BASECARDS, POWER SUPPLY CARDS, POWER CABLING, OTHER HARDWARE ANDACCESSORIES INCLUDING SUB RACKS, PATCH CORD, DDF ETC FULLY EQUIPEDEXCLUDING OPTICAL INTERFACE & TRIBUTARY CARDS | EA | 1 |  | Included
129 | 7000028320 | 540 | Telecom Eqpt Supply | 1000018706 | S16.1 SFP | EA | 4 |  | Included
130 | 7000028320 | 550 | Telecom Eqpt Supply | 1000031374 | TRIBUTARY INTERFACE- E1 INTERFACE (MINIMUM 16 NOS.) | SET | 2 |  | Included
131 | 7000028320 | 560 | Telecom Eqpt Supply | 1000034950 | ETHERNET INTERFACE 10/100 BASE T WITH LAYER-2 SWITCHING (MIN 8INTERFACES PER CARD) | EA | 2 |  | Included
132 | 7000028320 | 570 | Telecom Eqpt Supply | 1000031381 | TRIBUTARY INTERFACE-GIGABIT ETHERNET INTERFACES 10/100 MBPS WITH LAYER-2 SWITCHING (MINIMUM 2 NOS.) | SET | 1 |  | Included
133 | 7000028320 | 580 | Telecom Eqpt Supply | 1000026228 | Equipment Cabinets For SDH | EA | 1 |  | Included
134 | 7000028320 | 590 | Telecom Eqpt Supply | 1000037545 | 24F (DWSM) APPROACH FIBRE OPTIC CABLE | KM | 1 |  | Included
135 | 7000028320 | 600 | Telecom Eqpt Supply | 1000066614 | GI PIPE INSTALLATION HARDWARE FOR APPROACH CABLING | KM | 1 |  | Included
136 | 7000028320 | 610 | Telecom Eqpt Supply | 1000066612 | GI ELBOW INSTALLATION HARDWARE FOR APPROAH CABLING | EA | 100 |  | Included
137 | 7000028320 | 620 | Telecom Eqpt Supply | 1000066613 | GI FLEXIBLE CONDUIT INSTALLATION HARDWARE FOR APPROAH CABLING | EA | 75 |  | Included
138 | 7000028320 | 630 | Telecom Eqpt Supply | 1000023471 | OPGW Fibre Optic Distribution Panel (FODP): Indoor Type: 96F | EA | 2 |  | Included
139 | 7000028320 | 640 | Telecom Eqpt Supply | 1000034998 | VOIP TELEPHONE INSTRUMENT WITH ONE COMMON SWITCH (MIN. 8 PORT) | EA | 2 |  | Included
140 | 7000028320 | 650 | Telecom Eqpt Spare | 1000031369 | SDH EQUIPMENT (STM-16 MADM UPTO 5 MSP PROTECTED DIRECTIONS)-COMMONCARDS, CROSS-CONNECT/CONTROL CARDS, OPTICAL BASE CARD, POWER SUPPLYCARDS, POWER CABLING, OTHER HARDWARE & ACCESSORIES (EACH). | SET | 1 |  | Included
141 | 7000028320 | 660 | Telecom Eqpt Spare | 1000018706 | S16.1 SFP | EA | 1 |  | Included
142 | 7000028320 | 670 | Telecom Eqpt Spare | 1000031374 | TRIBUTARY INTERFACE- E1 INTERFACE (MINIMUM 16 NOS.) | SET | 1 |  | Included
143 | 7000028320 | 680 | Telecom Eqpt Spare | 1000034950 | ETHERNET INTERFACE 10/100 BASE T WITH LAYER-2 SWITCHING (MIN 8INTERFACES PER CARD) | EA | 1 |  | Included
144 | 7000028320 | 690 | Telecom Eqpt Spare | 1000031381 | TRIBUTARY INTERFACE-GIGABIT ETHERNET INTERFACES 10/100 MBPS WITH LAYER-2 SWITCHING (MINIMUM 2 NOS.) | SET | 1 |  | Included
145 | 7000028320 | 700 | Telecom Eqpt Spare | 1000034998 | VOIP TELEPHONE INSTRUMENT WITH ONE COMMON SWITCH (MIN. 8 PORT) | EA | 1 |  | Included
146 | 7000028320 | 710 | Telecom Eqpt Spare | 1000031398 | PRE CONNECTORIZED OPTICAL FIBER PATCH CORDS(10 MTRS) â€“ PACK OF SIXPATCH CORDS | SET | 1 |  | Included
147 | 7000028320 | 720 | Telecom Eqpt Spare | 1000037545 | 24F (DWSM) APPROACH FIBRE OPTIC CABLE | KM | 1 |  | Included
148 | 7000028320 | 730 | Telecom Eqpt Spare | 1000066614 | GI PIPE INSTALLATION HARDWARE FOR APPROACH CABLING | KM | 0.035 |  | Included
149 | 7000028320 | 740 | Telecom Eqpt Spare | 1000066612 | GI ELBOW INSTALLATION HARDWARE FOR APPROAH CABLING | EA | 4 |  | Included
150 | 7000028320 | 750 | Telecom Eqpt Spare | 1000066613 | GI FLEXIBLE CONDUIT INSTALLATION HARDWARE FOR APPROAH CABLING | EA | 3 |  | Included
RANGPO
1 | 7000028321 | 430 | GIS Portion-145kV, 31.5kA GIS EQUIPMENT | 1000037223 | 145KV, 1600, 31.5KA, FOR 1 SEC SF6 GIS BUS BAR EXTENSION MODULE AS PERSECTION-PROJECT, TECHNICAL SPECIFICATION | SET | 2 |  | Included
2 | 7000028321 | 440 | GIS Portion-145kV, 31.5kA GIS EQUIPMENT | 1000000994 | 145kV, 1250 A, 31.5 kA, SF6 GIS Linefeeder bay module as perSection-Project, Technicalspecification | SET | 2 |  | Included
3 | 7000028321 | 450 | GIS Portion-145kV, 31.5kA GIS EQUIPMENT | 1000032751 | 145KV, 1250A, 31.5KA,3PH,GIS BUS DUCT | M | 200 |  | Included
4 | 7000028321 | 460 | GIS Portion-145kV, 31.5kA GIS EQUIPMENT | 1000032373 | 145KV, 1250A, 31.5KA SF6/AIR BUSHING FOR CONNECTING GIS TO AISALONGWITH SUPPORT STRUCTURE | SET | 6 |  | Included
5 | 7000028321 | 10 | 145kV, 31.5kA AIS EQUIPMENT | 1000020416 | 120kV Surge Arrester(1-phase) | EA | 6 |  | Included
6 | 7000028321 | 20 | 145kV, 31.5kA AIS EQUIPMENT | 1000000956 | 145kV, 1 phase Bus Post Insulators | EA | 12 |  | Included
7 | 7000028321 | 30 | 145kV, 31.5kA AIS EQUIPMENT | 1000000991 | 145 kV, 8800pf, 1-phase Capacitive Voltage Transformer | EA | 6 |  | Included
8 | 7000028321 | 40 | 145kV, 31.5kA AIS EQUIPMENT | 1000054118 | 132 KV, 800A, 0.5MH, 31.5KA LINE TRAP | EA | 2 |  | Included
9 | 7000028321 | 50 | Erection HW for 132 kV DM Type | 1000011222 | Erection Hardware for 132kV DM type layout for GIS terminationarrangement-Line bay as per technical specification | SET | 2 |  | Included
10 | 7000028321 | 60 | CRP for 132 kV Bays with SAS | 1000000812 | 132kV Line Protection Panel (with Automation) | EA | 2 |  | Included
11 | 7000028321 | 70 | CRP for 132 kV Bays with SAS | 1000055441 | 132KV CIRCUIT BREAKER RELAY PANEL (WITH AUTOMATION) | EA | 2 |  | Included
12 | 7000028321 | 80 | CRP for 132 kV Bays with SAS | 1000000735 | Augmentation of existing 132kV bus bar protection scheme.(No. of baysas per specification)-(with Automation) | SET | 1 |  | Included
13 | 7000028321 | 90 | SAS | 1000000815 | Augmentation of Substation automation System for 132kV bay as perTechnical Specification | EA | 2 |  | Included
14 | 7000028321 | 100 | PLCC 132kV Rangpo end | 1000010014 | Coupling device for PLCC | SET | 1 |  | Included
15 | 7000028321 | 110 | PLCC 132kV Rangpo end | 1000000046 | Carrier Equipment Analog type (for Speech+Data & Speech+Protection) | EA | 1 |  | Included
16 | 7000028321 | 120 | PLCC 132kV Rangpo end | 1000017887 | Analog Protection Coupler for PLCC | EA | 1 |  | Included
17 | 7000028321 | 130 | PLCC 132kV Rangpo end | 1000010638 | Digital Protection Coupler | EA | 1 |  | Included
18 | 7000028321 | 140 | PLCC 132kV Rangpo end | 1000025769 | Testing & Maintenance equipment (print test kit only) for PLCC | SET | 1 |  | Included
19 | 7000028321 | 150 | PLCC 132kV Rangpo end | 1000036908 | HF CABLE 75 OHMS FOR PLCC | KM | 0.5 |  | Included
20 | 7000028321 | 500 | PLCC 132kV Rammam end | 1000010014 | Coupling device for PLCC | SET | 1 |  | Included
21 | 7000028321 | 510 | PLCC 132kV Rammam end | 1000000046 | Carrier Equipment Analog type (for Speech+Data & Speech+Protection) | EA | 1 |  | Included
22 | 7000028321 | 520 | PLCC 132kV Rammam end | 1000017887 | Analog Protection Coupler for PLCC | EA | 1 |  | Included
23 | 7000028321 | 530 | PLCC 132kV Rammam end | 1000010638 | Digital Protection Coupler | EA | 1 |  | Included
24 | 7000028321 | 540 | PLCC 132kV Rammam end | 1000025769 | Testing & Maintenance equipment (print test kit only) for PLCC | SET | 1 |  | Included
25 | 7000028321 | 550 | PLCC 132kV Rammam end | 1000036908 | HF CABLE 75 OHMS FOR PLCC | KM | 0.5 |  | Included
26 | 7000028321 | 160 | POWER & CONTROL CABLE | 1000031943 | 1.1KV GRADE 2CX6 SQMM (PVC) POWER CABLE | KM | 2 |  | Included
27 | 7000028321 | 170 | POWER & CONTROL CABLE | 1000031985 | 1.1KV GRADE 4CX6 SQMM (PVC) POWER CABLE | KM | 2 |  | Included
28 | 7000028321 | 180 | POWER & CONTROL CABLE | 1000031976 | 1.1KV GRADE 4CX16 SQMM (PVC) POWER CABLE | KM | 2 |  | Included
29 | 7000028321 | 190 | POWER & CONTROL CABLE | 1000031953 | 1.1KV GRADE 3.5CX35 SQMM (PVC) POWER CABLE | KM | 2 |  | Included
30 | 7000028321 | 200 | POWER & CONTROL CABLE | 1000031964 | 1.1KV GRADE 3CX2.5 SQMM CONTROL CABLE | KM | 5 |  | Included
31 | 7000028321 | 210 | POWER & CONTROL CABLE | 1000031987 | 1.1KV GRADE 5CX2.5 SQMM CONTROL CABLE | KM | 5 |  | Included
32 | 7000028321 | 220 | POWER & CONTROL CABLE | 1000031887 | 1.1KV GRADE 10CX2.5 SQMM CONTROL CABLE | KM | 5 |  | Included
33 | 7000028321 | 230 | POWER & CONTROL CABLE | 1000056264 | 1.1KV GRADE 19CX1.5 SQMM CONTROL CABLE | KM | 4 |  | Included
34 | 7000028321 | 240 | POWER & CONTROL CABLE | 1000056265 | 1.1KV GRADE 27CX1.5 SQMM CONTROL CABLE | KM | 2 |  | Included
35 | 7000028321 | 250 | ILLUMINATION SYSTEM | 1000014547 | Lighting Panel type ACP-2 as per technical specification | EA | 2 |  | Included
36 | 7000028321 | 260 | ILLUMINATION SYSTEM | 1000004952 | 63A, 415V : Interlocked switch socket outdoor Receptacle (type RP) asper technical specifications | EA | 1 |  | Included
37 | 7000028321 | 270 | ILLUMINATION SYSTEM | 1000038387 | LED FLOOD LIGHT LUMINARIESTYPE FL-1 (150W) AS PER TECHNICALSPECIFICATION | EA | 5 |  | Included
38 | 7000028321 | 280 | ILLUMINATION SYSTEM | 1000038325 | LIGHTING FIXTURE LED LUMINAIRES TYPE FL2 AS PER TECH. SPECIFICATIONS | EA | 5 |  | Included
39 | 7000028321 | 290 | ILLUMINATION SYSTEM | 1000049467 | INDOOR LIGHTNING FOR GIS BUILDING (AS PER TECHNICAL SPECIFICATION) including AHU & Relay Rooms as applicable | SET | 1 |  | Included
40 | 7000028321 | 300 | ILLUMINATION SYSTEM | 1000014546 | Lighting Panel (Indoor) type ACP-1 as per technical specification | EA | 2 |  | Included
41 | 7000028321 | 310 | Spare 132kV Equipment | 1000028572 | SPARE-145KV CVT | LOT | 1 |  | Included
42 | 7000028321 | 320 | Spare 132kV Equipment | 1000026087 | Spares for 120kV Surge Arrester | LS | 1 |  | Included
43 | 7000028321 | 330 | Spare 132kV Equipment | 1000054421 | SPARES FOR 145KV BUS POST INSULATORS | SET | 1 |  | Included
44 | 7000028321 | 340 | Spare Other | 1000019912 | Relay & protection Panels (with automation) | LS | 1 |  | Included
45 | 7000028321 | 350 | Spare Other | 1000019927 | Spares-Substation Automation System | LS | 1 |  | Included
46 | 7000028321 | 360 | Spare Other | 1000053851 | SPARES FOR CLAMPS & CONNECTORS | LOT | 1 |  | Included
47 | 7000028321 | 370 | Spare Other | 1000025980 | Power and Control Cables | LS | 1 |  | Included
48 | 7000028321 | 380 | Spare Other | 1000025950 | Spare-PLCC | SET | 1 |  | Included
49 | 7000028321 | 390 | Spare Other | 1000019925 | Spares for Fire Protection System | LS | 1 |  | Included
50 | 7000028321 | 400 | 132kV String Insulator and harwares | 1000055853 | 132KV TENSION INSULATOR STRING AND ASSOCIATED HARDWARE FITTINGSWITHOUT TURN BUCKLE SUITABLE FOR SINGLE CONDUCTOR | EA | 6 |  | Included
51 | 7000028321 | 410 | 132kV String Insulator and harwares | 1000055855 | 132KV TENSION INSULATOR STRING AND ASSOCIATED HARDWARE FITTINGS WITHTURN BUCKLE SUITABLE FOR SINGLE CONDUCTOR | EA | 12 |  | Included
52 | 7000028321 | 420 | 132kV String Insulator and harwares | 1000055857 | 132KV SUSPENSION INSULATOR STRING AND ASSOCIATED HARDWARE FITTINGSWITH DROP CLAMP SUITABLE FOR SINGLE CONDUCTOR | EA | 12 |  | Included
53 | 7000028321 | 470 | GIS common eqpt | 1000032822 | EOT CRANE EXTENSION FOR 132KV GIS BUILDING | SET | 1 |  | Included
54 | 7000028321 | 480 | VMS | 1000030433 | COLOR IP CAMERA, WITH PAN, TILT AND ZOOM FACILITIES, ALONGWITH ALLREQUIRED ITEMS, ACCESSORIES, LINE INTERFACE UNITS, FIBER PATCH CORDS,POWER SUPPLY UNITS, JUNCTION BOXES, CABLES, FIBER OPTIC CABLES, ETC.,AND INCLUDING INTEGRATION IN EXISTING HARDWARE AND SOFTWARE FORAUGMENTATION OF VISUAL MONITORING SYSTEM AS PER TECHNICALSPECIFICATION. | SET | 1 |  | Included
55 | 7000028321 | 490 | Air conditioning | 1000013502 | High wall type split AC unit of 2 TR capacity | EA | 4 |  | Included
56 | 7000028321 | 690 | Non Standard Structures | 1000015954 | Fabrication, galvanising and supply of Lattice Structures (MS Steel),to be designed during detailed engineering, for towers, beams andequipment support structure including pack plates / packwashers andgusset plates excluding fasteners and foundation bolts | MT | 20 |  | Included
57 | 7000028321 | 700 | Non Standard Structures | 1000011713 | Fabrication, galvanising and supply of fasteners ( nuts, bolts andwashers ) including step bolts for lattice and pipe structures to bedesigned during detailed engineering | MT | 2 |  | Included
58 | 7000028321 | 710 | Non Standard Structures | 1000012373 | Fabrication, galvanising and supply of foundation bolts including nuts,checknut and washers for lattice and pipe structures to be designedduring detailed engineering | MT | 3 |  | Included
59 | 7000028321 | 740 | Spare-GIS | 1000058267 | 145KV GIS-SF6 GAS PRESSURE RELIEF DEVICE ASSEMBLY OF EACH TYPE | EA | 1 |  | Included
60 | 7000028321 | 750 | Spare-GIS | 1000050242 | SF6 PRESSURE GAUGE CUM SWITCH /DENSITY MONITORS AND PRESSURESWITCH AS APPLICABLE, OF EACH TYPE-145KV GIS | SET | 2 |  | Included
61 | 7000028321 | 760 | Spare-GIS | 1000050214 | COUPLING DEVICE FOR PRESSURE GAUGE CUM SWITCH FOR CONNECTINGGAS HANDLING PLANT OF EACH TYPE-145KV GIS | SET | 1 |  | Included
62 | 7000028321 | 770 | Spare-GIS | 1000050226 | RUBBER GASKETS, Ã‚â‚¬Å’OÃ‚â‚¬Â RINGS AND SEALS FOR SF6 GAS FOR GISENCLOSURE OF EACH TYPE-145KV GIS | SET | 2 |  | Included
63 | 7000028321 | 780 | Spare-GIS | 1000058265 | 145KV GIS-MOLECULAR FILTER FOR SF6 GAS WITH FILTER BAGS (5 % OF TOTALWEIGHT) | SET | 1 |  | Included
64 | 7000028321 | 790 | Spare-GIS | 1000050213 | CONTROL VALVES FOR SF6 GAS OF EACH TYPE-145KV GIS | SET | 2 |  | Included
65 | 7000028321 | 800 | Spare-GIS | 1000058266 | 145KV GIS-SF6 GAS (5 % OF TOTAL GAS QUANTITY) | LOT | 1 |  | Included
66 | 7000028321 | 810 | Spare-GIS | 1000050229 | LOCKING DEVICE TO KEEP THE DIS-CONNECTORS (ISOLATORS)AND EARTHING/FAST EARTHING SWITCHES (AS APPLICABLE) IN CLOSE OR OPENPOSITION IN CASE OF REMOVAL OF THE DRIVING MECHANISM-145KV GIS | SET | 2 |  | Included
67 | 7000028321 | 820 | Spare-GIS | 1000050256 | UHF PD SENSORS OF EACH TYPE ALONG WITH BNC CONNECTOR FOR 145KV GIS | EA | 3 |  | Included
68 | 7000028321 | 830 | Spare-GIS | 1000058269 | 145KV GIS-SUPPORT INSULATORS (GAS THROUGH) OF EACH TYPE (COMPLETE WITHMETAL RING ETC.) ALONG WITH ASSOCIATED CONTACTS AND SHIELDS | EA | 3 |  | Included
69 | 7000028321 | 840 | Spare-GIS | 1000058264 | 145KV GIS-GAS BARRIERS OF EACH TYPE (COMPLETE WITH METAL RING ETC.)ALONG WITH ASSOCIATED CONTACTS AND SHIELDS | EA | 3 |  | Included
70 | 7000028321 | 850 | Spare-GIS | 1000058268 | 145kV GIS- 1250A SF6 to air bushing complete in all respect | EA | 1 |  | Included
71 | 7000028321 | 860 | Spare-GIS | 1000050249 | LCC SPARES - AUX. RELAYS, CONTACTORS, PUSH BUTTONS, SWITCHES, LAMPS,ANNUNCIATION WINDOWS, MCB, FUSES, TIMERS, TERMINAL BLOCKS ETC.OF EACH TYPE & RATING-145KV GIS | SET | 1 |  | Included
72 | 7000028321 | 870 | Spare-GIS | 1000058241 | 145KV GIS- CIRCUIT BREAKER (THREE PHASE) OF 1250A WITH INTERRUPTER,MAIN CIRCUIT, ENCLOSURE AND OPERATING MECHANISM COMPLETE IN ALLRESPECT | SET | 1 |  | Included
73 | 7000028321 | 880 | Spare-GIS | 1000021870 | Trip coil assembly with resistor (asapplicable) for 145kV GIS CircuitBreaker | SET | 3 |  | Included
74 | 7000028321 | 890 | Spare-GIS | 1000009184 | Closing coil assembly with resistor (asapplicable) for 145kV GIS CircuitBreaker | SET | 3 |  | Included
75 | 7000028321 | 900 | Spare-GIS | 1000058257 | RELAYS, POWER CONTACTORS, PUSH BUTTONS, TIMERS & MCBS ETC. (ASAPPLICABLE) OF EACH TYPE FOR 145KV GIS CIRCUIT BREAKER | SET | 1 |  | Included
76 | 7000028321 | 910 | Spare-GIS | 1000058244 | AUXILIARY SWITCH ASSEMBLY OF EACH TYPE FOR 145KV GIS CIRCUIT BREAKER | SET | 1 |  | Included
77 | 7000028321 | 920 | Spare-GIS | 1000058251 | 145KV GIS CIRCUIT BREAKER-OPERATION COUNTER | EA | 1 |  | Included
78 | 7000028321 | 930 | Spare-GIS | 1000058258 | 145KV GIS CIRCUIT BREAKER-COMPLETE SPRING OPERATING MECHANISMINCLUDING CHARGING MECHANISM ETC. (FOR SPRING OPERATED MECHANISM, IFAPPLICABLE) | SET | 1 |  | Included
79 | 7000028321 | 940 | Spare-GIS | 1000058369 | 145kV GIS- Three phase of 1250Adisconnector switch including maincircuit, enclosure, driving mechanismand support insulator etc., complete inall respect (Note 1- The contractorshall supply spare for disconnectorswitch to ensure one to one replacementof all disconnector switch supplied asmain equipment without any requirementof modification in fittings at site tocover all different types ofdisconnector switch supplied. In case,quantity of supplied dis-connectorswitch types (for one to onereplacement) are more than the quantitymentioned in BPS for spare, thecontractor shall supply theseadditional types of disconnector switchwithout any additional priceimplication to POWERGRID and quantitiesof these additional type ofdisconnector switch are deem to beincluded in the quantities mentioned inBPS for spare disconnector. Note 2 - Incase, Dis-connector Switch (DS) & EarthSwitch (ES) is provided in a sameenclosure with common operatingmechanism, then the module comprisingof Dis-connector & Earth switch insingle enclosure with common operatingmechanism is to be provided under thehead of spare Dis-connector only. Note3- In case, Dis-connector Switch (DS)&Earth Switch (ES) is provided in asame enclosure with separate operatingmechanism, then the module comprisingof Dis-connector & Earth switch insingle enclosure with separateoperating mechanism is to be providedunder the head of spare Dis-connectoronly.) | EA | 2 |  | Included
80 | 7000028321 | 950 | Spare-GIS | 1000058239 | 145KV GIS- THREE PHASE MAINTENANCE EARTHING SWITCH INCLUDING MAINCIRCUIT, ENCLOSURE, DRIVING MECHANISM AND SUPPORT INSULATOR ETC.,COMPLETE IN ALL RESPECT (NOTE 1 - IN CASE, DIS-CONNECTOR SWITCH (DS) &EARTH SWITCH (ES) IS PROVIDED IN A SAME ENCLOSURE WITH COMMONOPERATING MECHANISM, THEN THE MODULE COMPRISING OF DIS-CONNECTOR &EARTH SWITCH IN SINGLE ENCLOSURE WITH COMMON OPERATING MECHANISM IS TOBE PROVIDED UNDER THE HEAD OF SPARE DIS-CONNECTOR ONLY. NOTE 2 - INCASE, DIS-CONNECTOR SWITCH (DS) & EARTH SWITCH (ES) IS PROVIDED IN ASAME ENCLOSURE WITH SEPARATE OPERATING MECHANISM, THEN THE MODULECOMPRISING OF DIS-CONNECTOR & EARTH SWITCH IN SINGLE ENCLOSURE WITHSEPARATE OPERATING MECHANISM IS TO BE PROVIDED UNDER THE HEAD OF SPAREDIS-CONNECTOR ONLY.) | EA | 1 |  | Included
81 | 7000028321 | 960 | Spare-GIS | 1000058234 | 145KV GIS - THREE PHASE FAST EARTHING SWITCH INCLUDING MAIN CIRCUIT,ENCLOSURE, DRIVING MECHANISM AND SUPPORT INSULATOR ETC., COMPLETE INALL RESPECT (NOTE 1 - IN CASE, DIS-CONNECTOR SWITCH (DS) & EARTHSWITCH (ES) IS PROVIDED IN A SAME ENCLOSURE WITH COMMON OPERATINGMECHANISM, THEN THE MODULE COMPRISING OF DIS-CONNECTOR & EARTH SWITCHIN SINGLE ENCLOSURE WITH COMMON OPERATING MECHANISM IS TO BE PROVIDEDUNDER THE HEAD OF SPARE DIS-CONNECTOR ONLY. NOTE 2 - IN CASE,DIS-CONNECTOR SWITCH (DS) & EARTH SWITCH (ES) IS PROVIDED IN A SAMEENCLOSURE WITH SEPARATE OPERATING MECHANISM, THEN THE MODULECOMPRISING OF DIS-CONNECTOR & EARTH SWITCH IN SINGLE ENCLOSURE WITHSEPARATE OPERATING MECHANISM IS TO BE PROVIDED UNDER THE HEAD OF SPAREDIS-CONNECTOR ONLY.) | EA | 1 |  | Included
82 | 7000028321 | 970 | Spare-GIS | 1000058048 | OPEN/CLOSE CONTACTOR ASSEMBLY, TIMERS, KEY INTERLOCK, INTERLOCKINGCOILS, RELAYS, PUSH BUTTONS, INDICATING LAMPS, POWER CONTACTORS,RESISTORS, FUSES, MCBS & DRIVE CONTROL CARDS ETC. (AS APPLICABLE) ONEOF EACH TYPE FOR ONE COMPLETE MOM BOX FOR 145KV GIS DISCONNECTORSWITCH | SET | 1 |  | Included
83 | 7000028321 | 980 | Spare-GIS | 1000058236 | OPEN/CLOSE CONTACTOR ASSEMBLY, TIMERS, KEY INTERLOCK, INTERLOCKINGCOILS, RELAYS, PUSH BUTTONS, INDICATING LAMPS, POWER CONTACTORS,RESISTORS, FUSES, MCBS & DRIVE CONTROL CARDS ETC. (AS APPLICABLE) ONEOF EACH TYPE FOR ONE COMPLETE MOM BOX FOR 145KV GIS MAINTENANCE EARTHSWITCH | SET | 1 |  | Included
84 | 7000028321 | 990 | Spare-GIS | 1000058231 | OPEN/CLOSE CONTACTOR ASSEMBLY, TIMERS, KEY INTERLOCK, INTERLOCKINGCOILS, RELAYS, PUSH BUTTONS, INDICATING LAMPS, POWER CONTACTORS,RESISTORS, FUSES, MCBS & DRIVE CONTROL CARDS ETC. (AS APPLICABLE) ONEOF EACH TYPE FOR ONE COMPLETE MOM BOX FOR 145KV GIS FAST EARTHINGSWITCH | SET | 1 |  | Included
85 | 7000028321 | 1000 | Spare-GIS | 1000058260 | LIMIT SWITCHES AND AUX. SWITCHES FOR ONE COMPLETE MOM BOX FOR 145KVGIS DISCONNECTOR SWITCH | SET | 1 |  | Included
86 | 7000028321 | 1010 | Spare-GIS | 1000058238 | LIMIT SWITCHES AND AUX. SWITCHES FOR ONE COMPLETE MOM BOX FOR 145KVGIS MAINTENANCE EARTH SWITCH | SET | 1 |  | Included
87 | 7000028321 | 1020 | Spare-GIS | 1000058233 | LIMIT SWITCHES AND AUX. SWITCHES FOR ONE COMPLETE MOM BOX FOR 145KVGIS FAST EARTHING SWITCH | SET | 1 |  | Included
88 | 7000028321 | 1030 | Spare-GIS | 1000058049 | DRIVE MECHANISM FOR 145KV GIS DISCONNECTOR SWITCH | SET | 1 |  | Included
89 | 7000028321 | 1040 | Spare-GIS | 1000058237 | DRIVE MECHANISM FOR 145KV GIS MAINTENANCE EARTH SWITCH | SET | 1 |  | Included
90 | 7000028321 | 1050 | Spare-GIS | 1000058232 | DRIVE MECHANISM FOR 145KV GIS FAST EARTHING SWITCH | SET | 1 |  | Included
91 | 7000028321 | 1060 | Spare-GIS | 1000058230 | MOTOR FOR DRIVE MECHANISM FOR 145KV GIS DISCONNECTOR SWITCH | EA | 1 |  | Included
92 | 7000028321 | 1070 | Spare-GIS | 1000058240 | MOTOR FOR DRIVE MECHANISM FOR 145KVGIS MAINTENANCE EARTH SWITCH | EA | 1 |  | Included
93 | 7000028321 | 1080 | Spare-GIS | 1000058235 | MOTOR FOR DRIVE MECHANISM FOR 145KV GIS FAST EARTHING SWITCH | EA | 1 |  | Included
94 | 7000028321 | 1090 | Spare-GIS | 1000058261 | 145KV GIS- CURRENT TRANSFORMER (4 CORES) WITH ASSOCIATED ENCLOSURE ANDPRIMARY CONDUCTOR COMPLETE IN ALL RESPECT | EA | 1 |  | Included
95 | 7000028321 | 1100 | LT Switchgear | 1000004304 | 415V ACDB (Extn.) | SET | 1 |  | Included
96 | 7000028321 | 1120 | Telecom Eqpt Supply | 1000031367 | SDH EQUIPMENT (STM-16 MADM UPTO 5 MSP PROTECTED DIRECTIONS)-BASEEQUIPMENT (COMMON CARDS, CROSS CONNECT/CONTROL CARDS, OPTICAL BASECARDS, POWER SUPPLY CARDS, POWER CABLING, OTHER HARDWARE ANDACCESSORIES INCLUDING SUB RACKS, PATCH CORD, DDF ETC FULLY EQUIPEDEXCLUDING OPTICAL INTERFACE & TRIBUTARY CARDS | EA | 1 |  | Included
97 | 7000028321 | 1130 | Telecom Eqpt Supply | 1000018706 | S16.1 SFP | EA | 4 |  | Included
98 | 7000028321 | 1140 | Telecom Eqpt Supply | 1000031374 | TRIBUTARY INTERFACE- E1 INTERFACE (MINIMUM 16 NOS.) | SET | 2 |  | Included
99 | 7000028321 | 1150 | Telecom Eqpt Supply | 1000034950 | ETHERNET INTERFACE 10/100 BASE T WITH LAYER-2 SWITCHING (MIN 8INTERFACES PER CARD) | EA | 2 |  | Included
100 | 7000028321 | 1160 | Telecom Eqpt Supply | 1000031381 | TRIBUTARY INTERFACE-GIGABIT ETHERNET INTERFACES 10/100 MBPS WITH LAYER-2 SWITCHING (MINIMUM 2 NOS.) | SET | 1 |  | Included
101 | 7000028321 | 1170 | Telecom Eqpt Supply | 1000026228 | Equipment Cabinets For SDH | EA | 1 |  | Included
102 | 7000028321 | 1180 | Telecom Eqpt Supply | 1000037545 | 24F (DWSM) APPROACH FIBRE OPTIC CABLE | KM | 1 |  | Included
103 | 7000028321 | 1190 | Telecom Eqpt Supply | 1000066614 | GI PIPE INSTALLATION HARDWARE FOR APPROACH CABLING | KM | 1 |  | Included
104 | 7000028321 | 1200 | Telecom Eqpt Supply | 1000066612 | GI ELBOW INSTALLATION HARDWARE FOR APPROAH CABLING | EA | 100 |  | Included
105 | 7000028321 | 1210 | Telecom Eqpt Supply | 1000066613 | GI FLEXIBLE CONDUIT INSTALLATION HARDWARE FOR APPROAH CABLING | EA | 75 |  | Included
106 | 7000028321 | 1220 | Telecom Eqpt Supply | 1000034998 | VOIP TELEPHONE INSTRUMENT WITH ONE COMMON SWITCH (MIN. 8 PORT) | EA | 2 |  | Included
107 | 7000028321 | 1230 | Telecom Eqpt Supply | 1000023471 | OPGW Fibre Optic Distribution Panel (FODP): Indoor Type: 96F | EA | 2 |  | Included
108 | 7000028321 | 1240 | Telecom Eqpt Spare | 1000031369 | SDH EQUIPMENT (STM-16 MADM UPTO 5 MSP PROTECTED DIRECTIONS)-COMMONCARDS, CROSS-CONNECT/CONTROL CARDS, OPTICAL BASE CARD, POWER SUPPLYCARDS, POWER CABLING, OTHER HARDWARE & ACCESSORIES (EACH). | SET | 1 |  | Included
109 | 7000028321 | 1250 | Telecom Eqpt Spare | 1000018706 | S16.1 SFP | EA | 1 |  | Included
110 | 7000028321 | 1260 | Telecom Eqpt Spare | 1000031374 | TRIBUTARY INTERFACE- E1 INTERFACE (MINIMUM 16 NOS.) | SET | 1 |  | Included
111 | 7000028321 | 1270 | Telecom Eqpt Spare | 1000034950 | ETHERNET INTERFACE 10/100 BASE T WITH LAYER-2 SWITCHING (MIN 8INTERFACES PER CARD) | EA | 1 |  | Included
112 | 7000028321 | 1280 | Telecom Eqpt Spare | 1000031381 | TRIBUTARY INTERFACE-GIGABIT ETHERNET INTERFACES 10/100 MBPS WITH LAYER-2 SWITCHING (MINIMUM 2 NOS.) | SET | 1 |  | Included
113 | 7000028321 | 1290 | Telecom Eqpt Spare | 1000034998 | VOIP TELEPHONE INSTRUMENT WITH ONE COMMON SWITCH (MIN. 8 PORT) | EA | 1 |  | Included
114 | 7000028321 | 1300 | Telecom Eqpt Spare | 1000031398 | PRE CONNECTORIZED OPTICAL FIBER PATCH CORDS(10 MTRS) â€“ PACK OF SIXPATCH CORDS | SET | 1 |  | Included
115 | 7000028321 | 1310 | Telecom Eqpt Spare | 1000037545 | 24F (DWSM) APPROACH FIBRE OPTIC CABLE | KM | 1 |  | Included
116 | 7000028321 | 1320 | Telecom Eqpt Spare | 1000066614 | GI PIPE INSTALLATION HARDWARE FOR APPROACH CABLING | KM | 0.035 |  | Included
117 | 7000028321 | 1330 | Telecom Eqpt Spare | 1000066612 | GI ELBOW INSTALLATION HARDWARE FOR APPROAH CABLING | EA | 4 |  | Included
118 | 7000028321 | 1340 | Telecom Eqpt Spare | 1000066613 | GI FLEXIBLE CONDUIT INSTALLATION HARDWARE FOR APPROAH CABLING | EA | 3 |  | Included
119 | 7000028321 | 1360 | Fire Protection System | 1000012008 | Fire Detection and Alarm System for 132kV GIS Hall | SET | 1 |  | Included
120 | 7000028321 | 1370 | Fire Protection System | 1000038141 | HYDRANT SYSTEM, COMPLETE PIPING ANDACCESSORIES ETC. OUTSIDE THE PUMP HOUSEFOR 132KV SS | SET | 1 |  | Included
MISA SS NERES-XXVIII
1 | 7000028322 | 10 | GIS PORTION 420kV GIS eqpts | 1000032796 | 420KV, 3150A, 63KA SF6 TO AIR BUSHING including support structure | SET | 3 |  | Included
2 | 7000028322 | 20 | GIS PORTION 420kV GIS eqpts | 1000059207 | 420KV, 3000A, 63KA, SINGLE PHASE, SF6 GAS INSULATED BUS DUCT (GIB)OUTSIDE GIS HALL ALONGWITH ASSOCIATED SUPPORT STRUCTURE, ETC. AS PERTECHNICAL SPECIFICATION | M | 450 |  | Included
3 | 7000028322 | 30 | GIS PORTION 420kV GIS eqpts | 1000032802 | 420KV, 4000A,63KA GIS BUSBAR MODULE EXTENSION | SET | 2 |  | Included
4 | 7000028322 | 40 | GIS PORTION 420kV GIS eqpts | 1000009713 | Controlled Switching Device for 420 kV, 3-ph Circuit Breaker | EA | 2 |  | Included
5 | 7000028322 | 50 | GIS PORTION 420kV GIS eqpts | 1000004632 | 420kV, 3150 A, 63 kA, SF6 GIS BusReactor bay module as perSection-Project, Technicalspecification | SET | 1 |  | Included
6 | 7000028322 | 60 | GIS PORTION 420kV GIS eqpts | 1000004505 | 420kV, 3150 A, 63 kA, SF6 GIS Tie baymodule(without PIR) as perSection-Project, Technicalspecification | SET | 1 |  | Included
7 | 7000028322 | 70 | AIS equipments | 1000020419 | 336kV Surge Arrester (1-phase) | EA | 3 |  | Included
8 | 7000028322 | 80 | AIS equipments | 1000004401 | 420 kV, 1 phase Bus Post Insulator (except for Line Traps) | EA | 6 |  | Included
9 | 7000028322 | 90 | RELAY & PROTECTION PANEL | 1000055446 | 400KV CIRCUIT BREAKER RELAY PANEL (WITH AUTOMATION) | EA | 2 |  | Included
10 | 7000028322 | 100 | RELAY & PROTECTION PANEL | 1000002146 | Augmentation of existing 400kV bus bar protection scheme.(No. of baysas per specification)-(with Automation) | SET | 1 |  | Included
11 | 7000028322 | 110 | RELAY & PROTECTION PANEL | 1000003407 | 400kV Reactor Protection Panel (with Automation) | EA | 1 |  | Included
12 | 7000028322 | 120 | SAS augmenttaion | 1000003409 | Augmentation of Substation automation System for 400kV Main bay as perTechnical Specification | EA | 1 |  | Included
13 | 7000028322 | 130 | SAS augmenttaion | 1000003411 | Augmentation of Substation automation System for 400kV Tie bay as perTechnical Specification | EA | 1 |  | Included
14 | 7000028322 | 140 | 420kV Erection harware | 1000011329 | Erection Hardware for 400kV DM type layout for GIS terminationarrangement-Bus Reactor bay as per technical specification | SET | 1 |  | Included
15 | 7000028322 | 150 | ventilation system | 1000022409 | Ventillation system for 400kV GIS Hall Ext | SET | 1 |  | Included
16 | 7000028322 | 160 | power & control cable | 1000031964 | 1.1KV GRADE 3CX2.5 SQMM CONTROL CABLE | KM | 2 |  | Included
17 | 7000028322 | 170 | power & control cable | 1000031987 | 1.1KV GRADE 5CX2.5 SQMM CONTROL CABLE | KM | 3 |  | Included
18 | 7000028322 | 180 | power & control cable | 1000031887 | 1.1KV GRADE 10CX2.5 SQMM CONTROL CABLE | KM | 3 |  | Included
19 | 7000028322 | 190 | power & control cable | 1000056264 | 1.1KV GRADE 19CX1.5 SQMM CONTROL CABLE | KM | 2 |  | Included
20 | 7000028322 | 200 | power & control cable | 1000056265 | 1.1KV GRADE 27CX1.5 SQMM CONTROL CABLE | KM | 1 |  | Included
21 | 7000028322 | 210 | power & control cable | 1000032049 | 4PAIR, 0.5 SQ.MM SCREENED CABLE | KM | 2 |  | Included
22 | 7000028322 | 220 | power & control cable | 1000031957 | 1.1KV GRADE 3.5CX70 SQMM (PVC) POWER CABLE | KM | 1.5 |  | Included
23 | 7000028322 | 230 | power & control cable | 1000031953 | 1.1KV GRADE 3.5CX35 SQMM (PVC) POWER CABLE | KM | 1 |  | Included
24 | 7000028322 | 240 | power & control cable | 1000031976 | 1.1KV GRADE 4CX16 SQMM (PVC) POWER CABLE | KM | 3 |  | Included
25 | 7000028322 | 250 | power & control cable | 1000031943 | 1.1KV GRADE 2CX6 SQMM (PVC) POWER CABLE | KM | 1 |  | Included
26 | 7000028322 | 260 | power & control cable | 1000031985 | 1.1KV GRADE 4CX6 SQMM (PVC) POWER CABLE | KM | 1 |  | Included
27 | 7000028322 | 270 | power & control cable | 1000031951 | 1.1KV GRADE 3.5CX300 SQMM (XLPE) POWER CABLE | KM | 0.3 |  | Included
28 | 7000028322 | 280 | Illumination (indoor) | 1000049467 | INDOOR LIGHTNING FOR GIS BUILDING (AS PER TECHNICAL SPECIFICATION) including AHU & Relay Rooms as applicable | SET | 1 |  | Included
29 | 7000028322 | 290 | outdoor illumination | 1000014547 | Lighting Panel type ACP-2 as per technical specification | EA | 1 |  | Included
30 | 7000028322 | 300 | outdoor illumination | 1000038325 | LIGHTING FIXTURE LED LUMINAIRES TYPE FL2 AS PER TECH. SPECIFICATIONS | EA | 10 |  | Included
31 | 7000028322 | 310 | outdoor illumination | 1000038039 | LIGHTING FIXTURE LED LUMINAIRES TYPE FL-1 AS PER TECH. SPECIFICATIONS | EA | 10 |  | Included
32 | 7000028322 | 320 | outdoor illumination | 1000004952 | 63A, 415V : Interlocked switch socket outdoor Receptacle (type RP) asper technical specifications | EA | 1 |  | Included
33 | 7000028322 | 330 | outdoor illumination | 1000001894 | Outdoor Power Receptacle for oilfiltration unit (250A) | EA | 1 |  | Included
34 | 7000028322 | 340 | outdoor illumination | 1000038385 | FIRE WALL MOUNTED LED LUMINARIE TYPE FL-2 (250W) | EA | 4 |  | Included
35 | 7000028322 | 350 | LT swgr extension | 1000004304 | 415V ACDB (Extn.) | SET | 1 |  | Included
36 | 7000028322 | 360 | LT swgr extension | 1000001145 | 220V DCDB (Extn.) | SET | 1 |  | Included
37 | 7000028322 | 370 | LT swgr extension | 1000004309 | 415V MLDB (Extn.) | SET | 1 |  | Included
38 | 7000028322 | 380 | fire protection system | 1000012022 | 4.5 kg CO2 type Portable Fire extinguisher | EA | 2 |  | Included
39 | 7000028322 | 390 | fire protection system | 1000012026 | 6Kg dry chemical powered type Portable Fire extinguisher | EA | 2 |  | Included
40 | 7000028322 | 400 | fire protection system | 1000055457 | HVW SPRAY SYSTEM, HYDRANT SYSTEM AND COMPLETE U/G & O/G PIPING ANDACCESSORIES ETC. OUT SIDE THE PUMP HOUSE FOR 420KV 3 PHASE BUSREACTOR | SET | 1 |  | Included
41 | 7000028322 | 410 | fire protection system | 1000012010 | Fire Detection and Alarm System for 400kV GIS Hall | SET | 1 |  | Included
42 | 7000028322 | 420 | fire protection system | 1000012037 | Hydrant system, complete U/G piping and accessories etc. outside thePump House for Fire Protection of 400/220kV (Ext) Substation | SET | 1 |  | Included
43 | 7000028322 | 430 | earthmat | 1000032055 | 40 MM MS ROD FOR MAIN EARTHMAT | KM | 1 |  | Included
44 | 7000028322 | 440 | mandatory spares | 1000024186 | SPARES FOR 336KV SURGE ARRESTER | LS | 1 |  | Included
45 | 7000028322 | 450 | mandatory spares | 1000025940 | Spare-420kV BPI | SET | 1 |  | Included
46 | 7000028322 | 460 | mandatory spares | 1000019912 | Relay & protection Panels (with automation) | LS | 1 |  | Included
47 | 7000028322 | 470 | mandatory spares | 1000019927 | Spares-Substation Automation System | LS | 1 |  | Included
48 | 7000028322 | 480 | mandatory spares | 1000019925 | Spares for Fire Protection System | LS | 1 |  | Included
49 | 7000028322 | 490 | GIS PORTION -MANDATORY SPARES | 1000058332 | 400KV GIS-SF6 GAS PRESSURE RELIEF DEVICE ASSEMBLY OF EACH TYPE | EA | 1 |  | Included
50 | 7000028322 | 500 | GIS PORTION -MANDATORY SPARES | 1000049817 | SF6 PRESSURE GAUGE CUM SWITCH /DENSITY MONITORS AND PRESSURESWITCH AS APPLICABLE, OF EACH TYPE-400KV GIS | SET | 2 |  | Included
51 | 7000028322 | 510 | GIS PORTION -MANDATORY SPARES | 1000049753 | COUPLING DEVICE FOR PRESSURE GAUGE CUM SWITCH FOR CONNECTINGGAS HANDLING PLANT OF EACH TYPE-400KV GIS | SET | 1 |  | Included
52 | 7000028322 | 520 | GIS PORTION -MANDATORY SPARES | 1000049762 | RUBBER GASKETS, Ã‚â‚¬Å’OÃ‚â‚¬Â RINGS AND SEALS FOR SF6 GAS FOR GISENCLOSURE OF EACH TYPE-400KV GIS | SET | 2 |  | Included
53 | 7000028322 | 530 | GIS PORTION -MANDATORY SPARES | 1000058330 | 400KV GIS-MOLECULAR FILTER FOR SF6 GAS WITH FILTER BAGS (5 % OF TOTALWEIGHT) | SET | 1 |  | Included
54 | 7000028322 | 540 | GIS PORTION -MANDATORY SPARES | 1000049750 | CONTROL VALVES FOR SF6 GAS OF EACH TYPE-400KV GIS | SET | 2 |  | Included
55 | 7000028322 | 550 | GIS PORTION -MANDATORY SPARES | 1000058331 | 400KV GIS-SF6 GAS (5 % OF TOTAL GAS QUANTITY) | LOT | 1 |  | Included
56 | 7000028322 | 560 | GIS PORTION -MANDATORY SPARES | 1000049783 | LOCKING DEVICE TO KEEP THE DIS-CONNECTORS (ISOLATORS)AND EARTHING/FAST EARTHING SWITCHES IN CLOSE OR OPEN POSITION IN CASEOF REMOVAL OF THE DRIVING MECHANISM-400KV GIS | SET | 2 |  | Included
57 | 7000028322 | 570 | GIS PORTION -MANDATORY SPARES | 1000049505 | UHF PD SENSORS OF EACH TYPE ALONG WITH BNC CONNECTOR FOR 420KV GIS | EA | 3 |  | Included
58 | 7000028322 | 580 | GIS PORTION -MANDATORY SPARES | 1000058334 | 400KV GIS-SUPPORT INSULATORS (GAS THROUGH) OF EACH TYPE (COMPLETE WITHMETAL RING ETC.) ALONG WITH ASSOCIATED CONTACTS AND SHIELDS | EA | 3 |  | Included
59 | 7000028322 | 590 | GIS PORTION -MANDATORY SPARES | 1000058329 | 400KV GIS-GAS BARRIERS OF EACH TYPE (COMPLETE WITH METAL RING ETC.)ALONG WITH ASSOCIATED CONTACTS AND SHIELDS | EA | 3 |  | Included
60 | 7000028322 | 600 | GIS PORTION -MANDATORY SPARES | 1000058333 | 400KV GIS- 3150A SF6 TO AIR BUSHING COMPLETE IN ALL RESPECT | EA | 1 |  | Included
61 | 7000028322 | 610 | GIS PORTION -MANDATORY SPARES | 1000049498 | LCC SPARES - AUX. RELAYS, CONTACTORS,PUSH BUTTONS, SWITCHES,LAMPS,ANNUNCIATION WINDOWS, MCB, FUSES,TIMERS, TERMINAL BLOCKS ETC. OF EACHTYPE & RATING-400kV GIS | SET | 1 |  | Included
62 | 7000028322 | 620 | GIS PORTION -MANDATORY SPARES | 1000058317 | 400KV GIS-ONE POLE OF 3150A CIRCUIT BREAKER WITHOUT PIR WITHINTERRUPTER, MAIN CIRCUIT, ENCLOSURE AND OPERATING MECHANISM COMPLETEIN ALL RESPECT | SET | 1 |  | Included
63 | 7000028322 | 630 | GIS PORTION -MANDATORY SPARES | 1000021873 | Trip coil assembly with resistor for420kV GIS Circuit Breaker (asapplicable) | SET | 3 |  | Included
64 | 7000028322 | 640 | GIS PORTION -MANDATORY SPARES | 1000009208 | Closing coil assembly with resistor for420kV GIS Circuit Breaker (asapplicable) | SET | 3 |  | Included
65 | 7000028322 | 650 | GIS PORTION -MANDATORY SPARES | 1000058324 | RELAYS, POWER CONTACTORS, PUSH BUTTONS, TIMERS & MCBS ETC. (ASAPPLICABLE) OF EACH TYPE FOR 400KV GIS CIRCUIT BREAKER | SET | 1 |  | Included
66 | 7000028322 | 660 | GIS PORTION -MANDATORY SPARES | 1000007067 | Auxiliary switch assembly of each type for 420kV GIS Circuit Breaker | SET | 1 |  | Included
67 | 7000028322 | 670 | GIS PORTION -MANDATORY SPARES | 1000058320 | 400KV GIS CIRCUIT BREAKER-HYDRAULIC OPERATING MECHANISM WITH DRIVEMOTOR (FOR HYDRAULIC OPERATED MECHANISM, IF APPLICABLE) | SET | 1 |  | Included
68 | 7000028322 | 680 | GIS PORTION -MANDATORY SPARES | 1000049759 | HYDRAULIC FILTER OF EACH TYPE (FOR HYDRAULIC OPERATED MECHANISM, IFPPLICABLE)-400KV GIS CIRCUIT BREKAER | SET | 1 |  | Included
69 | 7000028322 | 690 | GIS PORTION -MANDATORY SPARES | 1000058319 | 400KV GIS CIRCUIT BREAKER- HOSE PIPE OF EACH TYPE (AS APPLICABLE) (FORHYDRAULIC OPERATED MECHANISM, IF APPLICABLE) | SET | 1 |  | Included
70 | 7000028322 | 700 | GIS PORTION -MANDATORY SPARES | 1000058322 | 400KV GIS CIRCUIT BREAKER - N2 ACCUMULATOR (FOR HYDRAULIC OPERATEDMECHANISM, IF APPLICABLE) | SET | 1 |  | Included
71 | 7000028322 | 710 | GIS PORTION -MANDATORY SPARES | 1000049835 | VALVES OF EACH TYPE (FOR HYDRAULIC OPERATED MECHANISM, IFAPPLICABLE)-400KV GIS CIRCUIT BREKAER | SET | 1 |  | Included
72 | 7000028322 | 720 | GIS PORTION -MANDATORY SPARES | 1000049795 | PIPE LENGTH (COPPER & STEEL) OF EACH SIZE & TYPE (FOR HYDRAULICOPERATED MECHANISM, IF APPLICABLE)-400KV GIS CIRCUIT BREKAER | SET | 1 |  | Included
73 | 7000028322 | 730 | GIS PORTION -MANDATORY SPARES | 1000049808 | PRESSURE SWITCHES OF EACH TYPE (FOR HYDRAULIC OPERATED MECHANISM, IFAPPLICABLE)-400KV GIS CIRCUIT BREKAER | SET | 1 |  | Included
74 | 7000028322 | 740 | GIS PORTION -MANDATORY SPARES | 1000049805 | PRESSURE GAUGE WITH COUPLING DEVICE OF EACH TYPE (FOR HYDRAULICOPERATED MECHANISM, IF APPLICABLE)-400KV GIS CIRCUIT BREKAER | SET | 1 |  | Included
75 | 7000028322 | 750 | GIS PORTION -MANDATORY SPARES | 1000058321 | 400KV GIS CIRCUIT BREAKER-HYDRAULIC OIL (5% OF TOTAL OIL QUANTITY)(FOR HYDRAULIC OPERATED MECHANISM, IF APPLICABLE) | SET | 1 |  | Included
76 | 7000028322 | 760 | GIS PORTION -MANDATORY SPARES | 1000049799 | PRESSURE RELIEF DEVICE OF EACH TYPE (FOR HYDRAULIC OPERATED MECHANISM,IF APPLICABLE)-400KV GIS CIRCUIT BREKAER | SET | 1 |  | Included
77 | 7000028322 | 770 | GIS PORTION -MANDATORY SPARES | 1000058325 | 400KV GIS CIRCUIT BREAKER-COMPLETE SPRING OPERATING MECHANISMINCLUDING CHARGING MECHANISM ETC. (FOR SPRING OPERATED MECHANISM, IFAPPLICABLE) | SET | 1 |  | Included
78 | 7000028322 | 780 | GIS PORTION -MANDATORY SPARES | 1000058318 | 400KV GIS CIRCUIT BREAKER- COMPLETE HYDRAULIC-SPRING OPERATINGMECHANISM INCLUDING CHARGING MECHANISM ETC. (FOR HYDRAULIC-SPRINGOPERATED MECHANISM, IF APPLICABLE) | SET | 1 |  | Included
79 | 7000028322 | 790 | GIS PORTION -MANDATORY SPARES | 1000049495 | PRESSURE SWITCHES OF EACH TYPE FOR420KV GIS CIRCUIT BREAKER (ForHydraulic-Spring Operated Mechanism, ifapplicable) | SET | 1 |  | Included
80 | 7000028322 | 800 | GIS PORTION -MANDATORY SPARES | 1000049802 | PRESSURE GAUGE WITH COUPLING DEVICE OF EACH TYPE (FOR HYDRAULIC-SPRINGOPERATED MECHANISM, IF APPLICABLE)-400KV GIS CIRCUIT BREKAER | SET | 1 |  | Included
81 | 7000028322 | 810 | GIS PORTION -MANDATORY SPARES | 1000058374 | 400kV GIS- Single phase of 3150Adisconnector switch including maincircuit, enclosure, driving mechanismand support insulator etc., complete inall respect (Note 1- The contractorshall supply spare for disconnectorswitch to ensure one to one replacementof all disconnector switch supplied asmain equipment without any requirementof modification in fittings at site tocover all different types ofdisconnector switch supplied. In case,quantity of supplied dis-connectorswitch types (for one to onereplacement) are more than the quantitymentioned in BPS for spare, thecontractor shall supply theseadditional types of disconnector switchwithout any additional priceimplication to POWERGRID and quantitiesof these additional type ofdisconnector switch are deem to beincluded in the quantities mentioned inBPS for spare disconnector. Note 2 - Incase, Dis-connector Switch (DS) & EarthSwitch (ES) is provided in a sameenclosure with common operatingmechanism, then the module comprisingof Dis-connector & Earth switch insingle enclosure with common operatingmechanism is to be provided under thehead of spare Dis-connector only. Note3- In case, Dis-connector Switch (DS)&Earth Switch (ES) is provided in asame enclosure with separate operatingmechanism, then the module comprisingof Dis-connector & Earth switch insingle enclosure with separateoperating mechanism is to be providedunder the head of spare Dis-connectoronly.) | EA | 2 |  | Included
82 | 7000028322 | 820 | GIS PORTION -MANDATORY SPARES | 1000058314 | 400KV GIS- SINGLE PHASE MAINTENANCE EARTHING SWITCH INCLUDING MAINCIRCUIT, ENCLOSURE, DRIVING MECHANISM AND SUPPORT INSULATOR ETC.,COMPLETE IN ALL RESPECT (NOTE 1 - IN CASE, DIS-CONNECTOR SWITCH (DS) &EARTH SWITCH (ES) IS PROVIDED IN A SAME ENCLOSURE WITH COMMONOPERATING MECHANISM, THEN THE MODULE COMPRISING OF DIS-CONNECTOR &EARTH SWITCH IN SINGLE ENCLOSURE WITH COMMON OPERATING MECHANISM IS TOBE PROVIDED UNDER THE HEAD OF SPARE DIS-CONNECTOR ONLY. NOTE 2 - INCASE, DIS-CONNECTOR SWITCH (DS) & EARTH SWITCH (ES) IS PROVIDED IN ASAME ENCLOSURE WITH SEPARATE OPERATING MECHANISM, THEN THE MODULECOMPRISING OF DIS-CONNECTOR & EARTH SWITCH IN SINGLE ENCLOSURE WITHSEPARATE OPERATING MECHANISM IS TO BE PROVIDED UNDER THE HEAD OF SPAREDIS-CONNECTOR ONLY.) | EA | 1 |  | Included
83 | 7000028322 | 830 | GIS PORTION -MANDATORY SPARES | 1000058305 | OPEN/CLOSE CONTACTOR ASSEMBLY, TIMERS, KEY INTERLOCK, INTERLOCKINGCOILS, RELAYS, PUSH BUTTONS, INDICATING LAMPS, POWER CONTACTORS,RESISTORS, FUSES, MCBS & DRIVE CONTROL CARDS ETC. (AS APPLICABLE) ONEOF EACH TYPE FOR ONE COMPLETE MOM BOX FOR 400KV GIS DISCONNECTORSWITCH | SET | 1 |  | Included
84 | 7000028322 | 840 | GIS PORTION -MANDATORY SPARES | 1000058312 | OPEN/CLOSE CONTACTOR ASSEMBLY, TIMERS, KEY INTERLOCK, INTERLOCKINGCOILS, RELAYS, PUSH BUTTONS, INDICATING LAMPS, POWER CONTACTORS,RESISTORS, FUSES, MCBS & DRIVE CONTROL CARDS ETC. (AS APPLICABLE) ONEOF EACH TYPE FOR ONE COMPLETE MOM BOX FOR 400KV GIS MAINTENANCE EARTHSWITCH | SET | 1 |  | Included
85 | 7000028322 | 850 | GIS PORTION -MANDATORY SPARES | 1000049776 | LIMIT SWITCHES AND AUX. SWITCHES FOR ONE COMPLETE MOM BOX FORDISCONNECTOR-400KV GIS | SET | 1 |  | Included
86 | 7000028322 | 860 | GIS PORTION -MANDATORY SPARES | 1000049778 | LIMIT SWITCHES AND AUX. SWITCHES FOR ONE COMPLETE MOM BOX FORMAINTENANCE EARTHING SWITCH-400KV GIS | SET | 1 |  | Included
87 | 7000028322 | 870 | GIS PORTION -MANDATORY SPARES | 1000058306 | DRIVE MECHANISM FOR 400KV GIS DISCONNECTOR SWITCH | SET | 1 |  | Included
88 | 7000028322 | 880 | GIS PORTION -MANDATORY SPARES | 1000058313 | DRIVE MECHANISM FOR 400KV GIS MAINTENANCE EARTH SWITCH | SET | 1 |  | Included
89 | 7000028322 | 890 | GIS PORTION -MANDATORY SPARES | 1000058307 | MOTOR FOR DRIVE MECHANISM FOR 400KV GIS DISCONNECTOR SWITCH | EA | 1 |  | Included
90 | 7000028322 | 900 | GIS PORTION -MANDATORY SPARES | 1000058315 | MOTOR FOR DRIVE MECHANISM FOR 400KVGIS MAINTENANCE EARTH SWITCH | EA | 1 |  | Included
91 | 7000028322 | 910 | GIS PORTION -MANDATORY SPARES | 1000058327 | 400KV GIS- SINGLE PHASE OF CURRENT TRANSFORMER (3 CORES, TYPE-CTA)WITH ASSOCIATED ENCLOSURE AND PRIMARY CONDUCTOR COMPLETE IN ALLRESPECT | EA | 1 |  | Included
92 | 7000028322 | 920 | GIS PORTION -MANDATORY SPARES | 1000058326 | 400KV GIS- SINGLE PHASE OF CURRENT TRANSFORMER (2 CORES, TYPE-CTB)WITH ASSOCIATED ENCLOSURE AND PRIMARY CONDUCTOR COMPLETE IN ALLRESPECT | EA | 1 |  | Included
93 | 7000028322 | 1080 | supply of foundation bolt | 1000012367 | Fabrication, galvanising and supply of 32mm dia foundation boltsincluding nuts, checknuts, washers and packplates | EA | 36 |  | Included
94 | 7000028322 | 1090 | Supply of structure | 1000020195 | Fabrication, galvanising and supply ofStandard Pipe Structure - 400 kV,1-Phase, SA including nuts, bolts,all type of washers, packplates, stepbolts and gusset plates excludingfoundation bolts | EA | 3 |  | Included
95 | 7000028322 | 1100 | Supply of structure | 1000020196 | Fabrication, galvanising and supply ofStd Pipe Structure - 400 kV, 1-Phase,BPI, (Excluding Wave Trap), includingnuts, bolts, all type of washers,packplates, step bolts and gussetplates excluding foundation bolts | EA | 6 |  | Included
96 | 7000028322 | 1110 | Supply of structure | 1000015952 | Fabrication, galvanising and supply of Equipment Support (Pipe)Structures to be designed during detailed engineering | MT | 5 |  | Included
97 | 7000028322 | 1120 | Supply of structure | 1000012373 | Fabrication, galvanising and supply of foundation bolts including nuts,checknut and washers for lattice and pipe structures to be designedduring detailed engineering | MT | 1 |  | Included
98 | 7000028322 | 1130 | PMU & associated items (Misa SS) | 1000017518 | PMU with GPS Clock (clock can be either internal or external) | EA | 1 |  | Included
99 | 7000028322 | 1140 | PMU & associated items (Misa SS) | 1000022512 | WAMS Hardware - Time System (GPS receiver) | EA | 1 |  | Included
100 | 7000028322 | 1150 | PMU & associated items (Misa SS) | 1000071061 | SUBSTATION GRADE LAYER 2 LAN SWITCH | EA | 1 |  | Included
101 | 7000028322 | 1160 | PMU & associated items (Misa SS) | 1000071062 | SUBSTATION GRADE LAYER 3 LAN SWITCH | EA | 1 |  | Included
102 | 7000028322 | 1170 | PMU & associated items (Misa SS) | 1000022487 | WAMS Miscellaneous - Armored Fibre Optic Cable and associatedtermination (e.g. L2 Switch) for connecting PMU panels located indifferent control room of a station | EA | 1 |  | Included
103 | 7000028322 | 1180 | PMU & associated items (Misa SS) | 1000030641 | LIU - FO PATCH PANEL-12 PORT | EA | 2 | 1 | 2
[5 empty] | Total F&I Price |  |  |  | 8
#
Bidders to note that the item description under various schedules are through unique material ID for respective items under SAP ERP System and therefore, identical item description appears in schedule-1(Ex-works) & schedule-2(F&I). However, the prices to be quoted in Price Schedule-2(F&I) shall be towards Local Transportation, Insurance and other Incidental Services only in line with clause ITB 11.4(b).
Date: | --
Place: | [6 empty] | Printed Name :
Designation :
Click for Sch-3

## Sch-2 Dis (hidden)
Specification No.: CC/NT/W-GIS/DOM/A04/24/10629 |  |  |  |  | Schedule - 2 Dis
400kV GIS Substation Package SS-135 for (a) Extension of 400/220/132kV Pandiabili GIS Substation under ERBS-I, (b) Extension of 400/220/132kV Rangpo GIS Substation under ERBS-II and (c) Bay Extension of Misa GIS S/s under NERES-XXVIII | [5 empty] | As per Lum-sum |  | 0
(SCHEDULE OF RATES AND PRICES : FREIGHT & INSURANCE CHARGES) | [5 empty] | AS per Percent |  | #REF!
[6 empty] | As per lum-sum on Sch-2 |  | 0%
Bidder’s Name and Address (Sole Bidder) : |  |  |  | To: |  | As per Percent on Sch-2 |  | #REF!
|  |  |  | Contracts Services, 3rd Floor |  | Total Discount |  | #REF!
Name : | …….. …….. …….. …….. …….. …….. |  |  | Power Grid Corporation of India Ltd.,
Address : | …….. …….. …….. …….. …….. …….. |  |  | "Saudamini", Plot No.-2
| …….. …….. …….. …….. …….. …….. |  |  | Sector-29, |  | Multipackage Discount |  | 0%
| …….. …….. …….. …….. …….. …….. |  |  | Gurgaon (Haryana) - 122001
[5 empty] | All Prices are in Indian Rupees. |  | Amount after Discount (Rs.) |  | Dis Alert | Amount after MPD (Rs.)
SI. No. | Description | Unit | Quantity | Unit Freight & Insurance Charges | Total Freight & Insurance Charges |  | Unit Freight & Insurance Charges | Total Freight & Insurance Charges |  | Unit Freight & Insurance Charges | Total Freight & Insurance Charges
1 | 2 | 3 | 4 | 5 | 6 = 4 x 5 |  | 5 | 6 = 4 x 5 |  | 5 | 6 = 4 x 5
#REF! | #REF!
#REF! | #REF! | #REF! | #REF! | #REF! | #REF!
#REF! | #REF! | #REF! | #REF! | #REF! | #REF!
#REF! | #REF!
#REF! | #REF! | #REF! | #REF! | #REF! | #REF!
#REF! | #REF! | #REF! | #REF! | #REF! | #REF!
#REF! | #REF!
#REF! | #REF! | #REF! | #REF! | #REF! | #REF!
#REF! | #REF! | #REF! | #REF! | #REF! | #REF!
#REF! | #REF! | #REF! | #REF! | #REF! | #REF!
#REF! | #REF! | #REF! | #REF! | #REF! | #REF!
#REF! | #REF! | #REF! | #REF! | #REF! | #REF!
#REF! | #REF! | #REF! | #REF! | #REF! | #REF!
#REF! | #REF!
#REF! | #REF! | #REF! | #REF! | #REF! | #REF!
#REF! | #REF!
#REF! | #REF! | #REF! | #REF! | #REF! | #REF!
#REF! | #REF! | #REF! | #REF! | #REF! | #REF!
#REF! | #REF! | #REF! | #REF! | #REF! | #REF!
#REF! | #REF! | #REF! | #REF! | #REF! | #REF!
#REF! | #REF!
#REF! | #REF! | #REF! | #REF! | #REF! | #REF!
#REF! | #REF! | #REF! | #REF! | #REF! | #REF!
#REF! | #REF! | #REF! | #REF! | #REF! | #REF!
#REF! | #REF! | #REF! | #REF! | #REF! | #REF!
#REF! | #REF! | #REF! | #REF! | #REF! | #REF!
#REF! | #REF! | #REF! | #REF! | #REF! | #REF!
#REF! | #REF! | #REF! | #REF! | #REF! | #REF!
#REF! | #REF! | #REF! | #REF! | #REF! | #REF!
#REF! | #REF!
| #REF! | #REF! | #REF! | #REF! | #REF!
#REF! | #REF! | #REF! | #REF! | #REF! | #REF!
#REF! | #REF! | #REF! | #REF! | #REF! | #REF!
| Total F&I Price |  |  |  | #REF!
Date : | --
Place : |  |  | Printed Name :
Designation :
Click for Sch-3

## Sch-3
Specification No.: CC/NT/W-GIS/DOM/A04/24/10629 | [14 empty] | Schedule - 3
400kV GIS Substation Package SS-135 for (a) Extension of 400/220/132kV Pandiabili GIS Substation under ERBS-I, (b) Extension of 400/220/132kV Rangpo GIS Substation under ERBS-II and (c) Bay Extension of Misa GIS S/s under NERES-XXVIII | [18 empty] | As per Lum-sum |  | 0%
(SCHEDULE OF RATES AND PRICES ) | [18 empty] | AS per Percent |  | #REF!
[19 empty] | As per lum-sum on Sch-3 |  | 0%
Bidder’s Name and Address (Sole Bidder) : | [11 empty] | To: | [6 empty] | As per Percent on Sch-3 |  | #REF!
[12 empty] | Contracts Services, 3rd Floor | [6 empty] | Total Discount |  | #REF!
Name : |  | …….. …….. …….. …….. …….. …….. | [9 empty] | Power Grid Corporation of India Ltd.,
Address : |  | …….. …….. …….. …….. …….. …….. | [9 empty] | "Saudamini", Plot No.-2
|  | …….. …….. …….. …….. …….. …….. | [9 empty] | Sector-29, | [6 empty] | Multipackage lum-sum |  | 0%
|  | …….. …….. …….. …….. …….. …….. | [9 empty] | Gurgaon (Haryana) - 122001
[7 empty] | INSTALLATION CHARGES | [12 empty] | Amount after Discount (Rs.) |  | Dis Alert | Amount after MPD (Rs.)
All Prices are in Indian Rupees.
SI. No. | PR No | PR Line Item No | Activity Header | PR Activity No | Activity Description | Service Code | SAC (Service Accounting Codes) | Whether SAC in column '8’ is confirmed. If not indicate applicable the SAC * | Rate of GST applicable ( in %) | Whether rate of GST in column ‘4’ is confirmed. If not indicate applicable rate of GST * | Description | Unit | Quantity | Unit Erection Charges | Total Erection Charges | Total GST as confirmed by Bidder |  |  |  | Unit Erection Charges | Total Erection Charges |  | Unit Erection Charges | Total Erection Charges
1 | 2 | 3 | 4 | 5 | 6 | 7 | 8 | 9 | 10 | 11 | 12 | 13 | 14 | 15 | 16 = 14 x 15 | 17 |  |  |  | 5 | 6 = 4 x 5 |  | 5 | 6 = 4 x 5
PART A (Substation Portion)
| 400KV-dia-1no at Pandiabilli | [15 empty] | Revaluation of J column | Tax Calculation
1 | 7000028320 | 120 | 940 | 20 | Inst-AIS EQUIPMENT | 100005443 | 998734 |  | 18 |  | 420KV, 1-PHASE BUS POST INSULATORS | EA | 6 | 1 | 6 | 1.08 | 6 | 1.08
2 | 7000028320 | 120 | 940 | 30 | Inst-AIS EQUIPMENT | 100000328 | 998736 |  | 18 |  | 336kV Surge Arrester (1-phase) | EA | 6 |  | Included | 0 | 0 | 0
3 | 7000028320 | 120 | 940 | 40 | Inst-AIS EQUIPMENT | 100000275 | 998736 |  | 18 |  | 420 kV, 4400 pF Capacitive Voltage Transformer (1-Phase) | EA | 6 |  | Included | 0 | 0 | 0
4 | 7000028320 | 120 | 940 | 50 | Inst-AIS EQUIPMENT | 100002042 | 998734 |  | 18 |  | 400kV,3150A,0.5mH ,63kA Line Trap | EA | 4 |  | Included | 0 | 0 | 0
5 | 7000028320 | 120 | 940 | 60 | Inst-AIS EQUIPMENT | 100000883 | 998734 |  | 18 |  | 420 kV ,1 phase Bus Post Insulators for Line Traps | EA | 12 |  | Included | 0 | 0 | 0
6 | 7000028320 | 130 | 950 | 20 | Inst-400KV GIS EQUIPMENT | 100002140 | 998736 |  | 18 |  | 420kV, 3000A/3150, 63kA, Single phase, SF6 Gas Insulated Bus Duct (GIB) outsideGIS Hall along with associated support structure | M | 600 |  | Included | 0 | 0 | 0
7 | 7000028320 | 130 | 950 | 30 | Inst-400KV GIS EQUIPMENT | 100002392 | 998736 |  | 18 |  | 420kV, SF6 to Air Bushing alongwithassociated support structure for 3150A,63 kA for 1 sec. Single Phase | EA | 6 |  | Included | 0 | 0 | 0
8 | 7000028320 | 130 | 950 | 40 | Inst-400KV GIS EQUIPMENT | 100003557 | 998736 |  | 18 |  | Extension of 420kV , 4000 A, 63 kA3 -phase SF6 GIS bus bar | SET | 2 |  | Included | 0 | 0 | 0
9 | 7000028320 | 130 | 950 | 70 | Inst-400KV GIS EQUIPMENT | 100001826 | 998736 |  | 18 |  | 420kV, 3150 A, 63 kA, SF6 GIS ICT feeder bay module as per Section-Project, Technical specification | SET | 1 |  | Included | 0 | 0 | 0
10 | 7000028320 | 130 | 950 | 90 | Inst-400KV GIS EQUIPMENT | 100005502 | 998736 |  | 18 |  | Three nos 1-Phase/One no 3-Phase 420kV GIS earthing switch including of maincircuit, enclosure, driving mechanism. | SET | 1 |  | Included | 0 | 0 | 0
11 | 7000028320 | 130 | 950 | 100 | Inst-400KV GIS EQUIPMENT | 100002135 | 998736 |  | 18 |  | 420 kV, 3150 A, 63 kA, SF6 GIS Line feeder bay module(with PIR) as per Section-Project, Technical specification | SET | 1 |  | Included | 0 | 0 | 0
12 | 7000028320 | 130 | 950 | 110 | Inst-400KV GIS EQUIPMENT | 100002132 | 998736 |  | 18 |  | 420kV, 3150 A, 63 kA, SF6 GIS Tie bay module(without PIR) as per Section-Project, Technical specification | SET | 1 |  | Included | 0 | 0 | 0
13 | 7000028320 | 140 | 960 | 10 | Inst-CRP | 100000730 | 998736 |  | 18 |  | 400kV Line Protection Panel (with Automation) | EA | 2 |  | Included | 0 | 0 | 0
14 | 7000028320 | 140 | 960 | 20 | Inst-CRP | 100016779 | 998736 |  | 18 |  | 400kV Circuit Breaker Relay Panel (with Automation) | EA | 3 |  | Included | 0 | 0 | 0
15 | 7000028320 | 140 | 960 | 30 | Inst-CRP | 100000735 | 998736 |  | 18 |  | Augmentation of existing 400kV bus bar protection scheme.(No. of bays as per specification)-(with Automation) | SET | 1 |  | Included | 0 | 0 | 0
16 | 7000028320 | 150 | 970 | 20 | Inst-Aug-SAS | 100002069 | 998736 |  | 18 |  | Augmentation of Substation automation System for 400kV Main bay as per Technical Specification | EA | 3 |  | Included | 0 | 0 | 0
17 | 7000028320 | 150 | 970 | 30 | Inst-Aug-SAS | 100002075 | 998736 |  | 18 |  | Augmentation of Substation automation System for 400kV Tie bay as per Technical Specification | EA | 1 |  | Included | 0 | 0 | 0
18 | 7000028320 | 160 | 980 | 10 | Inst-ERECTION HARDWARE & INSULATOR | 100002187 | 998731 |  | 18 |  | Erection Hardware for 400kV I type layout for GIS termination arrangement-Line bay as per technical specification | SET | 2 |  | Included | 0 | 0 | 0
19 | 7000028320 | 160 | 980 | 40 | Inst-ERECTION HARDWARE & INSULATOR | 100004323 | 998731 |  | 18 |  | ERECTION H/W FOR MISCELLANEOUS WORK AS PER TECHNICAL SPECIFICATION | LS | 1 |  | Included | 0 | 0 | 0
20 | 7000028320 | 160 | 980 | 70 | Inst-ERECTION HARDWARE & INSULATOR | 100017128 | 998731 |  | 18 |  | 400KV TENSION INSULATOR STRING AND ASSOCIATED HARDWARE FITTINGS WITH TURN BUCKLE SUITABLE FOR TWIN CONDUCTOR | EA | 18 |  | Included | 0 | 0 | 0
21 | 7000028320 | 160 | 980 | 80 | Inst-ERECTION HARDWARE & INSULATOR | 100017131 | 998731 |  | 18 |  | 400KV SUSPENSION INSULATOR STRING AND ASSOCIATED HARDWARE FITTINGS WITH DROP CLAMP SUITABLE FOR TWIN CONDUCTOR | EA | 12 |  | Included | 0 | 0 | 0
22 | 7000028320 | 170 | 1000 | 90 | Inst-Illumination | 100001051 | 998731 |  | 18 |  | 15A, 240V: Outdoor Receptacle 2 pole, 3-pin modular (type RO) as per technical specifications | EA | 1 |  | Included | 0 | 0 | 0
23 | 7000028320 | 170 | 1000 | 100 | Inst-Illumination | 100001052 | 998731 |  | 18 |  | 63A, 415V : Interlocked switch socket outdoor Receptacle (type RP) as per technical specifications | EA | 2 |  | Included | 0 | 0 | 0
24 | 7000028320 | 170 | 1000 | 110 | Inst-Illumination | 100004852 | 998731 |  | 18 |  | Lighting Fixture LED Luminaires type FL-1 as per tech. specifications | EA | 10 |  | Included | 0 | 0 | 0
25 | 7000028320 | 170 | 1000 | 120 | Inst-Illumination | 100001021 | 995461 |  | 18 |  | Lighting Panel type ACP-2 as per technical specification | EA | 2 |  | Included | 0 | 0 | 0
26 | 7000028320 | 170 | 1000 | 140 | Inst-Illumination | 100001050 | 998731 |  | 18 |  | 5/15 A, 240V: Indoor Receptacle 3-pin type modular (type RI) as per technical specifications | EA | 1 |  | Included | 0 | 0 | 0
27 | 7000028320 | 170 | 1000 | 150 | Inst-Illumination | 100001020 | 998731 |  | 18 |  | Lighting Panel (Indoor) type ACP-1 as per technical specification | EA | 1 |  | Included | 0 | 0 | 0
28 | 7000028320 | 170 | 1000 | 160 | Inst-Illumination | 100004926 | 998731 |  | 18 |  | Lighting Fixture LED Luminaires type FL2 as per tech. specifications | EA | 10 |  | Included | 0 | 0 | 0
29 | 7000028320 | 180 | 1010 | 10 | Inst-VMS | 100002500 | 998731 |  | 18 |  | Color IP camera, with PAN, TILT and ZOOM facilities, alongwith all required Items, Accessories, Line Interface units, Fiber patchcords, Power supply units, Junction Boxes, Cables, Fiber Optic Cables, etc., and including Integration in existing Hardware andSoftware for Augmentation of Visual Monitoring System as per technical specification. | SET | 1 |  | Included | 0 | 0 | 0
30 | 7000028320 | 190 | 1020 | 10 | Inst-LT SWITCHGEAR | 100000896 | 998736 |  | 18 |  | 415V ACDB (Extn.) | SET | 1 |  | Included | 0 | 0 | 0
31 | 7000028320 | 200 | 1030 | 10 | Inst-PLCC Equipment at Pandiabili end | 100000886 | 998734 |  | 18 |  | Coupling device for PLCC | EA | 1 |  | Included | 0 | 0 | 0
32 | 7000028320 | 200 | 1030 | 20 | Inst-PLCC Equipment at Pandiabili end | 100000888 | 998734 |  | 18 |  | Carrier Equipment Analog type (for Speech+Data & Speech+Protection) | EA | 1 |  | Included | 0 | 0 | 0
33 | 7000028320 | 200 | 1030 | 30 | Inst-PLCC Equipment at Pandiabili end | 100000890 | 998734 |  | 18 |  | Protection Coupler (Analog) | EA | 1 |  | Included | 0 | 0 | 0
34 | 7000028320 | 200 | 1030 | 40 | Inst-PLCC Equipment at Pandiabili end | 100000891 | 998734 |  | 18 |  | Digital Protection Coupler | EA | 1 |  | Included | 0 | 0 | 0
35 | 7000028320 | 200 | 1030 | 50 | Inst-PLCC Equipment at Pandiabili end | 100003517 | 998734 |  | 18 |  | HF CABLE FOR PLCC-75 OHM (KM) | KM | 1 |  | Included | 0 | 0 | 0
36 | 7000028320 | 200 | 1030 | 60 | Inst-PLCC Equipment at Pandiabili end | 100002762 | 998734 |  | 18 |  | PLCC-Equipments-Telephone Instruments (2 wire) | EA | 1 |  | Included | 0 | 0 | 0
37 | 7000028320 | 450 | 1035 | 10 | Inst-PLCC Equipment at Talchar end | 100000886 | 998734 |  | 18 |  | Coupling device for PLCC | EA | 1 |  | Included | 0 | 0 | 0
38 | 7000028320 | 450 | 1035 | 20 | Inst-PLCC Equipment at Talchar end | 100000888 | 998734 |  | 18 |  | Carrier Equipment Analog type (for Speech+Data & Speech+Protection) | EA | 1 |  | Included | 0 | 0 | 0
39 | 7000028320 | 450 | 1035 | 30 | Inst-PLCC Equipment at Talchar end | 100000890 | 998734 |  | 18 |  | Protection Coupler (Analog) | EA | 1 |  | Included | 0 | 0 | 0
40 | 7000028320 | 450 | 1035 | 40 | Inst-PLCC Equipment at Talchar end | 100000891 | 998734 |  | 18 |  | Digital Protection Coupler | EA | 1 |  | Included | 0 | 0 | 0
41 | 7000028320 | 450 | 1035 | 50 | Inst-PLCC Equipment at Talchar end | 100003517 | 998734 |  | 18 |  | HF CABLE FOR PLCC-75 OHM (KM) | KM | 1 |  | Included | 0 | 0 | 0
42 | 7000028320 | 450 | 1035 | 60 | Inst-PLCC Equipment at Talchar end | 100002762 | 998734 |  | 18 |  | PLCC-Equipments-Telephone Instruments (2 wire) | EA | 1 |  | Included | 0 | 0 | 0
43 | 7000028320 | 310 | 1040 | 10 | Inst-Power&Control Cable (LS) | 100002181 | 998736 |  | 18 |  | 1.1kV grade Power Cables (PVCinsulated)along withlugs,glands,straight joints &accessories,etc. | LS | 1 |  | Included | 0 | 0 | 0
44 | 7000028320 | 310 | 1040 | 20 | Inst-Power&Control Cable (LS) | 100002182 | 998736 |  | 18 |  | 1.1kV grade Control Cables (PVCinsulated) along withlugs,glands,straight joints &accessories,etc. | LS | 1 |  | Included | 0 | 0 | 0
45 | 7000028320 | 360 | 1060 | 10 | service-civil work | 100004518 | 995433 |  | 18 |  | Excavation in all kind of soil including rock for all leads and lifts, backfilling, disposal of surplus earth within a lead up to2Km as per technical specification. The surplus earth shall be roughly graded . | M3 | 1837 |  | Included | 0 | 0 | 0
46 | 7000028320 | 360 | 1060 | 20 | service-civil work | 100011662 | 995433 |  | 18 |  | Excavation in hard rock which require blasting (including chemical blasting and rock excavated using specialized tools) for allfoundation works including stacking, measuring, disposal etc.for all leads and lifts as per technical specification. | M3 | 1224 |  | Included | 0 | 0 | 0
47 | 7000028320 | 360 | 1060 | 30 | service-civil work | 100001325 | 995454 |  | 18 |  | Providing and laying of Plain Cement Concrete (PCC) (1:4:8) | M3 | 77 |  | Included | 0 | 0 | 0
48 | 7000028320 | 360 | 1060 | 40 | service-civil work | 100001326 | 995454 |  | 18 |  | Providing and laying of Plain Cement Concrete (PCC) (1:2:4) | M3 | 5 |  | Included | 0 | 0 | 0
49 | 7000028320 | 360 | 1060 | 50 | service-civil work | 100001328 | 995454 |  | 18 |  | Providing and laying Plain Cement Concrete 1:5:10 (1 cement : 5 sand : 10 brick aggregate) | M3 | 92 |  | Included | 0 | 0 | 0
50 | 7000028320 | 360 | 1060 | 60 | service-civil work | 100016607 | 995451 |  | 18 |  | Providing and laying of Reinforced Cement Concrete M30 including pre cast, shuttering, Grouting of pockets & underpinning butexcluding steel reinforcement | M3 | 550 |  | Included | 0 | 0 | 0
51 | 7000028320 | 360 | 1060 | 70 | service-civil work | 100016681 | 995454 |  | 18 |  | Reinforcement steel meeting corrosion resistance properties as per IS:1786 and manufacturer specificationâ€‹ | MT | 44 |  | Included | 0 | 0 | 0
52 | 7000028320 | 360 | 1060 | 90 | service-civil work | 100001714 | 995428 |  | 18 |  | Stone spreading in switchyard excluding PCC | M2 | 1200 |  | Included | 0 | 0 | 0
53 | 7000028320 | 360 | 1060 | 100 | service-civil work | 100001713 | 995424 |  | 18 |  | Antiweed treatment | M2 | 1200 |  | Included | 0 | 0 | 0
54 | 7000028320 | 360 | 1060 | 110 | service-civil work | 100008110 | 995421 |  | 18 |  | 3.75m wide Bitumen road with earthen shoulder including 100 mm dia RCC Hume Pipe @ 100 metre interval as per drawing and TS (as perDSR item no 16.35 and 16.30.1) and including 225 mm thick WBM in three equal layers of 75 mm each as per CPWD specification. | M2 | 188 |  | Included | 0 | 0 | 0
55 | 7000028320 | 360 | 1060 | 120 | service-civil work | 100008611 | 995477 |  | 18 |  | Swtichyard fencing: Providing and fixing fencing of GI barbed wire consisting of galvanized MS tubular posts at 3 m intervals; GIbarded wire shall run horizontally from post to post at a spacing of 300 mm (vertically) and a cross formation in each panel,complete as per technical specification and drawing. | M | 50 |  | Included | 0 | 0 | 0
56 | 7000028320 | 360 | 1060 | 130 | service-civil work | 100020960 | 995461 |  | 18 |  | RCC culvert crossings including supplying and laying hume pipe 250mm dia of grade (NP-3) excluding concrete as per specification. | M | 10 |  | Included | 0 | 0 | 0
57 | 7000028320 | 360 | 1060 | 140 | service-civil work | 100020961 | 995461 |  | 18 |  | RCC culvert crossings including supplying and laying hume pipe 300mm dia of grade (NP-3) excluding concrete as per specification. | M | 10 |  | Included | 0 | 0 | 0
58 | 7000028320 | 360 | 1060 | 150 | service-civil work | 100020962 | 995461 |  | 18 |  | RCC culvert crossings including supplying and laying hume pipe 450mm dia of grade (NP-3) excluding concrete as per specification. | M | 10 |  | Included | 0 | 0 | 0
59 | 7000028320 | 360 | 1060 | 160 | service-civil work | 100001412 | 995462 |  | 18 |  | Drain including culverts but excluding concrete & reinforcement steel-Section A-A | M | 25 |  | Included | 0 | 0 | 0
60 | 7000028320 | 360 | 1060 | 170 | service-civil work | 100001413 | 995462 |  | 18 |  | Drain including culverts but excluding concrete & reinforcement steel-Section B-B | M | 50 |  | Included | 0 | 0 | 0
61 | 7000028320 | 360 | 1060 | 180 | service-civil work | 100001414 | 995462 |  | 18 |  | Drain including culverts but excluding concrete & reinforcement steel-Section C-C | M | 15 |  | Included | 0 | 0 | 0
62 | 7000028320 | 360 | 1060 | 190 | service-civil work | 100001415 | 995462 |  | 18 |  | Drain including culverts but excluding concrete & reinforcement steel-Section D-D | M | 10 |  | Included | 0 | 0 | 0
63 | 7000028320 | 360 | 1060 | 200 | service-civil work | 100001479 | 995454 |  | 18 |  | Cable Trench including all types of crossings, all metallic works and sump pit including concrte and reinforcement steel Section 3-3 | M | 50 |  | Included | 0 | 0 | 0
64 | 7000028320 | 360 | 1060 | 210 | service-civil work | 100001480 | 995454 |  | 18 |  | Cable Trench including all types of crossings, all metallic works and sump pit including concrte and reinforcement steel Section 4-4 | M | 50 |  | Included | 0 | 0 | 0
65 | 7000028320 | 360 | 1060 | 220 | service-civil work | 100002911 | 995432 |  | 18 |  | Earthwork in excavation & filling in all types of soil and soft/disintegrated rock in open areas/nallas/channels, to the requiredslopes, shapes, levels, elevations and profile, including trimming of bottom and slopes of excavation, bailing out rain(dewatering), pumping, removal of slush, preparing embankments/marginal banks, loosening, dressing, spreading material in layers notexceeding 200mm, as per direction of Engineer-in-Charge, water flooding, compacting to achieve 95% consolidation at optimum moisturecontent, finishing etc. all complete, for all leads and lifts within leveling boundary, including disposal of surplus earth andstacking of unsuitable material within a lead of 2.0 Km beyond substation boundary, with all labour, material, tools, tackles andequipment, safeguards and incidentals, Royalty,taxes etc. as necessary, as per drawings, specification and directions of theEngineer-in-Charge. Clearing of jungle is included in this item. (Only excavation/cutting will be measured for payment purpose.) | M3 | 1632 |  | Included | 0 | 0 | 0
66 | 7000028320 | 360 | 1060 | 230 | service-civil work | 100002583 | 995432 |  | 18 |  | Supply of earth (excluding rock & boulders) at site including royalty, carriage and filling in specified areas in layers notexceeding 200mm in depth, compacting under optimum moisture condition to achieve 95% of Proctor density, finishing etc. allcomplete, for all leads & lifts, with all labour, material, tools, tackles, equipments, safeguards & incidentals as necessary as perdrawings, specification and direction of the Engineer- in- Charge. | M3 | 2448 |  | Included | 0 | 0 | 0
67 | 7000028320 | 360 | 1060 | 240 | service-civil work | 100002914 | 995432 |  | 18 |  | Earthwork in excavation in Hard rocks in open areas/nallas/ channels, to the required slopes, shapes, levels, elevations andprofile, including trimming of bottom and slopes of excavation and stacking and disposal of rock for a lead up to 2.0 KM beyondleveling boundary and all lifts , with all labour, material, tools, tackles and equipment, safeguards and incidentals,Royalty,taxesetc. as per directions of the Engineer-in-Charge. Serviceable material if available shall be stacked at site as identified byEngineer-in-Charge.(50% void deduction from stack measurement) | M3 | 816 |  | Included | 0 | 0 | 0
68 | 7000028320 | 360 | 1060 | 260 | service-civil work | 100001542 | 995429 |  | 18 |  | Dismantling & Re-erection of Existing fence | M | 50 |  | Included | 0 | 0 | 0
69 | 7000028320 | 360 | 1060 | 270 | service-civil work | 100001447 | 995429 |  | 18 |  | Dismantling of existing fencing | M | 50 |  | Included | 0 | 0 | 0
70 | 7000028320 | 360 | 1060 | 280 | service-civil work | 100039866 | 995432 |  | 18 |  | Soil Investigation for 02 borehole locations: As per technical specification including all laboratory and field tests, report andrecommendations. | LOT | 1 |  | Included | 0 | 0 | 0
71 | 7000028320 | 370 | 1070 | 10 | service- erection steel structure | 100001210 | 995455 |  | 18 |  | Erection of Lattice Structures (MS Steel), to be designed during detailed engineering, for towers, beams and equipment supportstructure including pack plates / packwashers and gusset plates excluding fasteners and foundation bolts | MT | 85 |  | Included | 0 | 0 | 0
72 | 7000028320 | 370 | 1070 | 20 | service- erection steel structure | 100001209 | 995455 |  | 18 |  | Erection of Lattice Structures (HT Steel), to be designed during detailed engineering, for towers, beams and equipment supportstructure including pack plates / packwashers and gusset plates excluding fasteners and foundation bolts. | MT | 24 |  | Included | 0 | 0 | 0
73 | 7000028320 | 370 | 1070 | 30 | service- erection steel structure | 100001680 | 995455 |  | 18 |  | Erection of fasteners ( nuts, bolts and washers ) including step bolts for lattice and pipe structures to be designed duringdetailed engineering | MT | 5 |  | Included | 0 | 0 | 0
74 | 7000028320 | 370 | 1070 | 40 | service- erection steel structure | 100001681 | 995455 |  | 18 |  | Erection of foundation bolts including nuts, checknut and washers for lattice and pipe structures to be designed during detailedengineering | MT | 7 |  | Included | 0 | 0 | 0
75 | 7000028320 | 520 | 1100 | 20 | PMU & associated items (Pandiabili) | 170000502 | 998713 |  | 18 |  | Service:- Phasor Measurement Unit (PMU) | EA | 1 |  | Included | 0 | 0 | 0
76 | 7000028320 | 520 | 1100 | 30 | PMU & associated items (Pandiabili) | 170000530 | 998734 |  | 18 |  | WAMS TIME SYSTEM(GPS RECEIVER) | EA | 1 |  | Included | 0 | 0 | 0
77 | 7000028320 | 520 | 1100 | 40 | PMU & associated items (Pandiabili) | 170004701 | 998734 |  | 18 |  | SUBSTATION GRADE Layer 2 LAN SWITCH | EA | 1 |  | Included | 0 | 0 | 0
78 | 7000028320 | 520 | 1100 | 50 | PMU & associated items (Pandiabili) | 170004700 | 998734 |  | 18 |  | SUBSTATION GRADE Layer 3 LAN SWITCH | EA | 1 |  | Included | 0 | 0 | 0
79 | 7000028320 | 520 | 1100 | 60 | PMU & associated items (Pandiabili) | 170000504 | 998713 |  | 18 |  | Services:- Armored Fibre Optic Cable and associated termination equipment | LOT | 1 |  | Included | 0 | 0 | 0
80 | 7000028320 | 520 | 1100 | 70 | PMU & associated items (Pandiabili) | 170003449 | 998316 |  | 18 |  | SUPPLY, INSTALLATION, TESTING AND COMMISSIONING OF LIU-FO PATCH PANEL-12 PORT | EA | 2 |  | Included | 0 | 0 | 0
81 | 7000028320 | 520 | 1100 | 80 | PMU & associated items (Pandiabili) | 170000501 | 998734 |  | 18 |  | Integration of PMU with the PDC (Phasor Data Concentrator) of RLDCs and respective SLDCs as required. | LOT | 1 |  | Included | 0 | 0 | 0
82 | 7000028320 | 760 | 1130 | 10 | Service- Telecome eqpt | 100002812 | 998734 |  | 18 |  | SDH Equipment (STM-16 MADM upto 5 MSP protected directions)-Base Equipment (Common cards, Cross Connect/control cards, optical basecards, power supply cards, power cabling, other hardware and accessories including sub racks, patch cord, DDF etc fully equipedexcluding optical interface & Tributary cards | EA | 1 |  | Included | 0 | 0 | 0
83 | 7000028320 | 760 | 1130 | 20 | Service- Telecome eqpt | 170000433 | 998734 |  | 18 |  | Optical Interface Cards/SFP# -S16.1 for SDH Equipment-STM-16 | EA | 4 |  | Included | 0 | 0 | 0
84 | 7000028320 | 760 | 1130 | 30 | Service- Telecome eqpt | 100002825 | 998734 |  | 18 |  | Tributary interface- E1 interface (Minimum 16 nos.) | SET | 2 |  | Included | 0 | 0 | 0
85 | 7000028320 | 760 | 1130 | 40 | Service- Telecome eqpt | 170000550 | 998336 |  | 18 |  | Ethernet Interface 10/100 Base T with Layer-2 switching (Min 8 Interfaces per card) | EA | 2 |  | Included | 0 | 0 | 0
86 | 7000028320 | 760 | 1130 | 50 | Service- Telecome eqpt | 100002829 | 998734 |  | 18 |  | Tributary interface-Gigabit Ethernet Interfaces 10/100 Mbps with Layer -2 Switching (minimum 2 nos.) | SET | 1 |  | Included | 0 | 0 | 0
87 | 7000028320 | 760 | 1130 | 60 | Service- Telecome eqpt | 170000375 | 998734 |  | 18 |  | Equipment Cabinets-For SDH Equipments | EA | 1 |  | Included | 0 | 0 | 0
88 | 7000028320 | 760 | 1130 | 70 | Service- Telecome eqpt | 170004394 | 998336 |  | 18 |  | Fibre Optic Approach cabling: Including installation hardware like GI pipe, elbow, conduits, accessories etc.: 24 Fibre | KM | 1 |  | Included | 0 | 0 | 0
89 | 7000028320 | 760 | 1130 | 80 | Service- Telecome eqpt | 170000356 | 998336 |  | 18 |  | Fibre Optic Distribution Panel (FODP): Indoor Type: FC Coupling and mounted on ETSI 19" rack or slimline rack: Type 2 (96 Fibre) | EA | 2 |  | Included | 0 | 0 | 0
90 | 7000028320 | 760 | 1130 | 90 | Service- Telecome eqpt | 170000551 | 998336 |  | 18 |  | VOIP telephone instrument with one common switch (min. 8 port) | EA | 1 |  | Included | 0 | 0 | 0
| RANGPO | [15 empty] | Revaluation of J column | Tax Calculation
1 | 7000028321 | 560 | 170 | 20 | GIS Portion-145kV, 31.5kA GIS EQUIPMENT | 100004753 | 998736 |  | 18 |  | 145kV, 1600, 31.5kA, for 1 sec SF6 GIS Bus bar Extension module as per Section-Project, Technical specification | SET | 2 |  | Included | 0 | 0 | 0
2 | 7000028321 | 560 | 170 | 50 | GIS Portion-145kV, 31.5kA GIS EQUIPMENT | 100000525 | 998736 |  | 18 |  | 145kV, 1250 A, 31.5 kA, 3-Phase SF6 GIS Line feeder bay module for connecting Overhead line (Air/SF6) with GIS through gasinsulated interconnection bus etc. to complete feeder bay module | SET | 2 |  | Included | 0 | 0 | 0
3 | 7000028321 | 560 | 170 | 60 | GIS Portion-145kV, 31.5kA GIS EQUIPMENT | 100002415 | 998736 |  | 18 |  | 145 Kv SF6 Gas Insulated Bus Duct (GIB)outside GIS hall including Bus Ductsupport structure and associatedaccessories for 1250A, 31.5kA, 1secthree phase | M | 200 |  | Included | 0 | 0 | 0
4 | 7000028321 | 560 | 170 | 70 | GIS Portion-145kV, 31.5kA GIS EQUIPMENT | 100003241 | 998736 |  | 18 |  | 145kV, 1250A, 31.5kA SF6/Air Bushing for Connecting GIS to AIS alongwith support structure | SET | 6 |  | Included | 0 | 0 | 0
5 | 7000028321 | 570 | 180 | 10 | 145kV, 31.5kA AIS EQUIPMENT | 100000587 | 998736 |  | 18 |  | 120kV Surge Arrester(1-phase) | EA | 6 |  | Included | 0 | 0 | 0
6 | 7000028321 | 570 | 180 | 20 | 145kV, 31.5kA AIS EQUIPMENT | 100001908 | 998736 |  | 18 |  | 145kV ,1 phase Bus Post Insulators | EA | 12 |  | Included | 0 | 0 | 0
7 | 7000028321 | 570 | 180 | 30 | 145kV, 31.5kA AIS EQUIPMENT | 100000559 | 998736 |  | 18 |  | 145 kV, 8800pf, 1-phase Capacitive Voltage Transformer | EA | 6 |  | Included | 0 | 0 | 0
8 | 7000028321 | 570 | 180 | 40 | 145kV, 31.5kA AIS EQUIPMENT | 100015346 | 998734 |  | 18 |  | 132 kV, 800A, 0.5mH, 31.5kA Line Trap | EA | 2 |  | Included | 0 | 0 | 0
9 | 7000028321 | 580 | 190 | 10 | Erection HW for 132 kV DM Type | 100002165 | 998731 |  | 18 |  | Erection Hardware for 132kV DM type layout for GIS termination arrangement-Line bay as per technical specification | SET | 2 |  | Included | 0 | 0 | 0
10 | 7000028321 | 590 | 200 | 10 | CRP for 132 kV Bays with SAS | 100000746 | 998736 |  | 18 |  | 132kV Line Protection Panel (with Automation) | EA | 2 |  | Included | 0 | 0 | 0
11 | 7000028321 | 590 | 200 | 20 | CRP for 132 kV Bays with SAS | 100016777 | 998736 |  | 18 |  | 132kV Circuit Breaker Relay Panel (with Automation) | EA | 2 |  | Included | 0 | 0 | 0
12 | 7000028321 | 590 | 200 | 30 | CRP for 132 kV Bays with SAS | 100000750 | 998736 |  | 18 |  | Augmentation of existing 132kV bus bar protection scheme.(No. of bays as per specification)-(with Automation) | SET | 1 |  | Included | 0 | 0 | 0
13 | 7000028321 | 600 | 210 | 10 | SAS | 100002071 | 998736 |  | 18 |  | Augmentation of Substation automation System for 132kV bay as per Technical Specification | EA | 1 |  | Included | 0 | 0 | 0
14 | 7000028321 | 610 | 220 | 10 | PLCC 132kV Rangpo end | 100000886 | 998734 |  | 18 |  | Coupling device for PLCC | EA | 1 |  | Included | 0 | 0 | 0
15 | 7000028321 | 610 | 220 | 20 | PLCC 132kV Rangpo end | 100000888 | 998734 |  | 18 |  | Carrier Equipment Analog type (for Speech+Data & Speech+Protection) | EA | 1 |  | Included | 0 | 0 | 0
16 | 7000028321 | 610 | 220 | 30 | PLCC 132kV Rangpo end | 100000890 | 998734 |  | 18 |  | Protection Coupler (Analog) | EA | 1 |  | Included | 0 | 0 | 0
17 | 7000028321 | 610 | 220 | 40 | PLCC 132kV Rangpo end | 100000891 | 998734 |  | 18 |  | Digital Protection Coupler | EA | 1 |  | Included | 0 | 0 | 0
18 | 7000028321 | 610 | 220 | 50 | PLCC 132kV Rangpo end | 100003517 | 998734 |  | 18 |  | HF CABLE FOR PLCC-75 OHM (KM) | KM | 0.5 |  | Included | 0 | 0 | 0
19 | 7000028321 | 620 | 230 | 10 | PLCC 132kV Rammam end | 100000886 | 998734 |  | 18 |  | Coupling device for PLCC | EA | 1 |  | Included | 0 | 0 | 0
20 | 7000028321 | 620 | 230 | 20 | PLCC 132kV Rammam end | 100000888 | 998734 |  | 18 |  | Carrier Equipment Analog type (for Speech+Data & Speech+Protection) | EA | 1 |  | Included | 0 | 0 | 0
21 | 7000028321 | 620 | 230 | 30 | PLCC 132kV Rammam end | 100000890 | 998734 |  | 18 |  | Protection Coupler (Analog) | EA | 1 |  | Included | 0 | 0 | 0
22 | 7000028321 | 620 | 230 | 40 | PLCC 132kV Rammam end | 100000891 | 998734 |  | 18 |  | Digital Protection Coupler | EA | 1 |  | Included | 0 | 0 | 0
23 | 7000028321 | 620 | 230 | 50 | PLCC 132kV Rammam end | 100003517 | 998734 |  | 18 |  | HF CABLE FOR PLCC-75 OHM (KM) | KM | 0.5 |  | Included | 0 | 0 | 0
24 | 7000028321 | 630 | 240 | 10 | POWER & CONTROL CABLE | 100002181 | 998736 |  | 18 |  | 1.1kV grade Power Cables (PVCinsulated)along withlugs,glands,straight joints &accessories,etc. | LS | 1 |  | Included | 0 | 0 | 0
25 | 7000028321 | 630 | 240 | 20 | POWER & CONTROL CABLE | 100002182 | 998736 |  | 18 |  | 1.1kV grade Control Cables (PVCinsulated) along withlugs,glands,straight joints &accessories,etc. | LS | 1 |  | Included | 0 | 0 | 0
26 | 7000028321 | 640 | 250 | 10 | ILLUMINATION SYSTEM | 100001021 | 995461 |  | 18 |  | Lighting Panel type ACP-2 as per technical specification | EA | 2 |  | Included | 0 | 0 | 0
27 | 7000028321 | 640 | 250 | 20 | ILLUMINATION SYSTEM | 100001052 | 998731 |  | 18 |  | 63A, 415V : Interlocked switch socket outdoor Receptacle (type RP) as per technical specifications | EA | 1 |  | Included | 0 | 0 | 0
28 | 7000028321 | 640 | 250 | 30 | ILLUMINATION SYSTEM | 100004930 | 998731 |  | 18 |  | LED Flood Light Luminaries Type-FL-1 as per technical specification | EA | 5 |  | Included | 0 | 0 | 0
29 | 7000028321 | 640 | 250 | 40 | ILLUMINATION SYSTEM | 100004926 | 998731 |  | 18 |  | Lighting Fixture LED Luminaires type FL2 as per tech. specifications | EA | 5 |  | Included | 0 | 0 | 0
30 | 7000028321 | 640 | 250 | 50 | ILLUMINATION SYSTEM | 100008185 | 998736 |  | 18 |  | Indoor Lightning for GIS Building (As per Technical specification) including AHU & Relay Rooms as applicable | SET | 1 |  | Included | 0 | 0 | 0
31 | 7000028321 | 640 | 250 | 60 | ILLUMINATION SYSTEM | 100001020 | 998731 |  | 18 |  | Lighting Panel (Indoor) type ACP-1 as per technical specification | EA | 2 |  | Included | 0 | 0 | 0
32 | 7000028321 | 650 | 280 | 10 | 132kV String Insulator and harwares | 100017056 | 998731 |  | 18 |  | 132KV TENSION INSULATOR STRING AND ASSOCIATED HARDWARE FITTINGS WITHOUT TURN BUCKLE SUITABLE FOR SINGLE CONDUCTOR | EA | 6 |  | Included | 0 | 0 | 0
33 | 7000028321 | 650 | 280 | 20 | 132kV String Insulator and harwares | 100017055 | 998731 |  | 18 |  | 132KV TENSION INSULATOR STRING AND ASSOCIATED HARDWARE FITTINGS WITH TURN BUCKLE SUITABLE FOR SINGLE CONDUCTOR | EA | 12 |  | Included | 0 | 0 | 0
34 | 7000028321 | 650 | 280 | 30 | 132kV String Insulator and harwares | 100017112 | 998731 |  | 18 |  | 132KV SUSPENSION INSULATOR STRING AND ASSOCIATED HARDWARE FITTINGS WITH DROP CLAMP SUITABLE FOR SINGLE CONDUCTOR | EA | 12 |  | Included | 0 | 0 | 0
35 | 7000028321 | 660 | 320 | 10 | GIS common eqpt | 100003603 | 998736 |  | 18 |  | EOT Crane Extension for GIS Building for 132kV GIS station | SET | 1 |  | Included | 0 | 0 | 0
36 | 7000028321 | 680 | 330 | 10 | VMS | 100002500 | 998731 |  | 18 |  | Color IP camera, with PAN, TILT and ZOOM facilities, alongwith all required Items, Accessories, Line Interface units, Fiber patchcords, Power supply units, Junction Boxes, Cables, Fiber Optic Cables, etc., and including Integration in existing Hardware andSoftware for Augmentation of Visual Monitoring System as per technical specification. | SET | 1 |  | Included | 0 | 0 | 0
37 | 7000028321 | 670 | 340 | 10 | Air conditioning | 100000960 | 995463 |  | 18 |  | High wall type split AC unit of 2 TR capacity | EA | 4 |  | Included | 0 | 0 | 0
38 | 7000028321 | 720 | 360 | 10 | Civil Service | 100004518 | 995433 |  | 18 |  | Excavation in all kind of soil including rock for all leads and lifts, backfilling, disposal of surplus earth within a lead up to2Km as per technical specification. The surplus earth shall be roughly graded . | M3 | 1171 |  | Included | 0 | 0 | 0
39 | 7000028321 | 720 | 360 | 20 | Civil Service | 100011662 | 995433 |  | 18 |  | Excavation in hard rock which require blasting (including chemical blasting and rock excavated using specialized tools) for allfoundation works including stacking, measuring, disposal etc.for all leads and lifts as per technical specification. | M3 | 200 |  | Included | 0 | 0 | 0
40 | 7000028321 | 720 | 360 | 30 | Civil Service | 100001325 | 995454 |  | 18 |  | Providing and laying of Plain Cement Concrete (PCC) (1:4:8) | M3 | 73 |  | Included | 0 | 0 | 0
41 | 7000028321 | 720 | 360 | 40 | Civil Service | 100001326 | 995454 |  | 18 |  | Providing and laying of Plain Cement Concrete (PCC) (1:2:4) | M3 | 27 |  | Included | 0 | 0 | 0
42 | 7000028321 | 720 | 360 | 50 | Civil Service | 100001328 | 995454 |  | 18 |  | Providing and laying Plain Cement Concrete 1:5:10 (1 cement : 5 sand : 10 brick aggregate) | M3 | 60 |  | Included | 0 | 0 | 0
43 | 7000028321 | 720 | 360 | 60 | Civil Service | 100001327 | 995454 |  | 18 |  | Providing and laying of Reinforced Cement Concrete M25 mix including pre cast, shuttering, Grouting of pockets & underpinning butexcluding steel reinforcement | M3 | 397 |  | Included | 0 | 0 | 0
44 | 7000028321 | 720 | 360 | 70 | Civil Service | 100001329 | 995454 |  | 18 |  | Steel Reinforcement | MT | 32 |  | Included | 0 | 0 | 0
45 | 7000028321 | 720 | 360 | 80 | Civil Service | 100001331 | 995455 |  | 18 |  | Misc. Structural steel including rails, embedments, edge protection angles, gratings etc. but excluding the reinforcement steel andsteel for lattice and pipe structures. | MT | 10 |  | Included | 0 | 0 | 0
46 | 7000028321 | 720 | 360 | 90 | Civil Service | 100001714 | 995428 |  | 18 |  | Stone spreading in switchyard excluding PCC | M2 | 800 |  | Included | 0 | 0 | 0
47 | 7000028321 | 720 | 360 | 100 | Civil Service | 100001713 | 995424 |  | 18 |  | Antiweed treatment | M2 | 800 |  | Included | 0 | 0 | 0
48 | 7000028321 | 720 | 360 | 110 | Civil Service | 100001379 | 995421 |  | 18 |  | 3.75m wide Concrete road (including all crossings) as per drawing except reinforcement & concrete in Switchyard | M2 | 75 |  | Included | 0 | 0 | 0
49 | 7000028321 | 720 | 360 | 120 | Civil Service | 170002351 | 995421 |  | 18 |  | DISMANTLING OF EXISTING -CONCRETE ROAD . | M2 | 75 |  | Included | 0 | 0 | 0
50 | 7000028321 | 720 | 360 | 130 | Civil Service | 100003972 | 995416 |  | 18 |  | EXTENSION OF 132 KV GIS HALL BUILDING (RCC) EXCLUDING EXCAVATION,PCC,RCC AND REINFORCEMENT BUT INCLUDING FINISHING (INTERNAL &EXTERNAL) & ALL CIVIL WORKS INCLUDING INTERNAL FOUNATIONS AND CABLE TRENCH ETC. COMPLETE IN ALL RESPECT AS PER SPECIFICATION | M2 | 60 |  | Included | 0 | 0 | 0
51 | 7000028321 | 720 | 360 | 140 | Civil Service | 100001694 | 995416 |  | 18 |  | 132 kV Panel Room - Civil Works. All civil works as per drawing and specifications complete, including - brickwork, finishing(external and internal), windows etc.However excavation, PCC, RCC and reinforcement shall be paid separately as per BPS. | M2 | 25 |  | Included | 0 | 0 | 0
52 | 7000028321 | 720 | 360 | 150 | Civil Service | 100001391 | 995477 |  | 18 |  | New chain Link Fencing excluding concrete | M | 100 |  | Included | 0 | 0 | 0
53 | 7000028321 | 720 | 360 | 160 | Civil Service | 100001542 | 995429 |  | 18 |  | Dismantling & Re-erection of Existing fence | M | 100 |  | Included | 0 | 0 | 0
54 | 7000028321 | 720 | 360 | 170 | Civil Service | 100001735 | 995462 |  | 18 |  | RCC culverts and cable trench crossings including supplying and laying hume pipe 250mm dia of grade (NP-3) excluding concrete as perspecification. | M | 10 |  | Included | 0 | 0 | 0
55 | 7000028321 | 720 | 360 | 180 | Civil Service | 100001736 | 995462 |  | 18 |  | RCC culverts and cable trench crossings including supplying and laying hume pipe 300mm dia of grade (NP-3) excluding concrete as perspecification. | M | 20 |  | Included | 0 | 0 | 0
56 | 7000028321 | 720 | 360 | 190 | Civil Service | 100001737 | 995462 |  | 18 |  | RCC culverts and cable trench crossings including supplying and laying hume pipe 450mm dia of grade (NP-3) excluding concrete as perspecification. | M | 10 |  | Included | 0 | 0 | 0
57 | 7000028321 | 720 | 360 | 200 | Civil Service | 100001412 | 995462 |  | 18 |  | Drain including culverts but excluding concrete & reinforcement steel-Section A-A | M | 10 |  | Included | 0 | 0 | 0
58 | 7000028321 | 720 | 360 | 210 | Civil Service | 100001413 | 995462 |  | 18 |  | Drain including culverts but excluding concrete & reinforcement steel-Section B-B | M | 10 |  | Included | 0 | 0 | 0
59 | 7000028321 | 720 | 360 | 220 | Civil Service | 100001414 | 995462 |  | 18 |  | Drain including culverts but excluding concrete & reinforcement steel-Section C-C | M | 10 |  | Included | 0 | 0 | 0
60 | 7000028321 | 720 | 360 | 230 | Civil Service | 100001415 | 995462 |  | 18 |  | Drain including culverts but excluding concrete & reinforcement steel-Section D-D | M | 10 |  | Included | 0 | 0 | 0
61 | 7000028321 | 720 | 360 | 240 | Civil Service | 100001392 | 995455 |  | 18 |  | Switchyard Gate excluding Concrete | EA | 1 |  | Included | 0 | 0 | 0
62 | 7000028321 | 720 | 360 | 250 | Civil Service | 100002911 | 995432 |  | 18 |  | Earthwork in excavation & filling in all types of soil and soft/disintegrated rock in open areas/nallas/channels, to the requiredslopes, shapes, levels, elevations and profile, including trimming of bottom and slopes of excavation, bailing out rain(dewatering), pumping, removal of slush, preparing embankments/marginal banks, loosening, dressing, spreading material in layers notexceeding 200mm, as per direction of Engineer-in-Charge, water flooding, compacting to achieve 95% consolidation at optimum moisturecontent, finishing etc. all complete, for all leads and lifts within leveling boundary, including disposal of surplus earth andstacking of unsuitable material within a lead of 2.0 Km beyond substation boundary, with all labour, material, tools, tackles andequipment, safeguards and incidentals, Royalty,taxes etc. as necessary, as per drawings, specification and directions of theEngineer-in-Charge. Clearing of jungle is included in this item. (Only excavation/cutting will be measured for payment purpose.) | M3 | 50 |  | Included | 0 | 0 | 0
63 | 7000028321 | 730 | 370 | 10 | Non Standard Structures(Civil Works) | 100001210 | 995455 |  | 18 |  | Erection of Lattice Structures (MS Steel), to be designed during detailed engineering, for towers, beams and equipment supportstructure including pack plates / packwashers and gusset plates excluding fasteners and foundation bolts | MT | 20 |  | Included | 0 | 0 | 0
64 | 7000028321 | 730 | 370 | 20 | Non Standard Structures(Civil Works) | 100001680 | 995455 |  | 18 |  | Erection of fasteners ( nuts, bolts and washers ) including step bolts for lattice and pipe structures to be designed duringdetailed engineering | MT | 2 |  | Included | 0 | 0 | 0
65 | 7000028321 | 730 | 370 | 30 | Non Standard Structures(Civil Works) | 100001681 | 995455 |  | 18 |  | Erection of foundation bolts including nuts, checknut and washers for lattice and pipe structures to be designed during detailedengineering | MT | 3 |  | Included | 0 | 0 | 0
66 | 7000028321 | 1110 | 400 | 10 | LT Switchgear | 100000896 | 998736 |  | 18 |  | 415V ACDB (Extn.) | SET | 1 |  | Included | 0 | 0 | 0
67 | 7000028321 | 1350 | 440 | 10 | Telecom Eqpt Service | 100002812 | 998734 |  | 18 |  | SDH Equipment (STM-16 MADM upto 5 MSP protected directions)-Base Equipment (Common cards, Cross Connect/control cards, optical basecards, power supply cards, power cabling, other hardware and accessories including sub racks, patch cord, DDF etc fully equipedexcluding optical interface & Tributary cards | EA | 1 |  | Included | 0 | 0 | 0
68 | 7000028321 | 1350 | 440 | 20 | Telecom Eqpt Service | 170000433 | 998734 |  | 18 |  | Optical Interface Cards/SFP# -S16.1 for SDH Equipment-STM-16 | EA | 4 |  | Included | 0 | 0 | 0
69 | 7000028321 | 1350 | 440 | 30 | Telecom Eqpt Service | 100002825 | 998734 |  | 18 |  | Tributary interface- E1 interface (Minimum 16 nos.) | SET | 2 |  | Included | 0 | 0 | 0
70 | 7000028321 | 1350 | 440 | 40 | Telecom Eqpt Service | 170000550 | 998336 |  | 18 |  | Ethernet Interface 10/100 Base T with Layer-2 switching (Min 8 Interfaces per card) | EA | 2 |  | Included | 0 | 0 | 0
71 | 7000028321 | 1350 | 440 | 50 | Telecom Eqpt Service | 100002829 | 998734 |  | 18 |  | Tributary interface-Gigabit Ethernet Interfaces 10/100 Mbps with Layer -2 Switching (minimum 2 nos.) | SET | 1 |  | Included | 0 | 0 | 0
72 | 7000028321 | 1350 | 440 | 60 | Telecom Eqpt Service | 170000375 | 998734 |  | 18 |  | Equipment Cabinets-For SDH Equipments | EA | 1 |  | Included | 0 | 0 | 0
73 | 7000028321 | 1350 | 440 | 70 | Telecom Eqpt Service | 170004394 | 998336 |  | 18 |  | Fibre Optic Approach cabling: Including installation hardware like GI pipe, elbow, conduits, accessories etc.: 24 Fibre | KM | 1 |  | Included | 0 | 0 | 0
74 | 7000028321 | 1350 | 440 | 80 | Telecom Eqpt Service | 170000551 | 998336 |  | 18 |  | VOIP telephone instrument with one common switch (min. 8 port) | EA | 2 |  | Included | 0 | 0 | 0
75 | 7000028321 | 1350 | 440 | 90 | Telecom Eqpt Service | 170000356 | 998336 |  | 18 |  | Fibre Optic Distribution Panel (FODP): Indoor Type: FC Coupling and mounted on ETSI 19" rack or slimline rack: Type 2 (96 Fibre) | EA | 2 |  | Included | 0 | 0 | 0
76 | 7000028321 | 1380 | 480 | 10 | Fire Protection System | 100002061 | 995461 |  | 18 |  | Fire Detection and Alarm System for 132kV GIS Hall | SET | 1 |  | Included | 0 | 0 | 0
77 | 7000028321 | 1380 | 480 | 20 | Fire Protection System | 100004863 | 998736 |  | 18 |  | HYDRANT SYSTEM, COMPLETE PIPING ANDACCESSORIES ETC. OUTSIDE THE PUMP HOUSEFOR 132KV SS | SET | 1 |  | Included | 0 | 0 | 0
| MISA SS NERES-XXVIII | [15 empty] | Revaluation of J column | Tax Calculation
1 | 7000028322 | 930 | 190 | 10 | GIS PORTION SERVICE 420KV GIS EQPT | 100001840 | 998736 |  | 18 |  | 420kV, 3150 A, 63 kA, SF6 GIS Bus Reactor bay module as per Section-Project, Technical specification | SET | 1 |  | Included | 0 | 0 | 0
2 | 7000028322 | 930 | 190 | 20 | GIS PORTION SERVICE 420KV GIS EQPT | 100002392 | 998736 |  | 18 |  | 420kV, SF6 to Air Bushing alongwithassociated support structure for 3150A,63 kA for 1 sec. Single Phase | EA | 3 |  | Included | 0 | 0 | 0
3 | 7000028322 | 930 | 190 | 30 | GIS PORTION SERVICE 420KV GIS EQPT | 100002140 | 998736 |  | 18 |  | 420kV, 3000A/3150, 63kA, Single phase, SF6 Gas Insulated Bus Duct (GIB) outsideGIS Hall along with associated support structure | M | 450 |  | Included | 0 | 0 | 0
4 | 7000028322 | 930 | 190 | 40 | GIS PORTION SERVICE 420KV GIS EQPT | 100003557 | 998736 |  | 18 |  | Extension of 420kV , 4000 A, 63 kA3 -phase SF6 GIS bus bar | SET | 2 |  | Included | 0 | 0 | 0
5 | 7000028322 | 930 | 190 | 50 | GIS PORTION SERVICE 420KV GIS EQPT | 100000268 | 998736 |  | 18 |  | Controlled Switching Device for 420 kV, 3-ph Circuit Breaker | EA | 2 |  | Included | 0 | 0 | 0
6 | 7000028322 | 930 | 190 | 60 | GIS PORTION SERVICE 420KV GIS EQPT | 100002132 | 998736 |  | 18 |  | 420kV, 3150 A, 63 kA, SF6 GIS Tie bay module(without PIR) as per Section-Project, Technical specification | SET | 1 |  | Included | 0 | 0 | 0
7 | 7000028322 | 940 | 200 | 10 | SERVICE 420KV AIS EQUIPMENTS | 100000328 | 998736 |  | 18 |  | 336kV Surge Arrester (1-phase) | EA | 3 |  | Included | 0 | 0 | 0
8 | 7000028322 | 940 | 200 | 20 | SERVICE 420KV AIS EQUIPMENTS | 100000340 | 998736 |  | 18 |  | 420 kV Bus Post Insulator (Except for wave traps) | EA | 6 |  | Included | 0 | 0 | 0
9 | 7000028322 | 950 | 210 | 10 | SERVICE RELAY & PROTECTION PANEL | 100016779 | 998736 |  | 18 |  | 400kV Circuit Breaker Relay Panel (with Automation) | EA | 2 |  | Included | 0 | 0 | 0
10 | 7000028322 | 950 | 210 | 20 | SERVICE RELAY & PROTECTION PANEL | 100000735 | 998736 |  | 18 |  | Augmentation of existing 400kV bus bar protection scheme.(No. of bays as per specification)-(with Automation) | SET | 1 |  | Included | 0 | 0 | 0
11 | 7000028322 | 950 | 210 | 30 | SERVICE RELAY & PROTECTION PANEL | 100000732 | 998736 |  | 18 |  | 400kV Reactor Protection Panel (with Automation) | EA | 1 |  | Included | 0 | 0 | 0
12 | 7000028322 | 960 | 220 | 10 | SERVICE SAS AUGMENTATION | 100002069 | 998736 |  | 18 |  | Augmentation of Substation automation System for 400kV Main bay as per Technical Specification | EA | 1 |  | Included | 0 | 0 | 0
13 | 7000028322 | 960 | 220 | 20 | SERVICE SAS AUGMENTATION | 100002075 | 998736 |  | 18 |  | Augmentation of Substation automation System for 400kV Tie bay as per Technical Specification | EA | 1 |  | Included | 0 | 0 | 0
14 | 7000028322 | 970 | 230 | 10 | SERVICE 420KV ERECTION HARWARE | 100002163 | 998731 |  | 18 |  | Erection Hardware for 400kV DM type layout for GIS termination arrangement-Bus Reactor bay as per technical specification | SET | 1 |  | Included | 0 | 0 | 0
15 | 7000028322 | 980 | 240 | 10 | SERVICE VENTILATION SYSTEM | 100001878 | 995463 |  | 18 |  | Ventillation system for 400kV GIS Hall Ext | SET | 1 |  | Included | 0 | 0 | 0
16 | 7000028322 | 990 | 250 | 10 | SERVICE POWER & CONTRL CABLE | 100002181 | 998736 |  | 18 |  | 1.1kV grade Power Cables (PVCinsulated)along withlugs,glands,straight joints &accessories,etc. | LS | 1 |  | Included | 0 | 0 | 0
17 | 7000028322 | 990 | 250 | 20 | SERVICE POWER & CONTRL CABLE | 100002182 | 998736 |  | 18 |  | 1.1kV grade Control Cables (PVCinsulated) along withlugs,glands,straight joints &accessories,etc. | LS | 1 |  | Included | 0 | 0 | 0
18 | 7000028322 | 990 | 250 | 30 | SERVICE POWER & CONTRL CABLE | 100002180 | 998736 |  | 18 |  | 1.1kV grade Power Cables (XLPEinsulated) along withlugs,glands,straight joints &accessories,etc. | LS | 1 |  | Included | 0 | 0 | 0
19 | 7000028322 | 1000 | 260 | 10 | SERVICE ILLUMINATION INDOOR | 100008185 | 998736 |  | 18 |  | Indoor Lightning for GIS Building (As per Technical specification) including AHU & Relay Rooms as applicable | SET | 1 |  | Included | 0 | 0 | 0
20 | 7000028322 | 1010 | 270 | 10 | SERVICE ILLUMINATION OUTDOOR | 100001021 | 995461 |  | 18 |  | Lighting Panel type ACP-2 as per technical specification | EA | 1 |  | Included | 0 | 0 | 0
21 | 7000028322 | 1010 | 270 | 20 | SERVICE ILLUMINATION OUTDOOR | 100004926 | 998731 |  | 18 |  | Lighting Fixture LED Luminaires type FL2 as per tech. specifications | EA | 10 |  | Included | 0 | 0 | 0
22 | 7000028322 | 1010 | 270 | 30 | SERVICE ILLUMINATION OUTDOOR | 100004852 | 998731 |  | 18 |  | Lighting Fixture LED Luminaires type FL-1 as per tech. specifications | EA | 10 |  | Included | 0 | 0 | 0
23 | 7000028322 | 1010 | 270 | 40 | SERVICE ILLUMINATION OUTDOOR | 100001052 | 998731 |  | 18 |  | 63A, 415V : Interlocked switch socket outdoor Receptacle (type RP) as per technical specifications | EA | 1 |  | Included | 0 | 0 | 0
24 | 7000028322 | 1010 | 270 | 50 | SERVICE ILLUMINATION OUTDOOR | 100001885 | 998739 |  | 18 |  | Outdoor Power Receptacle for oilfiltration unit (250A) | EA | 1 |  | Included | 0 | 0 | 0
25 | 7000028322 | 1010 | 270 | 60 | SERVICE ILLUMINATION OUTDOOR | 100004937 | 998731 |  | 18 |  | Fire Wall Mounted LED Luminarie Type FL-2 (250W) | EA | 4 |  | Included | 0 | 0 | 0
26 | 7000028322 | 1020 | 280 | 10 | SERVICE LT SWGR EXTENSION | 100000896 | 998736 |  | 18 |  | 415V ACDB (Extn.) | SET | 1 |  | Included | 0 | 0 | 0
27 | 7000028322 | 1020 | 280 | 20 | SERVICE LT SWGR EXTENSION | 100000903 | 998736 |  | 18 |  | 220V DCDB (Extn.) | SET | 1 |  | Included | 0 | 0 | 0
28 | 7000028322 | 1020 | 280 | 30 | SERVICE LT SWGR EXTENSION | 100000898 | 998736 |  | 18 |  | 415V MLDB (Extn.) | SET | 1 |  | Included | 0 | 0 | 0
29 | 7000028322 | 1030 | 290 | 10 | SERVICE FIRE PROTECTION | 100002059 | 995461 |  | 18 |  | Fire Detection and Alarm System for 400kV GIS Hall | SET | 1 |  | Included | 0 | 0 | 0
30 | 7000028322 | 1030 | 290 | 20 | SERVICE FIRE PROTECTION | 100016787 | 998736 |  | 18 |  | HVW spray system, Hydrant system and complete U/G & O/G piping and accessories etc. out side the pump house for 420kV 3 phase BUSReactor | SET | 1 |  | Included | 0 | 0 | 0
31 | 7000028322 | 1030 | 290 | 30 | SERVICE FIRE PROTECTION | 100000975 | 995461 |  | 18 |  | 4.5 kg CO2 type Portable Fire extinguisher | EA | 2 |  | Included | 0 | 0 | 0
32 | 7000028322 | 1030 | 290 | 40 | SERVICE FIRE PROTECTION | 100000976 | 998736 |  | 18 |  | 6Kg dry chemical powered type Portable Fire extinguisher | EA | 2 |  | Included | 0 | 0 | 0
33 | 7000028322 | 1030 | 290 | 50 | SERVICE FIRE PROTECTION | 100001868 | 998736 |  | 18 |  | Hydrant system, complete U/G piping and accessories etc. outside the Pump House for Fire Protection of 400/220kV (Ext) Substation | SET | 1 |  | Included | 0 | 0 | 0
34 | 7000028322 | 1040 | 300 | 10 | SERVICE EARTHMAT | 100003103 | 998731 |  | 18 |  | 40 mm MS rod for Main Earthmat | KM | 1 |  | Included | 0 | 0 | 0
35 | 7000028322 | 1050 | 370 | 10 | civil works | 100004518 | 995433 |  | 18 |  | Excavation in all kind of soil including rock for all leads and lifts, backfilling, disposal of surplus earth within a lead up to2Km as per technical specification. The surplus earth shall be roughly graded . | M3 | 2455 |  | Included | 0 | 0 | 0
36 | 7000028322 | 1050 | 370 | 20 | civil works | 100011662 | 995433 |  | 18 |  | Excavation in hard rock which require blasting (including chemical blasting and rock excavated using specialized tools) for allfoundation works including stacking, measuring, disposal etc.for all leads and lifts as per technical specification. | M3 | 245 |  | Included | 0 | 0 | 0
37 | 7000028322 | 1050 | 370 | 30 | civil works | 100001325 | 995454 |  | 18 |  | Providing and laying of Plain Cement Concrete (PCC) (1:4:8) | M3 | 115 |  | Included | 0 | 0 | 0
38 | 7000028322 | 1050 | 370 | 40 | civil works | 100001327 | 995454 |  | 18 |  | Providing and laying of Reinforced Cement Concrete M25 mix including pre cast, shuttering, Grouting of pockets & underpinning butexcluding steel reinforcement | M3 | 1025 |  | Included | 0 | 0 | 0
39 | 7000028322 | 1050 | 370 | 50 | civil works | 100001328 | 995454 |  | 18 |  | Providing and laying Plain Cement Concrete 1:5:10 (1 cement : 5 sand : 10 brick aggregate) | M3 | 450 |  | Included | 0 | 0 | 0
40 | 7000028322 | 1050 | 370 | 60 | civil works | 100001329 | 995454 |  | 18 |  | Steel Reinforcement | MT | 87 |  | Included | 0 | 0 | 0
41 | 7000028322 | 1050 | 370 | 70 | civil works | 100001330 | 995428 |  | 18 |  | Stone filling (40 mm size) for transformer/Reactor foundation | M3 | 20 |  | Included | 0 | 0 | 0
42 | 7000028322 | 1050 | 370 | 80 | civil works | 100001331 | 995455 |  | 18 |  | Misc. Structural steel including rails, embedments, edge protection angles, gratings etc. but excluding the reinforcement steel andsteel for lattice and pipe structures. | MT | 12 |  | Included | 0 | 0 | 0
43 | 7000028322 | 1050 | 370 | 90 | civil works | 100001714 | 995428 |  | 18 |  | Stone spreading in switchyard excluding PCC | M2 | 3000 |  | Included | 0 | 0 | 0
44 | 7000028322 | 1050 | 370 | 100 | civil works | 100001713 | 995424 |  | 18 |  | Antiweed treatment | M2 | 6000 |  | Included | 0 | 0 | 0
45 | 7000028322 | 1050 | 370 | 110 | civil works | 100003114 | 995454 |  | 18 |  | External finishing / painting of fire wall (water proofing cement paint) (DSR 13.44.1) | M2 | 222 |  | Included | 0 | 0 | 0
46 | 7000028322 | 1050 | 370 | 120 | civil works | 100004507 | 995421 |  | 18 |  | 3.75m wide Cement Concrete road with PCC shoulder including 100 mm dia RCC Hume Pipe @ 100 metre interval as per drawing and TS.However, reinforcement steel and all type concrete shall be paid separately under relevant items | M2 | 188 |  | Included | 0 | 0 | 0
47 | 7000028322 | 1050 | 370 | 130 | civil works | 100001458 | 995421 |  | 18 |  | Construction of rail cum road as per drawing including all item such as excavation,compactions, rolling watering, WBM etc. butexcluding concrete reinforcement and structural steel-Section having two rails for Reactor. | M2 | 58 |  | Included | 0 | 0 | 0
48 | 7000028322 | 1050 | 370 | 140 | civil works | 100007701 | 995462 |  | 18 |  | Supplying and erecting dewatering pumps- 2 HP | EA | 1 |  | Included | 0 | 0 | 0
49 | 7000028322 | 1050 | 370 | 150 | civil works | 100015791 | 995454 |  | 18 |  | All civil works for Drains construction of Section A-A including crossings if any as per technical specification and tender drawingscomplete in all respect with all labour and materials. | M | 50 |  | Included | 0 | 0 | 0
50 | 7000028322 | 1050 | 370 | 160 | civil works | 100015792 | 995454 |  | 18 |  | All civil works for Drains construction of Section B-B including crossings if any as per technical specification and tender drawingscomplete in all respect with all labour and materials. | M | 50 |  | Included | 0 | 0 | 0
51 | 7000028322 | 1050 | 370 | 170 | civil works | 100001480 | 995454 |  | 18 |  | Cable Trench including all types of crossings, all metallic works and sump pit including concrte and reinforcement steel Section 4-4 | M | 50 |  | Included | 0 | 0 | 0
52 | 7000028322 | 1050 | 370 | 180 | civil works | 100001479 | 995454 |  | 18 |  | Cable Trench including all types of crossings, all metallic works and sump pit including concrte and reinforcement steel Section 3-3 | M | 350 |  | Included | 0 | 0 | 0
53 | 7000028322 | 1050 | 370 | 190 | civil works | 100001712 | 995428 |  | 18 |  | Removing,cleaning and washing of existing stones and respreading of stones in switchyard excluding PCC | M2 | 3000 |  | Included | 0 | 0 | 0
54 | 7000028322 | 1050 | 370 | 200 | civil works | 100001721 | 995428 |  | 18 |  | Supplying, filling and compacting stone boulders mixed with sand under foundations, roads, cable trenches, drains etc in layers notexceeding 250mm thickness including ramming, watering compacting | M3 | 462 |  | Included | 0 | 0 | 0
55 | 7000028322 | 1050 | 370 | 210 | civil works | 100001743 | 995414 |  | 18 |  | PEB - 400 kV GIS - Civil Works. All civil works as per drawing and specifications complete, including - brickwork, finishing(external and internal), windows etc. However, excavation, PCC, RCC and reinforcement shall be paid separately as per BPS. | M2 | 160 |  | Included | 0 | 0 | 0
56 | 7000028322 | 1050 | 370 | 220 | civil works | 100004427 | 995416 |  | 18 |  | 400 kV PEB AHU Room for GIS Hall - Civil Works All civil works complete as per TS, including - brickwork, finishing (external andinternal), windows etc. However, excavation, concrete (all types) and reinforcement steel shall be measured and paid separately asper respective item of BPS. | M2 | 25 |  | Included | 0 | 0 | 0
57 | 7000028322 | 1050 | 370 | 230 | civil works | 170002803 | 995473 |  | 18 |  | Providing and fixing 100mm UPVC pipes conforming to IS : 15328, for weep holes | M | 65 |  | Included | 0 | 0 | 0
58 | 7000028322 | 1050 | 370 | 240 | civil works | 100039866 | 995432 |  | 18 |  | Soil Investigation for 02 borehole locations: As per technical specification including all laboratory and field tests, report andrecommendations. | LOT | 1 |  | Included | 0 | 0 | 0
59 | 7000028322 | 1050 | 370 | 250 | civil works | 100003295 | 995429 |  | 18 |  | Dismantling of RCC in foundation including disposal of debris and reinforcement bars of dismantled RCC works within substationboundaries as per direction of enginner incahrge | M3 | 15 |  | Included | 0 | 0 | 0
60 | 7000028322 | 1050 | 370 | 260 | civil works | 100001392 | 995455 |  | 18 |  | Switchyard Gate excluding Concrete | EA | 1 |  | Included | 0 | 0 | 0
61 | 7000028322 | 1050 | 370 | 270 | civil works | 100001391 | 995477 |  | 18 |  | New chain Link Fencing excluding concrete | M | 85 |  | Included | 0 | 0 | 0
62 | 7000028322 | 1050 | 370 | 280 | civil works | 100001326 | 995454 |  | 18 |  | Providing and laying of Plain Cement Concrete (PCC) (1:2:4) | M3 | 5 |  | Included | 0 | 0 | 0
63 | 7000028322 | 1050 | 370 | 300 | civil works | 100002911 | 995432 |  | 18 |  | Earthwork in excavation & filling in all types of soil and soft/disintegrated rock in open areas/nallas/channels, to the requiredslopes, shapes, levels, elevations and profile, including trimming of bottom and slopes of excavation, bailing out rain(dewatering), pumping, removal of slush, preparing embankments/marginal banks, loosening, dressing, spreading material in layers notexceeding 200mm, as per direction of Engineer-in-Charge, water flooding, compacting to achieve 95% consolidation at optimum moisturecontent, finishing etc. all complete, for all leads and lifts within leveling boundary, including disposal of surplus earth andstacking of unsuitable material within a lead of 2.0 Km beyond substation boundary, with all labour, material, tools, tackles andequipment, safeguards and incidentals, Royalty,taxes etc. as necessary, as per drawings, specification and directions of theEngineer-in-Charge. Clearing of jungle is included in this item. (Only excavation/cutting will be measured for payment purpose.) | M3 | 2000 |  | Included | 0 | 0 | 0
64 | 7000028322 | 1050 | 370 | 310 | civil works | 100002583 | 995432 |  | 18 |  | Supply of earth (excluding rock & boulders) at site including royalty, carriage and filling in specified areas in layers notexceeding 200mm in depth, compacting under optimum moisture condition to achieve 95% of Proctor density, finishing etc. allcomplete, for all leads & lifts, with all labour, material, tools, tackles, equipments, safeguards & incidentals as necessary as perdrawings, specification and direction of the Engineer- in- Charge. | M3 | 2000 |  | Included | 0 | 0 | 0
65 | 7000028322 | 1060 | 380 | 20 | Erection of foundation bolt | 100001675 | 995455 |  | 18 |  | Erection of 32mm dia foundation bolts including nuts, checknuts, washers and packplates | EA | 36 |  | Included | 0 | 0 | 0
66 | 7000028322 | 1070 | 390 | 20 | Erection of structure | 100001216 | 995455 |  | 18 |  | Erection of Pipe Structure - 400 kV 1-Phase SA including nuts, bolts, all type of washers, packplates, step bolts and gusset platesexcluding foundation bolts | EA | 3 |  | Included | 0 | 0 | 0
67 | 7000028322 | 1070 | 390 | 30 | Erection of structure | 100001217 | 995455 |  | 18 |  | Erection of Pipe Structure - 400 kV, 1-Phase, BPI, (Excluding Wave Trap), including nuts, bolts, all type of washers,packplates, step bolts and gusset plates excluding foundation bolts | EA | 6 |  | Included | 0 | 0 | 0
68 | 7000028322 | 1070 | 390 | 40 | Erection of structure | 100001241 | 995455 |  | 18 |  | Erection of Equipment Support (Pipe) Structures to be designed during detailed engineering. | MT | 5 |  | Included | 0 | 0 | 0
69 | 7000028322 | 1070 | 390 | 50 | Erection of structure | 100001681 | 995455 |  | 18 |  | Erection of foundation bolts including nuts, checknut and washers for lattice and pipe structures to be designed during detailedengineering | MT | 1 |  | Included | 0 | 0 | 0
70 | 7000028322 | 1190 | 430 | 10 | PMU & associated items (Misa SS) | 170000502 | 998713 |  | 18 |  | Service:- Phasor Measurement Unit (PMU) | EA | 1 |  | Included | 0 | 0 | 0
71 | 7000028322 | 1190 | 430 | 20 | PMU & associated items (Misa SS) | 170000530 | 998734 |  | 18 |  | WAMS TIME SYSTEM(GPS RECEIVER) | EA | 1 |  | Included | 0 | 0 | 0
72 | 7000028322 | 1190 | 430 | 30 | PMU & associated items (Misa SS) | 170004701 | 998734 |  | 18 |  | SUBSTATION GRADE Layer 2 LAN SWITCH | EA | 1 |  | Included | 0 | 0 | 0
73 | 7000028322 | 1190 | 430 | 40 | PMU & associated items (Misa SS) | 170004700 | 998734 |  | 18 |  | SUBSTATION GRADE Layer 3 LAN SWITCH | EA | 1 |  | Included | 0 | 0 | 0
74 | 7000028322 | 1190 | 430 | 50 | PMU & associated items (Misa SS) | 170000504 | 998713 |  | 18 |  | Services:- Armored Fibre Optic Cable and associated termination equipment | LOT | 1 |  | Included | 0 | 0 | 0
75 | 7000028322 | 1190 | 430 | 60 | PMU & associated items (Misa SS) | 170003449 | 998316 |  | 18 |  | SUPPLY, INSTALLATION, TESTING AND COMMISSIONING OF LIU-FO PATCH PANEL-12 PORT | EA | 2 |  | Included | 0 | 0 | 0
76 | 7000028322 | 1190 | 430 | 70 | PMU & associated items (Misa SS) | 170000501 | 998734 |  | 18 |  | Integration of PMU with the PDC (Phasor Data Concentrator) of RLDCs and respective SLDCs as required. | LOT | 1 | 1 | 1 | 0.18 | 1 | 0.18
[11 empty] | Total Installation Charges |  |  |  | 7 |  |  | 1.26
[11 empty] | Total GST as confirmed by Bidder |  |  |  |  | 1.26
* | In case the bidder leaves the cell for confirmation of the SAC and/or GST rate “blank”, the SAC and corresponding GST rate indicated by the Employer shall be deemed to be the one confirmed by the Bidder.
Date : |  |  | --
Place : | [11 empty] | Printed Name :
Designation :
Click for Sch-4

## Sch-3 Dis (hidden)
Specification No.: CC/NT/W-GIS/DOM/A04/24/10629 |  |  |  |  | Schedule - 3
400kV GIS Substation Package SS-135 for (a) Extension of 400/220/132kV Pandiabili GIS Substation under ERBS-I, (b) Extension of 400/220/132kV Rangpo GIS Substation under ERBS-II and (c) Bay Extension of Misa GIS S/s under NERES-XXVIII | [7 empty] | As per Lum-sum |  | 0%
(SCHEDULE OF RATES AND PRICES : ERECTION CHARGES) | [7 empty] | AS per Percent |  | #REF!
[8 empty] | As per lum-sum on Sch-3 |  | 0%
Bidder’s Name and Address (Sole Bidder) : |  |  |  | To: |  |  |  | As per Percent on Sch-3 |  | #REF!
|  |  |  | Contracts Services, 3rd Floor |  |  |  | Total Discount |  | #REF!
Name : | …….. …….. …….. …….. …….. …….. |  |  | Power Grid Corporation of India Ltd.,
Address : | …….. …….. …….. …….. …….. …….. |  |  | "Saudamini", Plot No.-2
| …….. …….. …….. …….. …….. …….. |  |  | Sector-29, |  |  |  | Multipackage lum-sum |  | 0%
| …….. …….. …….. …….. …….. …….. |  |  | Gurgaon (Haryana) - 122001
[5 empty] | All Prices are in Indian Rupees. |  |  |  | Amount after Discount (Rs.) |  | Dis Alert | Amount after MPD (Rs.)
SI. No. | Description | Unit | Quantity | Unit Erection Charges | Total Erection Charges |  |  |  | Unit Erection Charges | Total Erection Charges |  | Unit Erection Charges | Total Erection Charges
1 | 2 | 3 | 4 | 5 | 6 = 4 x 5 |  |  |  | 5 | 6 = 4 x 5 |  | 5 | 6 = 4 x 5
#REF! | #REF!
#REF! | #REF!
| #REF! | #REF! | #REF! | #REF! | #REF!
| #REF! | #REF! | #REF! | #REF! | #REF!
#REF! | #REF! |  |  |  |  | (a) | Detailed Soil Investigation
| #REF! | #REF! | #REF! | #REF! | #REF! | (b) | All kinds of soil except fissured rock & hard rock
| #REF! | #REF! | #REF! | #REF! | #REF! | (e) | River Crossing Location
| #REF! | #REF! | #REF! | #REF! | #REF! | (f)
#REF! | #REF!
| #REF! | #REF! | #REF! | #REF! | #REF!
| #REF! | #REF! | #REF! | #REF! | #REF!
| #REF! | #REF! | #REF! | #REF! | #REF!
#REF! | #REF!
#REF! | #REF!
| #REF! | #REF! | #REF! | #REF! | #REF!
| #REF! | #REF! | #REF! | #REF! | #REF!
| #REF! | #REF! | #REF! | #REF! | #REF!
| #REF! | #REF! | #REF! | #REF! | #REF!
| #REF! | #REF! | #REF! | #REF! | #REF!
#REF! | #REF!
| #REF! | #REF! | #REF! | #REF! | #REF!
| #REF! | #REF! | #REF! | #REF! | #REF!
#REF! | #REF! | #REF! | #REF! | #REF! | #REF!
#REF! | #REF! | #REF! | #REF! | #REF! | #REF!
#REF! | #REF!
| #REF! | #REF! | #REF! | #REF! | #REF!
#REF! | #REF!
| #REF! | #REF! | #REF! | #REF! | #REF!
| #REF! | #REF! | #REF! | #REF! | #REF!
#REF! | #REF!
| #REF! | #REF! | #REF! | #REF! | #REF!
| #REF! | #REF! | #REF! | #REF! | #REF!
| #REF! | #REF! | #REF! | #REF! | #REF!
| #REF! | #REF! | #REF! | #REF! | #REF!
| #REF! | #REF! | #REF! | #REF! | #REF!
| #REF! | #REF! | #REF! | #REF! | #REF!
#REF!
| #REF! | #REF! | #REF! | #REF! | #REF!
| #REF! | #REF! | #REF! | #REF! | #REF!
| #REF! | #REF! | #REF! | #REF! | #REF!
| #REF! | #REF! | #REF! | #REF! | #REF!
#REF! | #REF!
#REF!
| #REF! | #REF! | #REF! | #REF! | #REF!
#REF! | #REF!
#REF! | #REF! | #REF! | #REF! | #REF! | #REF!
#REF! | #REF!
#REF! | #REF! | #REF! | #REF! | #REF! | #REF!
#REF! | #REF! | #REF! | #REF! | #REF! | #REF!
#REF! | #REF!
| #REF! | #REF! | #REF! | #REF! | #REF!
| Total Erection Price (A+B) |  |  |  | #REF!
Date : | --
Place : |  |  | Printed Name :
Designation :
Click for Sch-4

## Sch-4
Specification No.: CC/NT/W-GIS/DOM/A04/24/10629 | [15 empty] | Schedule - 4
400kV GIS Substation Package SS-135 for (a) Extension of 400/220/132kV Pandiabili GIS Substation under ERBS-I, (b) Extension of 400/220/132kV Rangpo GIS Substation under ERBS-II and (c) Bay Extension of Misa GIS S/s under NERES-XXVIII
(SCHEDULE OF RATES AND PRICES )
Bidder’s Name and Address (Sole Bidder) : | [14 empty] | To:
Contracts Services, 3rd Floor
Name : | …….. …….. …….. …….. …….. …….. | [13 empty] | Power Grid Corporation of India Ltd.,
Address : | …….. …….. …….. …….. …….. …….. | [13 empty] | "Saudamini", Plot No.-2
| …….. …….. …….. …….. …….. …….. | [13 empty] | Sector-29,
| …….. …….. …….. …….. …….. …….. | [13 empty] | Gurgaon (Haryana) - 122001
Training Charges for Training to be imparted
SI. No. | PR No | PR Line Item No | Activity Header | PR Activity No | Activity Description | Service Code | SAC (Service Accounting Codes) | Whether SAC in column '8’ is confirmed. If not indicate applicable the SAC * | Rate of GST applicable ( in %) | Whether rate of GST in column ‘4’ is confirmed. If not indicate applicable rate of GST * | Description | Unit | Quantity | Unit Training Charges excluding GST | Total Training Charges excluding GST | Total GST as confirmed by Bidder
1 | 2 | 3 | 4 | 5 | 6 | 7 | 8 | 9 | 10 | 11 | 12 | 13 | 14 | 15 | 16 = 14 x 15 | 17
[17 empty] | Revaluation of J column | Tax Calculation
NOT APPLICABLE | [16 empty] | Revaluation of J column | Tax Calculation
[15 empty] | Included | 0 | 0 | 0
[9 empty] | Total Training Charges | [5 empty] | 0 |  |  | 0
[9 empty] | Total GST as confirmed by Bidder | [6 empty] | 0
Date : | -- | [12 empty] | Printed Name :
Place : | [13 empty] | Designation :
Click for Sch-5

## Sch-4b (hidden)
Specification No.: CC/NT/W-GIS/DOM/A04/24/10629 | [15 empty] | Schedule - 4b
400kV GIS Substation Package SS-135 for (a) Extension of 400/220/132kV Pandiabili GIS Substation under ERBS-I, (b) Extension of 400/220/132kV Rangpo GIS Substation under ERBS-II and (c) Bay Extension of Misa GIS S/s under NERES-XXVIII
(SCHEDULE OF RATES AND PRICES )
Bidder’s Name and Address (Sole Bidder) : | [14 empty] | To:
Contracts Services, 3rd Floor
Name : | …….. …….. …….. …….. …….. …….. | [13 empty] | Power Grid Corporation of India Ltd.,
Address : | …….. …….. …….. …….. …….. …….. | [13 empty] | "Saudamini", Plot No.-2
| …….. …….. …….. …….. …….. …….. | [13 empty] | Sector-29,
| …….. …….. …….. …….. …….. …….. | [13 empty] | Gurgaon (Haryana) - 122001
Maintenance Charges during & after Defect Laibility Period
SI. No. | PR No | PR Line Item No | Activity Header | PR Activity No | Activity Description | Service Code | SAC (Service Accounting Codes) | Whether SAC in column '8’ is confirmed. If not indicate applicable the SAC * | Rate of GST applicable ( in %) | Whether rate of GST in column ‘4’ is confirmed. If not indicate applicable rate of GST * | Description | Unit | Quantity | Unit Maintenance Charges excluding GST | Total Maintenance Charges excluding GST | Total GST as confirmed by Bidder
1 | 2 | 3 | 4 | 5 | 6 | 7 | 8 | 9 | 10 | 11 | 12 | 13 | 14 | 15 | 16 = 14 x 15 | 17
| 0 | [15 empty] | Revaluation of P column | Tax Calculation
A. | #REF! | [15 empty] | Revaluation of P column | Tax Calculation
1 | [14 empty] | Included | 0 | 0 | 0
2 | [14 empty] | Included | 0 | 0 | 0
3 | [14 empty] | Included | 0 | 0 | 0
4 | [14 empty] | Included | 0 | 0 | 0
B. | #REF! | [15 empty] | Revaluation of P column | Tax Calculation
1 | [14 empty] | Included | 0 | 0 | 0
2 | [14 empty] | Included | 0 | 0 | 0
3 | [14 empty] | Included | 0 | 0 | 0
4 | [14 empty] | Included | 0 | 0 | 0
[9 empty] | Total Maintenance Charges during and after Defect Liabilty Period | [5 empty] | 0 |  |  | 0
[9 empty] | Total GST as confirmed by Bidder | [6 empty] | 0
Date : | -- | [12 empty] | Printed Name :
Place : | [13 empty] | Designation :
Click for Sch-5

## Sch-5
Specification No.: CC/NT/W-GIS/DOM/A04/24/10629 |  |  |  | Schedule - 5
400kV GIS Substation Package SS-135 for (a) Extension of 400/220/132kV Pandiabili GIS Substation under ERBS-I, (b) Extension of 400/220/132kV Rangpo GIS Substation under ERBS-II and (c) Bay Extension of Misa GIS S/s under NERES-XXVIII
(SUMMARY OF TAXES & DUTIES APPLICABLE ON PLANT & EQUIPMENT)
Bidder’s Name and Address (Sole Bidder) : |  |  | To:
Contracts Services, 3rd Floor
Name : | …….. …….. …….. …….. …….. …….. |  | Power Grid Corporation of India Ltd.,
Address : | …….. …….. …….. …….. …….. …….. |  | "Saudamini", Plot No.-2
| …….. …….. …….. …….. …….. …….. |  | Sector-29,
| …….. …….. …….. …….. …….. …….. |  | Gurgaon (Haryana) - 122001
Sl. No. | Item Nos. |  | Total Price (INR) |  | After Discount |  | After MPDiscount
1 | TOTAL GST ON GOODS |  |  |  | Excise Duty | #REF! | Excise Duty | #REF!
| Total GST for Supply of Goods (inter-alia including Type Test Charges) between the Contractor and the Employer (identified in Schedule 1') which are not included in the Ex-works price as per the provision of the Bidding Documents, as applicable. |  | 1.64
2 | TOTAL GST ON SERVICES |  |  |  | Sales Tax | 0 | Sales Tax | 0
| Total GST on Installation Services (Schedule-3), Training to be imparted in India (Schedule-4) |  | 1.26 |  | #REF! | 0 | #REF! | 0
| GRAND TOTAL [1+2] |  | 2.9 |  | Grand Total after Discount | #REF! | Grand Total after MPD | #REF!
Date : | -- | Printed Name :
Place : |  | Designation :
Click for Sch-6

## Sch-5 Dis (hidden)
Specification No.: CC/NT/W-GIS/DOM/A04/24/10629 |  |  |  | Schedule - 5
400kV GIS Substation Package SS-135 for (a) Extension of 400/220/132kV Pandiabili GIS Substation under ERBS-I, (b) Extension of 400/220/132kV Rangpo GIS Substation under ERBS-II and (c) Bay Extension of Misa GIS S/s under NERES-XXVIII
SUMMARY OF TAXES & DUTIES APPLICABLE ON GOODS
Bidder’s Name and Address (Sole Bidder) : |  |  | To:
Contracts Services, 3rd Floor
Name : | …….. …….. …….. …….. …….. …….. |  | Power Grid Corporation of India Ltd.,
Address : | …….. …….. …….. …….. …….. …….. |  | "Saudamini", Plot No.-2
| …….. …….. …….. …….. …….. …….. |  | Sector-29,
| …….. …….. …….. …….. …….. …….. |  | Gurgaon (Haryana) - 122001
Sl. No. | Item Nos. |  | Total Price (INR)
1 | TOTAL GST ON GOODS |  | 1.476
Total GST for Supply of Goods (inter-alia including Type Test Charges) between the Contractor and the Employer (identified in Schedule 1') which are not included in the Ex-works price as per the provision of the Bidding Documents, as applicable.
2 | TOTAL GST ON SERVICES |  | 1.134
Total GST on Installation Services (Schedule-3), Training to be imparted in India (Schedule-4a) and Maintenance Charges during and after Defect Liabilty Period (Schedule-4b)
| GRAND TOTAL [1+2] |  | 2.61
Date : | -- | Printed Name :
Place : |  | Designation :
Click for Sch-6

## Sch-6
Specification No.: CC/NT/W-GIS/DOM/A04/24/10629 |  |  | Schedule - 6
400kV GIS Substation Package SS-135 for (a) Extension of 400/220/132kV Pandiabili GIS Substation under ERBS-I, (b) Extension of 400/220/132kV Rangpo GIS Substation under ERBS-II and (c) Bay Extension of Misa GIS S/s under NERES-XXVIII
(GRAND SUMMARY)
Bidder’s Name and Address (Sole Bidder) : |  |  | To:
Contracts Services, 3rd Floor
Name : | …….. …….. …….. …….. …….. …….. |  | Power Grid Corporation of India Ltd.,
Address : | …….. …….. …….. …….. …….. …….. |  | "Saudamini", Plot No.-2
| …….. …….. …….. …….. …….. …….. |  | Sector-29,
| …….. …….. …….. …….. …….. …….. |  | Gurgaon (Haryana) - 122001
Sl. No. | Description |  | Total Price (INR)
1 | TOTAL SCHEDULE NO. 1 |  | 8
Ex-works price of Plant and Equipment including Type Test Charges
2 | TOTAL SCHEDULE NO. 2 |  | 8
Local Transportation, In-transit Insurance, loading & unloading
3 | TOTAL SCHEDULE NO. 3 |  | 7
Installation Charges
4 | TOTAL SCHEDULE NO. 4 |  | 0
Training Charges
4b | TOTAL SCHEDULE NO. 4b |  | 0
Maintenance Charges during & after Defect Laibility Period
5 | TOTAL SCHEDULE NO. 5 |  | 2.9
Taxes and Duties
6 | TOTAL SCHEDULE NO. 7 |  | 0
Type Test Charges [Total of this Schedule is included in Schedule - 1 above.]
| GRAND TOTAL [1+2+3+4+5] |  | 25.9
Date : | -- | Printed Name :
Place : |  | Designation :
Click for Sch-7

## Sch-6 After Discount
Specification No.: CC/NT/W-GIS/DOM/A04/24/10629 |  |  | Schedule - 6 After Discount
400kV GIS Substation Package SS-135 for (a) Extension of 400/220/132kV Pandiabili GIS Substation under ERBS-I, (b) Extension of 400/220/132kV Rangpo GIS Substation under ERBS-II and (c) Bay Extension of Misa GIS S/s under NERES-XXVIII
(GRAND SUMMARY)
Bidder’s Name and Address (Sole Bidder) : |  |  | To:
Contracts Services, 3rd Floor
Name : | …….. …….. …….. …….. …….. …….. |  | Power Grid Corporation of India Ltd.,
Address : | …….. …….. …….. …….. …….. …….. |  | "Saudamini", Plot No.-2
| …….. …….. …….. …….. …….. …….. |  | Sector-29,
| …….. …….. …….. …….. …….. …….. |  | Gurgaon (Haryana) - 122001
Sl. No. | Description |  | Total Price (INR)
1 | TOTAL SCHEDULE NO. 1 |  | 7.2
Ex-works price of Plant and Equipment including Type Test Charges
2 | TOTAL SCHEDULE NO. 2 |  | 7.2
Local Transportation, In-transit Insurance, loading & unloading
3 | TOTAL SCHEDULE NO. 3 |  | 6.3
Installation Charges
4 | TOTAL SCHEDULE NO. 4 |  | 0
Training Charges
4b | TOTAL SCHEDULE NO. 4b |  | 0
Maintenance Charges during & after Defect Laibility Period
5 | TOTAL SCHEDULE NO. 5 |  | 2.61
Taxes and Duties
6 | TOTAL SCHEDULE NO. 7 |  | 0
Type Test Charges [Total of this Schedule is included in Schedule - 1 above.]
| GRAND TOTAL [1+2+3+4+5] |  | 23.31
Date : | -- | Printed Name :
Place : |  | Designation :
Click for Sch-7

## Sch-7
Specification No.: CC/NT/W-GIS/DOM/A04/24/10629 | [11 empty] | Schedule 7
400kV GIS Substation Package SS-135 for (a) Extension of 400/220/132kV Pandiabili GIS Substation under ERBS-I, (b) Extension of 400/220/132kV Rangpo GIS Substation under ERBS-II and (c) Bay Extension of Misa GIS S/s under NERES-XXVIII | [15 empty] | As per Lum-sum |  | 0%
(SCHEDULE OF RATES AND PRICES ) | [15 empty] | AS per Percent |  | #REF!
[16 empty] | As per lum-sum on Sch-7 |  | 0%
Bidder’s Name and Address (Sole Bidder) : | [9 empty] | To: | [5 empty] | As per Percent on Sch-7 |  | #REF!
[10 empty] | Contracts Services, 3rd Floor | [5 empty] | Total Discount |  | #REF!
Name : | [7 empty] | …….. …….. …….. …….. …….. …….. |  | Power Grid Corporation of India Ltd.,
Address : | [7 empty] | …….. …….. …….. …….. …….. …….. |  | "Saudamini", Plot No.-2
[8 empty] | …….. …….. …….. …….. …….. …….. |  | Sector-29, | [5 empty] | Multipackage Discount |  | 0%
[8 empty] | …….. …….. …….. …….. …….. …….. |  | Gurgaon (Haryana) - 122001
Type tests on Earthwire, Hardwar Fittings & accessories of conductor & earthwire:
SL. NO. | PR No | Line Item No | Code | HSN Code | Whether HSN in column ‘2’ is confirmed. If not indicate applicable the HSN code * | Rate of GST applicable ( in %) | Whether rate of GST in column ‘4’ is confirmed. If not indicate applicable rate of GST * | Description of Test | Unit | Quantity | Unit Test Charge | Total Test Charges (Rs.) | Total GST as confirmed by Bidder | Revaluation of M column | Tax Calculation |  | Total Test Charges After Discount (Rs.) |  | Dis Alert | Total Test Charges After MPD (Rs.)
1 | 2 | 3 | 4 | 5 | 6 | 7 | 8 | 9 | 10 | 11 | 12 | 13 = 10 x 11 | 14
I
1 | [11 empty] | Included | 0 | 0 | 0
2 | [11 empty] | Included | 0 | 0 | 0
NOT APPLICABLE
[8 empty] | TOTAL TYPE TEST CHARGES |  |  |  | 0
[8 empty] | Total GST as confirmed by Bidder |  |  |  |  | 0
Date : |  |  |  | -- |  |  |  |  | Printed Name :
Place : | [8 empty] | Designation :
Note : |  |  |  | Bidder should indicate the name of test laboratories where type tests are proposed to be conducted
Specification No.: CC/NT/W-GIS/DOM/A04/24/10629
400kV GIS Substation Package SS-135 for (a) Extension of 400/220/132kV Pandiabili GIS Substation under ERBS-I, (b) Extension of 400/220/132kV Rangpo GIS Substation under ERBS-II and (c) Bay Extension of Misa GIS S/s under NERES-XXVIII | [7 empty] | 0 | 0
(SCHEDULE OF RATES AND PRICES ) | [7 empty] | 0 | 0
Bidder’s Name and Address (Sole Bidder) :
[8 empty] | 0 | 0
Name : | [7 empty] | …….. …….. …….. …….. …….. …….. | 0
Address : | [7 empty] | …….. …….. …….. …….. …….. …….. | 0
[8 empty] | …….. …….. …….. …….. …….. …….. | 0
[8 empty] | …….. …….. …….. …….. …….. …….. | 0
SL. NO. | [7 empty] | Description of Test | #REF!
#REF! | [7 empty] | #REF! | #REF!
#REF! | [7 empty] | #REF!
#REF! | [7 empty] | #REF! | #REF!
#REF! | [7 empty] | #REF! | #REF!
[8 empty] | #REF! | #REF!
#REF! | [7 empty] | #REF!
#REF! | [7 empty] | #REF!
#REF! | [7 empty] | #REF!
#REF! | [7 empty] | #REF! | #REF!
#REF! | [7 empty] | #REF! | #REF!
#REF! | [7 empty] | #REF! | #REF!
#REF! | [7 empty] | #REF! | #REF!
[8 empty] | #REF! | #REF!
#REF! | [7 empty] | #REF!
#REF! | [7 empty] | #REF! | #REF!
#REF! | [7 empty] | #REF! | #REF!
#REF! | [7 empty] | #REF! | #REF!
#REF! | [7 empty] | #REF! | #REF!
[8 empty] | #REF! | #REF!
#REF! | [7 empty] | #REF!
#REF! | [7 empty] | #REF! | #REF!
#REF! | [7 empty] | #REF! | #REF!
#REF! | [7 empty] | #REF! | #REF!
[8 empty] | #REF! | #REF!
#REF! | [7 empty] | #REF!
#REF! | [7 empty] | #REF! | #REF!
#REF! | [7 empty] | #REF! | #REF!
#REF! | [7 empty] | #REF! | #REF!
[8 empty] | #REF! | #REF!
#REF! | [7 empty] | #REF!
#REF! | [7 empty] | #REF! | #REF!
#REF! | [7 empty] | #REF! | #REF!
#REF! | [7 empty] | #REF! | #REF!
#REF! | [7 empty] | #REF! | #REF!
[8 empty] | #REF! | #REF!
[8 empty] | #REF! | #REF!
#REF! | [7 empty] | #REF!
#REF! | [7 empty] | #REF!
#REF! | [7 empty] | #REF! | #REF!
#REF! | [7 empty] | #REF! | #REF!
#REF! | [7 empty] | #REF! | #REF!
[8 empty] | #REF! | #REF!
[8 empty] | #REF! | #REF!
#REF! | [7 empty] | #REF!
#REF! | [7 empty] | #REF!
#REF! | [7 empty] | #REF! | #REF!
#REF! | [7 empty] | #REF! | #REF!
#REF! | [7 empty] | #REF! | #REF!
#REF! | [7 empty] | #REF! | #REF!
#REF! | [7 empty] | #REF! | #REF!
[8 empty] | #REF! | #REF!
#REF! | [7 empty] | #REF!
#REF! | [7 empty] | #REF! | #REF!
#REF! | [7 empty] | #REF! | #REF!
#REF! | [7 empty] | #REF! | #REF!
#REF! | [7 empty] | #REF! | #REF!
#REF! | [7 empty] | #REF! | #REF!
#REF! | [7 empty] | #REF! | #REF!
[8 empty] | #REF! | #REF!
#REF! | [7 empty] | #REF!
#REF! | [7 empty] | #REF! | #REF!
#REF! | [7 empty] | #REF! | #REF!
#REF! | [7 empty] | #REF! | #REF!
#REF! | [7 empty] | #REF! | #REF!
#REF! | [7 empty] | #REF! | #REF!
#REF! | [7 empty] | #REF! | #REF!
#REF! | [7 empty] | #REF! | #REF!
#REF! | [7 empty] | #REF! | #REF!
#REF! | [7 empty] | #REF! | #REF!
[8 empty] | #REF! | #REF!
#REF! | [7 empty] | #REF!
#REF! | [7 empty] | #REF! | #REF!
#REF! | [7 empty] | #REF! | #REF!
#REF! | [7 empty] | #REF! | #REF!
[8 empty] | #REF! | #REF!
#REF! | [7 empty] | #REF!
#REF! | [7 empty] | #REF! | #REF!
#REF! | [7 empty] | #REF! | #REF!
#REF! | [7 empty] | #REF! | #REF!
[8 empty] | #REF! | #REF!
#REF! | [7 empty] | #REF!
#REF! | [7 empty] | #REF! | #REF!
#REF! | [7 empty] | #REF! | #REF!
[8 empty] | #REF! | #REF!
#REF! | [7 empty] | #REF!
#REF! | [7 empty] | #REF! | #REF!
#REF! | [7 empty] | #REF! | #REF!
#REF! | [7 empty] | #REF! | #REF!
#REF! | [7 empty] | #REF! | #REF!
#REF! | [7 empty] | #REF! | #REF!
#REF! | [7 empty] | #REF! | #REF!
[8 empty] | #REF! | #REF!
#REF! | [7 empty] | #REF!
#REF! | [7 empty] | #REF! | #REF!
#REF! | [7 empty] | #REF! | #REF!
#REF! | [7 empty] | #REF! | #REF!
#REF! | [7 empty] | #REF! | #REF!
#REF! | [7 empty] | #REF!
#REF! | [7 empty] | #REF! | #REF!
#REF! | [7 empty] | #REF! | #REF!
#REF! | [7 empty] | #REF! | #REF!
#REF! | [7 empty] | #REF! | #REF!
[8 empty] | #REF! | #REF!
[8 empty] | #REF! | #REF!
[8 empty] | #REF! | #REF!
Click for Bid Form 2nd Envelope

## Sch-7 Dis (hidden)
Specification No.: CC/NT/W-GIS/DOM/A04/24/10629
400kV GIS Substation Package SS-135 for (a) Extension of 400/220/132kV Pandiabili GIS Substation under ERBS-I, (b) Extension of 400/220/132kV Rangpo GIS Substation under ERBS-II and (c) Bay Extension of Misa GIS S/s under NERES-XXVIII | [6 empty] | As per Lum-sum |  | 0%
(SCHEDULE OF RATES AND PRICES : TYPE TEST CHARGES) | [6 empty] | AS per Percent |  | #REF!
[7 empty] | As per lum-sum on Sch-7 |  | 0%
Bidder’s Name and Address (Sole Bidder) : |  |  |  | To: |  |  | As per Percent on Sch-7 |  | #REF!
|  |  |  | Contracts Services, 3rd Floor |  |  | Total Discount |  | #REF!
Name : | …….. …….. …….. …….. …….. …….. |  |  | Power Grid Corporation of India Ltd.,
Address : | …….. …….. …….. …….. …….. …….. |  |  | "Saudamini", Plot No.-2
| …….. …….. …….. …….. …….. …….. |  |  | Sector-29, |  |  | Multipackage Discount |  | 0%
| …….. …….. …….. …….. …….. …….. |  |  | Gurgaon (Haryana) - 122001
Type Tests on Earthwire
SL. NO. | Description of Test | Unit | Quantity | Unit Test Charge | Total Test Charges (Rs.) |  |  | Total Test Charges After Discount (Rs.) |  | Dis Alert | Total Test Charges After MPD (Rs.)
I | #REF!
(a) | #REF! | #REF! | #REF! | #REF! | #REF!
(b) | #REF! | #REF! | #REF! | #REF! | #REF!
| Sub-Total (I) |  |  |  | #REF!
| TOTAL TEST CHARGES (I) |  |  |  | #REF!
[7 empty] | Discount Sche-7 | #REF! |  | MPD Sche-7 | #REF!
[7 empty] | Dis Alert | #REF!
Signature :
Date : | -- | Printed Name :
Place : |  | Designation :
Common Seal :
Note : | Bidder should indicate the name of test laboratories where type tests are proposed to be conducted
Specification No.: CC/NT/W-GIS/DOM/A04/24/10629
400kV GIS Substation Package SS-135 for (a) Extension of 400/220/132kV Pandiabili GIS Substation under ERBS-I, (b) Extension of 400/220/132kV Rangpo GIS Substation under ERBS-II and (c) Bay Extension of Misa GIS S/s under NERES-XXVIII | 0 | 0 |  |  |  | 0
(SCHEDULE OF RATES AND PRICES : TYPE TEST CHARGES) | 0 | 0 |  |  |  | 0
Bidder’s Name and Address (Sole Bidder) : | [5 empty] | 0
| 0 | 0 |  |  |  | 0
Name : | …….. …….. …….. …….. …….. …….. | 0 |  |  |  | 0
Address : | …….. …….. …….. …….. …….. …….. | 0 |  |  |  | 0
| …….. …….. …….. …….. …….. …….. | 0 |  |  |  | 0
| …….. …….. …….. …….. …….. …….. | 0 |  |  |  | 0
SL. NO. | Description of Test | 0
#REF! | #REF! | #REF!
#REF! | #REF!
#REF! | #REF! | #REF!
#REF! | #REF! | #REF!
| #REF! | #REF!
#REF! | #REF!
#REF! | #REF!
#REF! | #REF!
#REF! | #REF! | #REF!
#REF! | #REF! | #REF!
#REF! | #REF! | #REF!
#REF! | #REF! | #REF!
| #REF! | #REF!
#REF! | #REF!
#REF! | #REF! | #REF!
#REF! | #REF! | #REF!
#REF! | #REF! | #REF!
#REF! | #REF! | #REF!
| #REF! | #REF!
#REF! | #REF!
#REF! | #REF! | #REF!
#REF! | #REF! | #REF!
#REF! | #REF! | #REF!
| #REF! | #REF!
#REF! | #REF!
#REF! | #REF! | #REF!
#REF! | #REF! | #REF!
#REF! | #REF! | #REF!
| #REF! | #REF!
#REF! | #REF!
#REF! | #REF! | #REF!
#REF! | #REF! | #REF!
#REF! | #REF! | #REF!
#REF! | #REF! | #REF!
| #REF! | #REF!
| #REF! | #REF!
#REF! | #REF!
#REF! | #REF!
#REF! | #REF! | #REF!
#REF! | #REF! | #REF!
#REF! | #REF! | #REF!
| #REF! | #REF!
| #REF! | #REF!
#REF! | #REF!
#REF! | #REF!
#REF! | #REF! | #REF!
#REF! | #REF! | #REF!
#REF! | #REF! | #REF!
#REF! | #REF! | #REF!
#REF! | #REF! | #REF!
| #REF! | #REF!
#REF! | #REF!
#REF! | #REF! | #REF!
#REF! | #REF! | #REF!
#REF! | #REF! | #REF!
#REF! | #REF! | #REF!
#REF! | #REF! | #REF!
#REF! | #REF! | #REF!
| #REF! | #REF!
#REF! | #REF!
#REF! | #REF! | #REF!
#REF! | #REF! | #REF!
#REF! | #REF! | #REF!
#REF! | #REF! | #REF!
#REF! | #REF! | #REF!
#REF! | #REF! | #REF!
#REF! | #REF! | #REF!
#REF! | #REF! | #REF!
#REF! | #REF! | #REF!
| #REF! | #REF!
#REF! | #REF!
#REF! | #REF! | #REF!
#REF! | #REF! | #REF!
#REF! | #REF! | #REF!
| #REF! | #REF!
#REF! | #REF!
#REF! | #REF! | #REF!
#REF! | #REF! | #REF!
#REF! | #REF! | #REF!
| #REF! | #REF!
#REF! | #REF!
#REF! | #REF! | #REF!
#REF! | #REF! | #REF!
| #REF! | #REF!
#REF! | #REF!
#REF! | #REF! | #REF!
#REF! | #REF! | #REF!
#REF! | #REF! | #REF!
#REF! | #REF! | #REF!
#REF! | #REF! | #REF!
#REF! | #REF! | #REF!
| #REF! | #REF!
#REF! | #REF!
#REF! | #REF! | #REF!
#REF! | #REF! | #REF!
#REF! | #REF! | #REF!
#REF! | #REF! | #REF!
#REF! | #REF!
#REF! | #REF! | #REF!
#REF! | #REF! | #REF!
#REF! | #REF! | #REF!
#REF! | #REF! | #REF!
| #REF! | #REF!
| #REF! | #REF!
| #REF! | #REF!
Click for Bid Form 2nd Envelope

## Discount
This letter of discount is optional. Bidder may / may not offer any discount.
Specification No.: CC/NT/W-GIS/DOM/A04/24/10629 |  |  |  |  | Letter of Discount
LETTER OF DISCOUNT
To:
Contract Services
Power Grid Corporation of India Ltd.,
"Saudamini", Plot No.-2
Sector-29, (near IFFCO Chowk)
Gurgaon (Haryana) - 122001
Subject : |  | 400kV GIS Substation Package SS-135 for (a) Extension of 400/220/132kV Pandiabili GIS Substation under ERBS-I, (b) Extension of 400/220/132kV Rangpo GIS Substation under ERBS-II and (c) Bay Extension of Misa GIS S/s under NERES-XXVIII
Dear Sir
With reference to the subject tender, we hereby offer unconditional discount on the prices quoted by us as per details given here below : | [6 empty] | Eq Weightage of Rs/ % | Final Discount Factor
| 1 | Discount on lum-sum basis on total price quoted by us without Taxes & Duties. [The discount shall be proportionately applicable on all the items of all the Schdules i.e. Sch-1 (without type test charges), Sch-2, Sch-3, Sch-4a, Sch-4b & Sch-7] In Rs. |  |  |  | 23 | 0%
| 2 | Discount on percent basis on total price quoted by us without Taxes & Duties. [The discount shall be proportionately applicable on all the items of all the Schdules i.e. Sch-1 (without type test charges), Sch-2 , Sch-3, Sch-4a, Sch-4b & Sch-7] In Percent (%) |  |  | 10% | 23 | 10%
| 3 | Discount on lum-sum basis on the Schedules as given below : [The discount shall be proportionately applicable on all the relevent items of the respective Schdules.] In Rs.
|  | Schedule-1 : Ex works prices |  | In Rs. |  | 8 | 0% | Schedule-1 : Ex-Works Price | 10%
|  | Schedule-2 : Freight & Insurance |  | In Rs. |  | 8 | 0% | Schedule-2 : Freight & Insurance | 10%
|  | Schedule-3 : Erection Charges |  | In Rs. |  | 7 | 0% | Schedule-3 : Erection Charges | 10%
|  | Schedule-4a : Training Charges |  | In Rs. |  | 0 | 0% | Schedule-4a : Training Charges | 10%
|  | Schedule-4b : Maintenance Charges during and after DLP |  | In Rs. |  | 0 | 0% | Schedule-4b : Maintenance Charges | 10%
|  | Schedule-7 : Type Test Charges |  | In Rs. |  | 0 | 0% | Schedule-7 : Type Test Charges | 10%
| 4 | Discount on percent basis on the Schedules as given below : [The discount shall be proportionately applicable on all the relevent items of the respective Schdules.] In Percent (%)
|  | Schedule-1 : Ex works prices |  | In Percent (%) |  | 8 | 0%
|  | Schedule-2 : Freight & Insurance |  | In Percent (%) |  | 8 | 0%
|  | Schedule-3 : Erection Charges |  | In Percent (%) |  | 7 | 0%
|  | Schedule-4a : Training Charges |  | In Percent (%) |  | 0 | 0%
|  | Schedule-4b : Maintenance Charges during and after DLP |  | In Percent (%) |  | 0 | 0%
|  | Schedule-7 : Type Test Charges |  | In Percent (%) |  | 0 | 0%
Discount(s) offered at sl. No. 1 to 4 will get displayed and accounted for automatically in the respective items of the Schedules.
| 5 | We hereby offer Multi-package discount as given below:
Multi-Package Discount(s) offered at sl. No. 5 will not get automatically accounted for in the respective items of the Schedules. The same shall be worked out saparately for evaluation.
Please consider this letter of discount as the integral part of our price bid.
Thanking you, we remain,
Yours faithfully,
For and on behalf of …….. …….. …….. …….. …….. ……..
Date : |  | -- | Printed Name :
Place : |  |  | Designation :
Click for Bid Form

## Octroi (hidden)
Details of Octroi
Sl No. | Description of Items | Amount on which Octroi is applicable | Rate of Octroi | Octroi
(1) | (2) | (3) | (4) | (5) =(3) x (4)
1 |  |  |  | 0
2 |  |  |  | 0
3 |  |  |  | 0
4 |  |  |  | 0
5 |  |  |  | 0
6 |  |  |  | 0
7 |  |  |  | 0
8 |  |  |  | 0
9 |  |  |  | 0
10 |  |  |  | 0
| Total |  |  | 0
Back to Sch 5

## Entry Tax (hidden)
Details of Entry Tax
Sl No. | Description of Items | Amount on which Entry Tax is applicable | Rate of Entry Tax | Entry Tax
(1) | (2) | (3) | (4) | (5) =(3) x (4)
1 |  |  |  | 0
2 |  |  |  | 0
3 |  |  |  | 0
4 |  |  |  | 0
5 |  |  |  | 0
6 |  |  |  | 0
7 |  |  |  | 0
8 |  |  |  | 0
9 |  |  |  | 0
10 |  |  |  | 0
| Total |  |  | 0
Back to Sch 5

## Other Taxes & Duties (hidden)
Details of Other Taxes & Duties
Sl No. | Description of Items | Amount on which Other Taxes & Duties are applicable | Description of Taxes & Duties | Rate of Taxes & Duties | Amount of Taxes & Duties
(1) | (2) | (3) | (4) | (5) | (6) =(3) x (4)
1 |  |  |  |  | 0
2 |  |  |  |  | 0
3 |  |  |  |  | 0
4 |  |  |  |  | 0
5 |  |  |  |  | 0
6 |  |  |  |  | 0
7 |  |  |  |  | 0
8 |  |  |  |  | 0
9 |  |  |  |  | 0
10 |  |  |  |  | 0
| Total |  |  |  | 0
Back to Sch 5

## Bid Form 2nd Envelope
Specification No.: CC/NT/W-GIS/DOM/A04/24/10629 |  |  |  | Bid Form 2nd Envelope |  | Sole Bidder |  |  |  | 1 | st |  | 1 | January
[6 empty] | 0 |  |  |  | 2 | nd |  | 2 | February
BID FORM (Second Envelope) | [9 empty] | 3 | rd |  | 3 | March
[10 empty] | 4 | th |  | 4 | April
Bid Proposal Ref. No. | [9 empty] | 5 | th |  | 5 | May
Date : | -- | [8 empty] | 6 | th | #VALUE! | 6 | June
[10 empty] | 7 | th | #VALUE! | 7 | July
To: | [9 empty] | 8 | th | #VALUE! | 8 | August
Contracts Services, 3rd Floor | [9 empty] | 9 | th | #VALUE! | 9 | September
Power Grid Corporation of India Ltd., | [9 empty] | 10 | th |  | 10 | October
"Saudamini", Plot No.-2 | [9 empty] | 11 | th |  | 11 | November
Sector-29, | [9 empty] | 12 | th |  | 12 | December
Gurgaon (Haryana) - 122001 | [9 empty] | 13 | th
[10 empty] | 14 | th
Name of Contract : | 400kV GIS Substation Package SS-135 for (a) Extension of 400/220/132kV Pandiabili GIS Substation under ERBS-I, (b) Extension of 400/220/132kV Rangpo GIS Substation under ERBS-II and (c) Bay Extension of Misa GIS S/s under NERES-XXVIII | [8 empty] | 15 | th
Dear Ladies and/or Gentlemen, | [9 empty] | 16 | th
1 | In continuation of First Envelope of our Bid, we hereby submit the Second Envelope of the Bid, both of which shall be read together and in conjunction with each other, and shall be construed as an integral part of our Bid. Accordingly, we the undersigned, offer to design, manufacture, test, deliver, install and commission (including carrying out Trial Operation, Performance & Guarantee Test as per provision of Technical Specification) under the above-named package in full conformity with the said Bidding Documents for the sum of Rs. 23.31 (Rs. Twenty Three Only) or such other sums as may be determined in accordance with the terms and conditions of the Bidding Documents. |  |  |  |  | In continuation of First Envelope of our Bid, we hereby submit the Second Envelope of the Bid, both of which shall be read together and in conjunction with each other, and shall be construed as an integral part of our Bid. Accordingly, we the undersigned, offer to design, manufacture, test, deliver, install and commission (including carrying out Trial Operation, Performance & Guarantee Test as per provision of Technical Specification) under the above-named package in full conformity with the said Bidding Documents for the sum of Rs. | or such other sums as may be determined in accordance with the terms and conditions of the Bidding Documents. | 23.31 | (Rs. Twenty Three Only) | 17 | th
| The above amounts are in accordance with the price schedules attached herewith and are made part of this bid. | [8 empty] | 18 | th
2 | Price Schedules | [8 empty] | 19 | th
2.1 | In line with the requirements of the Bidding documents, we enclose herewith the following Price Schedules, duly filled - in as per your proforma: | [8 empty] | 20 | th
| Schedule 1 | Plant and Equipment (Including Mandatory Spare Parts) to be supplied, including Type Test Charges. | [7 empty] | 21 | st
| Schedule 2 | Local Transportation, In-transit Insurance, loading and unloading | [7 empty] | 22 | th
| Schedule 3 | Installation Charges. | [7 empty] | 23 | th
| Schedule 4 | Training charges for training to be imparted. | [7 empty] | 24 | th
| Schedule 4b | Maintenance Charges during & after Defect Laibility Period.
| Schedule 5 | Taxes and Duties not included in Schedule 1 | [7 empty] | 25 | th
| Schedule 6 | Grand Summary [Schedule 1to 5] | [7 empty] | 26 | th
| Schedule 7 | Break-up of Type Test Charges for Type Tests to be conducted | [7 empty] | 27 | th
2.2 | We are aware that the Price Schedules do not generally give a full description of the Work to be performed under each item and we shall be deemed to have read the Technical Specifications and other sections of the Bidding Documents and Drawings to ascertain the full scope of Work included in each item while filling-in the rates and prices. We agree that the entered rates and prices shall be deemed to include for the full scope as aforesaid, including overheads and profit. | [8 empty] | 28 | th
2.3 | We declare that as specified in Clause 11.5, Section –II:ITB, Vol.-I of the Bidding Documents, prices quoted by us in the Price Schedules shall be subject to Price Adjustment during the execution of Contract in accordance with Appendix-2 (Price Adjustment) to the Contract Agreement. | [8 empty] | 29 | th
2.4 | We understand that in the price schedules, where there are errors between the total of the amounts given under the column for the price Breakdown and the amount given under the Total Price, the former shall prevail and the latter will be corrected accordingly. We further understand that where there are discrepancies between amounts stated in figures and amounts stated in words, the amount stated in words shall prevail. Similarly, any discrepancy in the total bid price and that of the summation of Schedule price (price indicated in a Schedule indicating the total of that schedule), the total bid price shall be corrected to reflect the actual summation of the Schedule prices. | [8 empty] | 30 | th
2.5 | We declare that items left blank in the Schedules will be deemed to have been included in other items. The TOTAL for each Schedule and the TOTAL of Grand Summary shall be deemed to be the total price for executing the Facilities and sections thereof in complete accordance with the Contract, whether or not each individual item has been priced. | [8 empty] | 31 | st
3 | We confirm that except as otherwise specifically provided our Bid Prices in this Second Envelope include all taxes, duties, levies and charges as may be assessed on us/our Associate (applicable for Foreign Bidder), our Sub-Contractor/Sub-Vendor or their employees by all municipal, state or national government authorities in connection with the Facilities, in and outside of India.
3.1 | 100% of applicable Taxes and Duties i.e GST which are payable by the Employer under the Contract, shall be reimbursed by the Employer on production of satisfactory documentary evidence by the Contractor in accordance with the provisions of the Bidding Documents.
3.2 | We further understand that notwithstanding 3.0 above, in case of award on us, you shall also bear and pay/reimburse to us, GST applicable on supplies by us to you, imposed on the Plant & Equipment including Mandatory Spare Parts to be incorporated into the Facilities including Type Test charges for Type test to be conducted specified in Schedule No. 1, Installation Services specified in Schedule No. 3, Charges for Training to be imparted specified in Schedule No. 4a and Maintenance Charges during & after Defect Laibility Period specified in Schedule No. 4b of the Price Schedule in this Second Envelope by the Indian Laws.
3.3 | We confirm that we have also registered/we shall also get registered in the GST Network with a GSTIN, in all the states where the project is located and the states from which we shall make our supply of goods.
4 | # (For Joint Venture only) We, the partners of Joint Venture submitting this bid, do agree and confirm that in case of Award of Contract on the Joint Venture, we shall be jointly and severally liable and responsible for the execution of the Contract in accordance with Contract terms and conditions. |  |  |  | 1
5 | We, hereby, declare that only the persons or firms interested in this proposal as principals are named here and that no other persons or firms other than those mentioned herein have any interest in this proposal or in the Contract to be entered into, if the award is made on us, that this proposal is made without any connection with any other person, firm or party likewise submitting a proposal is in all respects for and in good faith, without collusion or fraud.
Thanking you, we remain,
Yours faithfully,
For and on behalf of …….. …….. …….. …….. …….. ……..
Signature :
Date : | -- |  | Printed Name :
Place : |  |  | Designation :
Common Seal :
In case of bid from a Joint Venture, name & designation of representative of JV partner is to be provided and Bid Form is also to be signed by him.
Please provide additional information of the Bidder
Business Address :
Country of Incorporation :
State/Province to be indicated :
Name of Principal Officer :
Address of Principal Officer :
Note: Bidders may note that no prescribed proforma has been enclosed for Attachment 2 : Power of Attorney. Bidders may use their own proforma for furnishing the required information with the bid.
* * *
Back to Cover Page

## Q & C (2) (hidden)
STATEMENT OF QUOTED / CORRECTED PRICES
All Figures are in Rupees
Bidder |  | 0
Sl. No. | Price Component | Quoted Price | Corrected Price
1 | TOTAL SCHEDULE NO. 1:Ex-Works Price of Plant and Equipment including Type Test Charges | 8 |  | 8
2 | TOTAL SCHEDULE NO.2: Local Transportation, Insurance and other Incidental Services. | 8 |  | 8
3 | TOTAL SCHEDULE NO.3: Installation Charges | 7 |  | 7
4 | TOTAL SCHEDULE NO.4: Training Charges | Not Applicable |  | Not Applicable
5 | TOTAL BID PRICE: (Excluding Taxes & Duties) | 23 |  | 23
6 | DISCOUNT | #REF! |  | #REF! | #REF!
7 | NET BID PRICE (Excluding Taxes & Duties) | #REF! |  | #REF!
8 | TAXES & DUTIES PAYABLE ADDITIONALLY
| A) EXCISE DUTY | 1.476 |  | 0
| B) CENTRAL SALES TAX | 1.134 |  | 0
| C) VAT | #REF! |  | 0
| D) ENTRY TAX / OCTROI | #REF! |  | 0
E) OTHERS
| F) TOTAL TAXES & DUTIES | #REF! |  | 0
8 | TOTAL BID PRICE (INCLUDING TAXES & DUTIES) | #REF! |  | 23
9 | TOTAL SCHEDULE NO.7: Type Test Charges [Total of this Schedule is included in Schedule-1 above] | 0 |  | 0
I) | Bidder has indicated the following taxes and duties additionally applicable for their bid:
| Excise Duty % as Rs. 1.476 |  |  |  | Excise Duty | Rs. | 1.476
| CST % as Rs. 1.134 |  |  |  | CST | Rs. | 1.134
| #REF! |  |  |  | VAT | #REF! | #REF!
| #REF! |  |  |  | Entry Tax/ Octroi | #REF! | #REF!
| Others as |  |  |  | Others
II) | With regard to Entry Tax, it may be mentioned that the substations covered under the subject pacakge falls in State of MP, where an entry tax @ 2% of Purchase Price is applicable. In view of the above, the taxes and duties inter-alia including entry tax applicable for the bids are calculated :
a) | Ex-Works Price of Direct Supplies (after discount, if any) |  | Rs. | 0
b) | Excise Duty, as applicable on (a) above at the rate : | 10% | Rs. | 0
c) | Amount on which Sales Tax is applicable | 0 |  | 0
d) | CST, as applicable on (a) + ED (b) above at the rate : | 2% | Rs. | 0
e) | VAT, as applicable on (a) + ED (b) above at the rate : | 1% |  | 0
f) | Others [……………………………………………] |  | Rs.
g) | Purchase Price for Entry Tax (Total Ex-Works+F&I+ED+CST+Others) |  | Rs. | 0
h) | Entry Tax, as applicable on (e) above at the rate : |  | Rs. | 0
400kV GIS Substation Package SS-135 for (a) Extension of 400/220/132kV Pandiabili GIS Substation under ERBS-I, (b) Extension of 400/220/132kV Rangpo GIS Substation under ERBS-II and (c) Bay Extension of Misa GIS S/s under NERES-XXVIII |  | Statement of Quoted / Corrected Prices |  | Page
Spec. No. | Specification No.: CC/NT/W-GIS/DOM/A04/24/10629

## Q & C (hidden)
STATEMENT OF QUOTED / CORRECTED PRICES
All Figures are in Rupees
Bidder |  | …….. …….. …….. …….. …….. ……..
Sl. No. | Price Component | Quoted Price | Corrected Price
1 | TOTAL SCHEDULE NO. 1:Ex-Works Price of Plant and Equipment including Type Test Charges | 8 |  | 8
2 | TOTAL SCHEDULE NO.2: Local Transportation, Insurance and other Incidental Services. | 8 |  | 8
3 | TOTAL SCHEDULE NO.3: Installation Charges | 7 |  | 7
4 | TOTAL SCHEDULE NO.4: Training Charges | Not Applicable |  | Not Applicable
5 | TOTAL BID PRICE: (Excluding Taxes & Duties) | 23 |  | 23
6 | DISCOUNT | #REF! |  | #REF!
7 | NET BID PRICE (Excluding Taxes & Duties) | #REF! |  | #REF!
8 | TAXES & DUTIES PAYABLE ADDITIONALLY
| A) EXCISE DUTY | #REF! |  | 0
| B) CENTRAL SALES TAX /VAT | #REF! |  | #REF!
| C) ENTRY TAX / OCTROI | #REF! |  | #REF!
| D) OTHERS | #REF! |  | 0
| E) TOTAL TAXES & DUTIES | #REF! |  | #REF!
8 | TOTAL BID PRICE (INCLUDING TAXES & DUTIES) | #REF! |  | #REF!
9 | TOTAL SCHEDULE NO.7: Type Test Charges [Total of this Schedule is included in Schedule-1 above] | 0 |  | 0
I) | Bidder has indicated the following taxes and duties additionally applicable for their bid:
a) | Excise Duty |  | Rs. | #REF!
b) | CST /VAT |  | Rs. | #REF!
c) | Entry Tax / Octroi |  | Rs. | #REF!
d) | Others |  | Rs. | #REF!
II) | Bidder has offered following discount(s)
III) | With regard to Entry Tax, it may be mentioned that the substations covered under the subject pacakge falls in State of MP, where an entry tax @ 1% of Purchase Price is applicable. In view of the above, the taxes and duties inter-alia including entry tax applicable for the bids are calculated : |  |  |  | Details of dicounts
a) | Ex-Works Price of Direct Supplies (after discount, if any) |  | Rs. | 0 | Gross LS | #REF! | #REF! | #REF! | Gross % | #REF! | #REF! | #REF!
b) | Excise Duty @ 10.3% of (a) above |  | Rs. | 0 |  |  |  | #REF! |  |  |  | #REF!
c) | CST / VAT @ 2% of Ex-Works of Direct Supplies (a) + ED (b) above |  | Rs. | #REF! | Sch-1 Direct LS | #REF! | #REF! | #REF! | Sch-1 Direct % | #REF! | #REF! | #REF!
d) | Others |  | Rs. |  | Sch-1 BO LS | #REF! | #REF! | #REF! | Sch-1 BO % | #REF! | #REF! | #REF!
e) | Purchase Price for Entry Tax (Total Ex-Works+F&I+ED+CST+Others) |  | Rs. | #REF! | Sch-2 LS | #REF! | #REF! | #REF! | Sch-2 % | #REF! | #REF! | #REF!
f) | Entry Tax @ 1% of (e) above |  | Rs. | #REF! | Sch-3 LS | #REF! | #REF! | #REF! | Sch-3 % | #REF! | #REF! | #REF!
[5 empty] | Sch-7 LS | #REF! | #REF! | #REF! | Sch-7 % | #REF! | #REF! | #REF!
400kV GIS Substation Package SS-135 for (a) Extension of 400/220/132kV Pandiabili GIS Substation under ERBS-I, (b) Extension of 400/220/132kV Rangpo GIS Substation under ERBS-II and (c) Bay Extension of Misa GIS S/s under NERES-XXVIII |  | Statement of Quoted / Corrected Prices |  | Page | Different Manner | #REF!
[5 empty] | Text for Discount | #REF!
#REF!
#REF!

## N to W (hidden)
23.31
Rs. Twenty Three Only
23 | Twenty Three
0
0
0
0
0
1 | One
2 | Two
3 | Three
4 | Four
5 | Five
6 | Six
7 | Seven
8 | Eight
9 | Nine
10 | Ten
11 | Eleven
12 | Twelve
13 | Thirteen
14 | Fourteen
15 | Fifteen
16 | Sixteen
17 | Seventeen
18 | Eighteen
19 | Nineteen
20 | Twenty
21 | Twenty One
22 | Twenty Two
23 | Twenty Three
24 | Twenty Four
25 | Twenty Five
26 | Twenty Six
27 | Twenty Seven
28 | Twenty Eight
29 | Twenty Nine
30 | Thirty
31 | Thirty One
32 | Thirty Two
33 | Thirty Three
34 | Thirty Four
35 | Thirty Five
36 | Thirty Six
37 | Thirty Seven
38 | Thirty Eight
39 | Thirty Nine
40 | Forty
41 | Forty One
42 | Forty Two
43 | Forty Three
44 | Forty Four
45 | Forty Five
46 | Forty Six
47 | Forty Seven
48 | Forty Eight
49 | Forty Nine
50 | Fifty
51 | Fifty One
52 | Fifty Two
53 | Fifty Three
54 | Fifty Four
55 | Fifty Five
56 | Fifty Six
57 | Fifty Seven
58 | Fifty Eight
59 | Fifty Nine
60 | Sixty
61 | Sixty One
62 | Sixty Two
63 | Sixty Three
64 | Sixty Four
65 | Sixty Five
66 | Sixty Six
67 | Sixty Seven
68 | Sixty Eight
69 | Sixty Nine
70 | Seventy
71 | Seventy One
72 | Seventy Two
73 | Seventy Three
74 | Seventy Four
75 | Seventy Five
76 | Seventy Six
77 | Seventy Seven
78 | Seventy Eight
79 | Seventy Nine
80 | Eighty
81 | Eighty One
82 | Eighty Two
83 | Eighty Three
84 | Eighty Four
85 | Eighty Five
86 | Eighty Six
87 | Eighty Seven
88 | Eighty Eight
89 | Eighty Nine
90 | Ninety
91 | Ninety One
92 | Ninety Two
93 | Ninety Three
94 | Ninety Four
95 | Ninety Five
96 | Ninety Six
97 | Ninety Seven
98 | Ninety Eight
99 | Ninety Nine
100 | One Hundred