## Basic (hidden)
AAAABBABAABi | Substation Package SS-59 for extension of 220kV Itarsi S/s and 220kV Rewa S/s under consultancy services to MPPTCL
Package Code | Substation Èxtension Package SS-59
Specification No. | Spec. No.: CC-CS/1003-WR2/SS-4037/3/G10

## Cover
Price Schedules | Substation Package SS-59 for extension of 220kV Itarsi S/s and 220kV Rewa S/s under consultancy services to MPPTCL |  | Substation Èxtension Package SS-59
Spec. No.: CC-CS/1003-WR2/SS-4037/3/G10
| 1 | Fill up only green shaded cells in Sch-1, Sch-2, Sch-3, and Bid Form 2nd Envelope.
| 2 | All the cells in Sch-5, Sch-6 and Sch-6 (After Discount) are auto filled, therefore no cell is required to be filled up there.
| 3 | Instructions / error messages, if any, will be displayed automatically after selecting the cell.
| 4 | After filling up all the schedues, save the file, take print out of all the schedules and Bid form and sign & stamp and submit them as hard copy of the 2nd envelope (Price part) of the bid. Also ensure to submit the soft copy of the the same file on CD/ DVD.
Click to skip Instructions & Proceed
Click for Detailed General Instructions
General guidelines for filling up the Price Schedules, Sch-1 to Sch-7

## Instructions
General Instruction to the Bidders for filling up this workbook of price schedules for Substation Èxtension Package SS-59
I | While filling up the worksheets following may please be observed :
| (i) | Fill up only green shaded cells.
| (ii) | Certain data type entries have been restricted, such as Numeric values or limits of numeric values.
| (iii) | Select only the options provided in pull down menus.
| (iv) | Do not link any cell of this work book with any other work book.
| (v) | Do not use copy & paste or cut & paste options for filling up the data.
| (vi) | Do not reformat any of the cell of the work book.
II | This Workbook consists of following worksheets :
Cover :
Opening page of the workbook.
Names of Bidder :
| ● | Select Sole Bidder or JV (Joint Venture) from the pull down menu. Do not leave this cell blank.
| ● | Select nos. of the JV Partners other than the Lead Partner from drop down menu.
| ● | In case of JV partners more than 2, enter details of 3rd & more partners along with details of 2nd partner.
| ● | Fill up names and address of the Sole Bidder and /or Joint Venture.
| ● | Fill up date in dd-mm-yyyy format from drop down menu.
| ● | Click for Sch-1 given at the right top of the worksheet to go to Sch-1.
Sch-1 (Ex-works Prices) :
| ● | Fill up unit rates for all the items in numeric values greater than 0 (zero). If unit rate is left blank, the corresponding item shall be deemed to be included in the total price.
| ● | Corresponding cell for mode of transaction shall be come enable only after filling up the unit rate, therefore first fill up the unit rate and then mode of transaction for the corresponding item.
| ● | Select either Direct or Bought-out from the drop down menu. Do not leave the cell blank the same shall be deemed to be Bought-out if the cell is left blank.
| ● | Total amount shall get calculated automatically.
| ● | Type Test charges shall appear automatically in Sch-1, after filling up Sch-7 appropriately (if Applicable).
Sch-2 (Inland Transportation, In-transit Insurance, loading & unloading Charges) :
| ● | Fill up unit rates for all the items in numeric values greater than 0 (zero). If unit rate is left blank, the corresponding item shall be deemed to be included in the total price.
| ● | Total amount shall get calculated automatically.
Sch-3 (Installation Charges) :
| ● | Fill up unit rates for all the items in numeric values greater than 0 (zero). If unit rate is left blank, the corresponding item shall be deemed to be included in the total price.
| ● | Total amount shall get calculated automatically.
Sch-4 (Training Charges) : Not Applicable
| ● | Fill up unit rates for all the items in numeric values greater than 0 (zero). If unit rate is left blank, the corresponding item shall be deemed to be included in the total price. Total amount shall get calculated automatically.
Sch-5 (Summary of Taxes and Duties applicable on the Goods) :
| ● | Fill up applicable rate of Excise Duty. The amount of Excise Duty on the items mentioned as Direct in the mode of transaction in Schedule-1 shall be calculated automatically at the rate mentioned by the bidder here.
| ● | Segregate and fill up the amount on which Sales Tax shall be applicable out of Ex-works supply items mentioned as direct in the mode of transaction in Schedule-1. Applicable Excise Duty on this amount will be calculated automatically at the rate mentioned by the bidder. Further, fill up the rate of applicable Sales Tax. Amount of Sales Tax shall be automatically calculated on the amount mentioned by the bidder as subjected to Sales Tax plus applicable Excise Duty at the rate mentioned by the Bidder.
| ● | Difference of total amount quoted by the bidder as Direct Transaction and the amount mentioned by him subjected to Sales Tax shall be considered as the amount on which VAT shall become applicable and the same shall be calculated & displayed automatically. Applicable Excise Duty on this amount at the rate mentioned by the bidder shall also be calculated & displayed automatically. Fill up the rate of applicable VAT. The amount of VAT shall be calculated automatically on the amount considered to be subjected to VAT plus applicable Excise Duty at the rate mentioned by the bidder here.
| ● | Amount as per details filled up by the bidder in the work sheets Entry Tax, Octroi and other Taxes & Duties shall be displayed in this work sheet Sch-5 but will not be added to the grand total and shall be considered as applicable.
| ● | Click at the links to go to the work sheets Entry Tax, Octroi and other Taxes & Duties one by one.
Entry Tax :
| ● | Fill the description, amount and rate of applicable Entry Tax. Total of this worksheet shall be displayed in Sch -5 (Taxes & Duties)
| ● | Click at the link to go back to Sch-5.
OCTROI :
| ● | Fill the description, amount and rate of applicable Octroi. Total of this worksheet shall be displayed in Sch -5 (Taxes & Duties)
| ● | Click at the link to go back to Sch-5.
Other Taxes & Duties :
| ● | Fill the description, amount and rate of applicable Other Taxes & Duties. Total of this worksheet shall be displayed in Sch -5 (Taxes & Duties)
| ● | Click at the link to go back to Sch-5.
Sch -6 :
| ● | Summary of all the Schedules without considering discount (mentioned in the work sheet discount) shall be displayed automatically.
| ● | No cell is required to be filled in by the bidder in this worksheet.
Sch-7 (Type Test Charges) :
| ● | Fill up the rates & location where type tests are proposed.
| ● | Total of this Sch-7 shall automatically appear in Sch-1.
Guarantee Declariation (GD) :
| ● | Fill up the losees in kW only as proposed.
Bid from 2nd Envelope :
| ● | Fill up ref. no. as bidder's ref no. of this letter.
| ● | This letter shall consider the net price as per Sch-6 (After Discount).
| ● | Fill up names & Designation of the representatives of other JV partner(s) if the bidder is JV (Joint Venture) .
| ● | Fill up additional information as required.
* * *
Happy Bidding !
Click to Proceed

## Names of Bidder
Substation Package SS-59 for extension of 220kV Itarsi S/s and 220kV Rewa S/s under consultancy services to MPPTCL
Spec. No.: CC-CS/1003-WR2/SS-4037/3/G10 |  |  | Sole Bidder | 1
|  |  | JV (Joint Venture) | 2 or More
Enter following details of the bidder |  |  | Micro and Small Enterprise (MSE)
Specify type of Bidder [Select from drop down menu] |  |  | 0 |  | 2
0
Name of MSE |  |  | 0
Address of Registered Office
Name of other Partner - 1
Address of other Partner - 1
Name of other Partner - 2 (more, if any)
Address of other Partner - 2 (more, if any)
Printed Name
Designation
Date | 31
Place
Click for Sch-1

## my rough Sheet (hidden)
Substation Package–S3 for a) 765/400kV Raipur Pooling Substation Extension under Installation of Bus Reactor and ICT in WR; b) 765kV Vindhyachal Pooling Station Extension (Part A )under Transmission System associated with Vindhyachal-V project of NTPC (Part A); c) 765kV Vindhyachal Pooling Station Extension (Part B), and 765kV Jabalpur Pooling Station Extension (Part B) under Transmission System associated with Vindhyachal-V project of NTPC (Part B)

## Sch-1
Spec. No.: CC-CS/1003-WR2/SS-4037/3/G10 | [13 empty] | Schedule - 1 | [5 empty] | Direct Total | #REF! | 0 | `
[20 empty] | BO Total | #REF! | 0
Substation Package SS-59 for extension of 220kV Itarsi S/s and 220kV Rewa S/s under consultancy services to MPPTCL
(SCHEDULE OF RATES AND PRICES)
Bidder’s Name and Address (MSE) : | [11 empty] | To:
Contract Services
Name : | [11 empty] | Power Grid Corporation of India Ltd.,
Address : | [11 empty] | "Saudamini", Plot No.-2
Sector-29,
Gurgaon (Haryana) - 122001
Plant and Equipment (including Mandatory Spares Parts) to be supplied , including Type Test Charges for Tests to be conducted: | [20 empty] | Direct
[12 empty] | All Prices are in Indian Rupees. |  | All Prices are in Indian Rupees. | [6 empty] | Bought-Out
SI. No. | PR No | PR Line Item No | Activity Description | Material Code | HSN Code | Whether HSN in column ‘5A’ is confirmed. If not, indicate applicable HSN code # | Rate of GST applicable ( in %) | Whether rate of GST in column ‘8’ is confirmed. If not indicate applicable rate of GST# (in %) | Item Description | Unit | Qty. | Unit Ex-works price | Total Ex-works price | Mode of Transaction (Direct or Bought out)^ | GST, Tax as confirmed by Bidder | Total Value | Applicable GST Rate | GST on item | 0
1 | 2 | 3 | 4 | 5 | 5A | 5B | 5C | 5D | 6 | 7 | 8 | 9 | 10 = (8X9) | 11 | 11 |  |  |  | #VALUE!
I | 4 nos. 220kV bays at Rewa SS
1 | 7000010606 | 10 | 220 KV AIS EQUIPMENTS | 1000001772 | 85359090 | Confirmed | 18 | Confirmed | 245 kV, 4400pf Capacitive Voltage Transformer (1- Phase) | EA | 12 |  | Included | Direct | 0 | 0 | 18 | 0
2 | 7000010606 | 20 | 220 KV AIS EQUIPMENTS | 1000020417 | 85354010 | Confirmed | 18 | Confirmed | 216kV Surge Arrester (1-phase) | EA | 12 |  | Included | Direct | 0 | 0 | 18 | 0
3 | 7000010606 | 30 | 220 KV AIS EQUIPMENTS | 1000001695 | 85462040 | Confirmed | 18 | Confirmed | 245 kV, 1 phase Bus Post Insulator (except for Line Traps) | EA | 48 |  | Included | Direct | 0 | 0 | 18 | 0
4 | 7000010606 | 40 | 220 KV AIS EQUIPMENTS | 1000001671 | 85352912 | Confirmed | 18 | Confirmed | 245kV, 1600A, 40KA Circuit Breaker(3-Phase) with support structure | EA | 4 |  | Included | Direct | 0 | 0 | 18 | 0
5 | 7000010606 | 50 | 220 KV AIS EQUIPMENTS | 1000001681 | 85359090 | Confirmed | 18 | Confirmed | 245 kV, 1600A, 40KA, 1-Phase CurrentTransformer with 120% extended currentrating | EA | 12 |  | Included | Direct | 0 | 0 | 18 | 0
6 | 7000010606 | 60 | 220 KV AIS EQUIPMENTS | 1000001794 | 85353090 | Confirmed | 18 | Confirmed | 245kV, 1600A, 40 KA, 3-phase DoubleBreak Tandem Isolator without E/S | EA | 8 |  | Included | Direct | 0 | 0 | 18 | 0
7 | 7000010606 | 80 | 220 KV AIS EQUIPMENTS | 1000001673 | 85353090 | Confirmed | 18 | Confirmed | 245kV, 1600A, 40 KA, 3-phase DoubleBreak Isolator with one E/S | EA | 4 |  | Included | Direct | 0 | 0 | 18 | 0
8 | 7000010606 | 70 | 220 KV AIS EQUIPMENTS | 1000001674 | 85353090 | Confirmed | 18 | Confirmed | 245kV, 1600A, 40 KA, 3-phase DoubleBreak Isolator with two E/S | EA | 4 |  | Included | Direct | 0 | 0 | 18 | 0
9 | 7000010606 | 590 | 220 kV PLCC at Rewa end | 1000001567 | 85176210 | Confirmed | 18 | Confirmed | 220kV, 1600A, 0.5mH, 40 kA Line Trap | EA | 4 |  | Included | Direct | 0 | 0 | 18 | 0
10 | 7000010606 | 600 | 220 kV PLCC at Rewa end | 1000001694 | 85462040 | Confirmed | 18 | Confirmed | 245 kV ,1 phase Bus Post Insulators for Line Traps | EA | 12 |  | Included | Direct | 0 | 0 | 18 | 0
11 | 7000010606 | 90 | Relay & Protection panel (220 kV) | 1000001170 | 85371000 | Confirmed | 18 | Confirmed | 220kV Circuit Breaker Relay Panel with Auto Reclose (with Automation) | EA | 4 |  | Included | Direct | 0 | 0 | 18 | 0
12 | 7000010606 | 100 | Relay & Protection panel (220 kV) | 1000021642 | 85371000 | Confirmed | 18 | Confirmed | Time synchronisation equipment | EA | 1 |  | Included | Direct | 0 | 0 | 18 | 0
13 | 7000010606 | 110 | Relay & Protection panel (220 kV) | 1000025391 | 82032000 | Confirmed | 18 | Confirmed | Relay Test kit | EA | 1 |  | Included | Direct | 0 | 0 | 18 | 0
14 | 7000010606 | 120 | Relay & Protection panel (220 kV) | 1000001330 | 85371000 | Confirmed | 18 | Confirmed | 220kV Line Protection Panel (with Automation) | EA | 4 |  | Included | Direct | 0 | 0 | 18 | 0
15 | 7000010606 | 130 | Relay & Protection panel (220 kV) | 1000006842 | 85371000 | Confirmed | 18 | Confirmed | Augmentation of existing 220kV bus bar protection scheme | SET | 1 |  | Included | Direct | 0 | 0 | 18 | 0
16 | 7000010606 | 140 | Substation Automation System | 1000001333 | 85371000 | Confirmed | 18 | Confirmed | Augmentation of Substation automation System for 220kV bay as perTechnical Specification | EA | 4 |  | Included | Direct | 0 | 0 | 18 | 0
17 | 7000010606 | 150 | Substation Auxiliaries | 1000006284 | 84151090 | Confirmed | 28 | Confirmed | Air conditioning system for Switchyard Panel Room of 6m length | SET | 2 |  | Included | Direct | 0 | 0 | 28 | 0
18 | 7000010606 | 160 | Power & Control Cables (LS) | 1000000443 | 85446020 | Confirmed | 18 | Confirmed | 1.1kV grade Power Cables (PVCinsulated)along withlugs,glands,straight joints &accessories,etc. | LS | 1 |  | Included | Direct | 0 | 0 | 18 | 0
19 | 7000010606 | 170 | Power & Control Cables (LS) | 1000000442 | 85446020 | Confirmed | 18 | Confirmed | 1.1kV grade Control Cables (PVCinsulated) along withlugs,glands,straight joints &accessories,etc. | LS | 1 |  | Included | Direct | 0 | 0 | 18 | 0
20 | 7000010606 | 180 | Erection Hardware | 1000011261 | 72169990 | Confirmed | 18 | Confirmed | Erection Hardware for 220kV layout (Double Main and TransferScheme)-Line Bay as per technical specification | SET | 4 |  | Included | Direct | 0 | 0 | 18 | 0
21 | 7000010606 | 190 | Erection Hardware | 1000011257 | 72169990 | Confirmed | 18 | Confirmed | Erection Hardware for 220kV layout (Double Main and TransferScheme)-Bus work (three Bay) as per technical specification | SET | 2 |  | Included | Direct | 0 | 0 | 18 | 0
22 | 7000010606 | 240 | STEEL STRUCTURES | 1000020188 | 73045930 | Confirmed | 18 | Confirmed | Fabrication, galvanising and supply of Standard Pipe Structure - 220kV CVT including nuts, bolts, all type of washers, packplates, stepbolts and gusset plates excluding foundation bolts | EA | 12 |  | Included | Direct | 0 | 0 | 18 | 0
23 | 7000010606 | 250 | STEEL STRUCTURES | 1000020190 | 73045930 | Confirmed | 18 | Confirmed | Fabrication, galvanising and supply of Standard Pipe Structure - 220kV SA including nuts, bolts, all type of washers, packplates, stepbolts and gusset plates excluding foundation bolts | EA | 12 |  | Included | Direct | 0 | 0 | 18 | 0
24 | 7000010606 | 260 | STEEL STRUCTURES | 1000020186 | 73045930 | Confirmed | 18 | Confirmed | Fabrication, galvanising and supply of Std Pipe Structure - 220 kVBPI including nuts, bolts, all type of washers, packplates, step boltsand gusset plates excluding foundation bolts | EA | 36 |  | Included | Direct | 0 | 0 | 18 | 0
25 | 7000010606 | 270 | STEEL STRUCTURES | 1000017563 | 73045930 | Confirmed | 18 | Confirmed | Standard Pipe Structure for 220kV BPI for WT (1- phase) | EA | 12 |  | Included | Direct | 0 | 0 | 18 | 0
26 | 7000010606 | 280 | STEEL STRUCTURES | 1000020189 | 73045930 | Confirmed | 18 | Confirmed | Fabrication, galvanising and supply of Standard Pipe Structure - 220kV ISOLATOR including nuts, bolts, all type of washers, packplates,step bolts and gusset plates excluding foundation bolts | EA | 16 |  | Included | Direct | 0 | 0 | 18 | 0
27 | 7000010606 | 290 | STEEL STRUCTURES | 1000020187 | 73045930 | Confirmed | 18 | Confirmed | Fabrication, galvanising and supply of Standard Pipe Structure - 220kV CT including nuts, bolts, all type of washers, packplates, stepbolts and gusset plates excluding foundation bolts | EA | 12 |  | Included | Direct | 0 | 0 | 18 | 0
28 | 7000010606 | 300 | STEEL STRUCTURES | 1000017565 | 73045930 | Confirmed | 18 | Confirmed | Fabrication, galvanising and supply of Std Pipe Structure - 220 kV highBPI including nuts, bolts, all type of washers, packplates, step boltsand gusset plates excluding foundation bolts | EA | 12 |  | Included | Direct | 0 | 0 | 18 | 0
29 | 7000010606 | 310 | STEEL STRUCTURES | 1000020097 | 73082011 | Confirmed | 18 | Confirmed | Fabrication, galvanising and supply of Standard 220 kV Tower CAincluding nuts, bolts, all type of washers, packplates, step bolts andgusset plates excluding foundation bolts | EA | 1 |  | Included | Direct | 0 | 0 | 18 | 0
30 | 7000010606 | 320 | STEEL STRUCTURES | 1000020098 | 73082011 | Confirmed | 18 | Confirmed | Fabrication, galvanising and supply of Standard 220 kV Tower CBincluding nuts, bolts, all type of washers, packplates, step bolts andgusset plates excluding foundation bolts | EA | 2 |  | Included | Direct | 0 | 0 | 18 | 0
31 | 7000010606 | 330 | STEEL STRUCTURES | 1000020099 | 73082011 | Confirmed | 18 | Confirmed | Fabrication, galvanising and supply of Standard 220 kV Tower CCincluding nuts, bolts, all type of washers, packplates, step bolts andgusset plates excluding foundation bolts | EA | 2 |  | Included | Direct | 0 | 0 | 18 | 0
32 | 7000010606 | 340 | STEEL STRUCTURES | 1000020105 | 73082011 | Confirmed | 18 | Confirmed | Fabrication, galvanising and supply of Standard 220 kV Tower CTCincluding nuts, bolts, all type of washers, packplates, step bolts andgusset plates excluding foundation bolts | EA | 2 |  | Included | Direct | 0 | 0 | 18 | 0
33 | 7000010606 | 350 | STEEL STRUCTURES | 1000020109 | 73082011 | Confirmed | 18 | Confirmed | Fabrication, galvanising and supply of Standard 220 kV Tower CTGincluding nuts, bolts, all type of washers, packplates, step bolts andgusset plates excluding foundation bolts | EA | 4 |  | Included | Direct | 0 | 0 | 18 | 0
34 | 7000010606 | 360 | STEEL STRUCTURES | 1000020110 | 73082011 | Confirmed | 18 | Confirmed | Fabrication, galvanising and supply of Standard 220 kV Tower CTHincluding nuts, bolts, all type of washers, packplates, step bolts andgusset plates excluding foundation bolts | EA | 2 |  | Included | Direct | 0 | 0 | 18 | 0
35 | 7000010606 | 370 | STEEL STRUCTURES | 1000020088 | 73082011 | Confirmed | 18 | Confirmed | Fabrication, galvanising and supply of Standard 220 kV Gantry BG1including nuts, bolts, all type of washers, packplates, step bolts andgusset plates excluding foundation bolts | EA | 4 |  | Included | Direct | 0 | 0 | 18 | 0
36 | 7000010606 | 380 | STEEL STRUCTURES | 1000020086 | 73082011 | Confirmed | 18 | Confirmed | Fabrication, galvanising and supply of Standard 220 kV Gantry B1including nuts, bolts, all type of washers, packplates, step bolts andgusset plates excluding foundation bolts | EA | 6 |  | Included | Direct | 0 | 0 | 18 | 0
37 | 7000010606 | 390 | STEEL STRUCTURES | 1000012366 | 73082011 | Confirmed | 18 | Confirmed | Fabrication, galvanising and supply of 28mm dia foundation boltsincluding nuts, checknuts, washers and packplates. | EA | 888 |  | Included | Direct | 0 | 0 | 18 | 0
38 | 7000010606 | 400 | STEEL STRUCTURES | 1000012368 | 73082011 | Confirmed | 18 | Confirmed | Fabrication, galvanising and supply of 40mm dia foundation boltsincluding nuts, checknuts, washers and packplates. | EA | 48 |  | Included | Direct | 0 | 0 | 18 | 0
39 | 7000010606 | 410 | STEEL STRUCTURES | 1000012369 | 73082011 | Confirmed | 18 | Confirmed | Fabrication, galvanising and supply of 56mm dia foundation boltsincluding nuts, checknuts, washers and packplates | EA | 64 |  | Included | Direct | 0 | 0 | 18 | 0
40 | 7000010606 | 420 | Earthing | 1000004302 | 72159090 | Confirmed | 18 | Confirmed | 40 mm MS rod for Main Earthmat | M | 3000 |  | Included | Direct | 0 | 0 | 18 | 0
41 | 7000010606 | 430 | Fire protection system | 1000012018 | 85311020 | Confirmed | 18 | Confirmed | Fire Detection and Alarm System for Switchyard Panel Room of 6 mlength | SET | 2 |  | Included | Direct | 0 | 0 | 18 | 0
42 | 7000010606 | 440 | Fire protection system | 1000012023 | 84241000 | Confirmed | 18 | Confirmed | 5kg CO2 type Portable Fire Extinguisher | EA | 2 |  | Included | Direct | 0 | 0 | 18 | 0
43 | 7000010606 | 480 | ILLUMINATION | 1000014547 | 85371000 | Confirmed | 18 | Confirmed | Lighting Panel type ACP-2 as per technical specification | EA | 1 |  | Included | Direct | 0 | 0 | 18 | 0
44 | 7000010606 | 490 | ILLUMINATION | 1000038387 | 94051090 | Confirmed | 18 | Confirmed | LED FLOOD LIGHT LUMINARIESTYPE FL-1 (150W) AS PER TECHNICALSPECIFICATION | EA | 10 |  | Included | Direct | 0 | 0 | 18 | 0
45 | 7000010606 | 500 | ILLUMINATION | 1000038325 | 94059900 | Confirmed | 18 | Confirmed | LIGHTING FIXTURE LED LUMINAIRES TYPE FL2 AS PER TECH. SPECIFICATIONS | EA | 10 |  | Included | Direct | 0 | 0 | 18 | 0
46 | 7000010606 | 510 | ILLUMINATION | 1000020262 | 85371000 | Confirmed | 18 | Confirmed | Sub Lighting panel (outdoor) type SLP (Switchyard and Street Lighting) | EA | 2 |  | Included | Direct | 0 | 0 | 18 | 0
47 | 7000010606 | 520 | ILLUMINATION | 1000014548 | 94059900 | Confirmed | 18 | Confirmed | Lighting Panel type ACP-3 as per technical specification | EA | 1 |  | Included | Direct | 0 | 0 | 18 | 0
48 | 7000010606 | 530 | ILLUMINATION | 1000038389 | 94051090 | Confirmed | 18 | Confirmed | LED STREET LIGHT LUMINAIRE TYPE SL-L1 (= 45W)AS PER TECHNICALSPECIFICATION | EA | 6 |  | Included | Direct | 0 | 0 | 18 | 0
49 | 7000010606 | 540 | ILLUMINATION | 1000038397 | 94059900 | Confirmed | 18 | Confirmed | TYPE L1 STREET LIGHTING POLE OF 6 METER AS PER TECHNICALSPECIFICATION. | EA | 6 |  | Included | Direct | 0 | 0 | 18 | 0
50 | 7000010606 | 550 | ILLUMINATION | 1000013795 | 94059900 | Confirmed | 18 | Confirmed | Illumination System for switchyard panel room of 6 m length | LS | 2 |  | Included |  | 0 | 0 | 18 | 0
51 | 7000010606 | 630 | VMS | 1000030433 | 85287390 | Confirmed | 28 | Confirmed | COLOR IP CAMERA, WITH PAN, TILT AND ZOOM FACILITIES, ALONGWITH ALLREQUIRED ITEMS, ACCESSORIES, LINE INTERFACE UNITS, FIBER PATCH CORDS,POWER SUPPLY UNITS, JUNCTION BOXES, CABLES, FIBER OPTIC CABLES, ETC.,AND INCLUDING INTEGRATION IN EXISTING HARDWARE AND SOFTWARE FORAUGMENTATION OF VISUAL MONITORING SYSTEM AS PER TECHNICALSPECIFICATION. | SET | 2 |  | Included |  | 0 | 0 | 28 | 0
52 | 7000010606 | 650 | Mandatory Spares | 1000025935 | 85389000 | Confirmed | 18 | Confirmed | Spare-245kV Circuit Breaker | SET | 1 |  | Included | Direct | 0 | 0 | 18 | 0
53 | 7000010606 | 660 | Mandatory Spares | 1000025936 | 85353090 | Confirmed | 18 | Confirmed | Spare-245kV Isolator | SET | 1 |  | Included | Direct | 0 | 0 | 18 | 0
54 | 7000010606 | 670 | Mandatory Spares | 1000025930 | 85354010 | Confirmed | 18 | Confirmed | Spare-216kV Surge Arrester | SET | 1 |  | Included | Direct | 0 | 0 | 18 | 0
55 | 7000010606 | 680 | Mandatory Spares | 1000019912 | 85371000 | Confirmed | 18 | Confirmed | Relay & protection Panels (with automation) | LS | 1 |  | Included | Direct | 0 | 0 | 18 | 0
56 | 7000010606 | 690 | Mandatory Spares | 1000019927 | 85389000 | Confirmed | 18 | Confirmed | Spares-Substation Automation System | LS | 1 |  | Included | Direct | 0 | 0 | 18 | 0
57 | 7000010606 | 700 | Mandatory Spares | 1000025933 | 85389000 | Confirmed | 18 | Confirmed | Spare-245kV CT | SET | 1 |  | Included | Direct | 0 | 0 | 18 | 0
58 | 7000010606 | 710 | Mandatory Spares | 1000025934 | 85359090 | Confirmed | 18 | Confirmed | Spare-245kV CVT | SET | 1 |  | Included | Direct | 0 | 0 | 18 | 0
[14 empty] | Direct |  | 0 | 0 | 0
II | 2 nos 220kV bays at Itarsi SS | [12 empty] | Direct |  | 0 | 0 | 0
59 | 7000010606 | 730 | 220 KV AIS EQUIPMENTS | 1000001772 | 85359090 | Confirmed | 18 | Confirmed | 245 kV, 4400pf Capacitive Voltage Transformer (1- Phase) | EA | 6 |  | Included | Direct | 0 | 0 | 18 | 0
60 | 7000010606 | 740 | 220 KV AIS EQUIPMENTS | 1000020417 | 85354010 | Confirmed | 18 | Confirmed | 216kV Surge Arrester (1-phase) | EA | 6 |  | Included | Direct | 0 | 0 | 18 | 0
61 | 7000010606 | 750 | 220 KV AIS EQUIPMENTS | 1000001695 | 85462040 | Confirmed | 18 | Confirmed | 245 kV, 1 phase Bus Post Insulator (except for Line Traps) | EA | 30 |  | Included | Direct | 0 | 0 | 18 | 0
62 | 7000010606 | 760 | 220 KV AIS EQUIPMENTS | 1000001671 | 85352912 | Confirmed | 18 | Confirmed | 245kV, 1600A, 40KA Circuit Breaker(3-Phase) with support structure | EA | 2 |  | Included | Direct | 0 | 0 | 18 | 0
63 | 7000010606 | 770 | 220 KV AIS EQUIPMENTS | 1000001681 | 85359090 | Confirmed | 18 | Confirmed | 245 kV, 1600A, 40KA, 1-Phase CurrentTransformer with 120% extended currentrating | EA | 6 |  | Included | Direct | 0 | 0 | 18 | 0
64 | 7000010606 | 780 | 220 KV AIS EQUIPMENTS | 1000001794 | 85353090 | Confirmed | 18 | Confirmed | 245kV, 1600A, 40 KA, 3-phase DoubleBreak Tandem Isolator without E/S | EA | 4 |  | Included | Direct | 0 | 0 | 18 | 0
65 | 7000010606 | 790 | 220 KV AIS EQUIPMENTS | 1000001661 | 85353090 | Confirmed | 18 | Confirmed | 245kV, 1600A, 40 KA, Double BreakIsolator with one E/S | EA | 2 |  | Included | Direct | 0 | 0 | 18 | 0
66 | 7000010606 | 800 | 220 KV AIS EQUIPMENTS | 1000001674 | 85353090 | Confirmed | 18 | Confirmed | 245kV, 1600A, 40 KA, 3-phase DoubleBreak Isolator with two E/S | EA | 2 |  | Included | Direct | 0 | 0 | 18 | 0
67 | 7000010606 | 1370 | 220 kV PLCC for Itarsi End | 1000001567 | 85176210 | Confirmed | 18 | Confirmed | 220kV, 1600A, 0.5mH, 40 kA Line Trap | EA | 2 |  | Included | Direct | 0 | 0 | 18 | 0
68 | 7000010606 | 1380 | 220 kV PLCC for Itarsi End | 1000001694 | 85462040 | Confirmed | 18 | Confirmed | 245 kV ,1 phase Bus Post Insulators for Line Traps | EA | 6 |  | Included | Direct | 0 | 0 | 18 | 0
69 | 7000010606 | 820 | Relay & Protection panel at Itarsi end | 1000001170 | 85371000 | Confirmed | 18 | Confirmed | 220kV Circuit Breaker Relay Panel with Auto Reclose (with Automation) | EA | 2 |  | Included | Direct | 0 | 0 | 18 | 0
70 | 7000010606 | 830 | Relay & Protection panel at Itarsi end | 1000021642 | 85371000 | Confirmed | 18 | Confirmed | Time synchronisation equipment | EA | 1 |  | Included | Direct | 0 | 0 | 18 | 0
71 | 7000010606 | 840 | Relay & Protection panel at Itarsi end | 1000025391 | 82032000 | Confirmed | 18 | Confirmed | Relay Test kit | EA | 1 |  | Included | Direct | 0 | 0 | 18 | 0
72 | 7000010606 | 850 | Relay & Protection panel at Itarsi end | 1000001330 | 85371000 | Confirmed | 18 | Confirmed | 220kV Line Protection Panel (with Automation) | EA | 2 |  | Included | Direct | 0 | 0 | 18 | 0
73 | 7000010606 | 860 | Relay & Protection panel at Itarsi end | 1000006842 | 85371000 | Confirmed | 18 | Confirmed | Augmentation of existing 220kV bus bar protection scheme | SET | 1 |  | Included | Direct | 0 | 0 | 18 | 0
74 | 7000010606 | 870 | Substation Automation System | 1000001333 | 85371000 | Confirmed | 18 | Confirmed | Augmentation of Substation automation System for 220kV bay as perTechnical Specification | EA | 2 |  | Included | Direct | 0 | 0 | 18 | 0
75 | 7000010606 | 880 | Substation Auxiliaries | 1000006284 | 84151090 | Confirmed | 28 | Confirmed | Air conditioning system for Switchyard Panel Room of 6m length | SET | 1 |  | Included | Direct | 0 | 0 | 28 | 0
76 | 7000010606 | 890 | Substation Auxiliaries | 1000004304 | 85371000 | Confirmed | 18 | Confirmed | 415V ACDB (Extn.) | SET | 1 |  | Included | Direct | 0 | 0 | 18 | 0
77 | 7000010606 | 900 | Substation Auxiliaries | 1000001145 | 85371000 | Confirmed | 18 | Confirmed | 220V DCDB (Extn.) | SET | 1 |  | Included | Direct | 0 | 0 | 18 | 0
78 | 7000010606 | 910 | Power & Control Cables (LS) | 1000000443 | 85446020 | Confirmed | 18 | Confirmed | 1.1kV grade Power Cables (PVCinsulated)along withlugs,glands,straight joints &accessories,etc. | LS | 1 |  | Included | Direct | 0 | 0 | 18 | 0
79 | 7000010606 | 920 | Power & Control Cables (LS) | 1000000442 | 85446020 | Confirmed | 18 | Confirmed | 1.1kV grade Control Cables (PVCinsulated) along withlugs,glands,straight joints &accessories,etc. | LS | 1 |  | Included | Direct | 0 | 0 | 18 | 0
80 | 7000010606 | 930 | Erection Hardware | 1000011261 | 72169990 | Confirmed | 18 | Confirmed | Erection Hardware for 220kV layout (Double Main and TransferScheme)-Line Bay as per technical specification | SET | 2 |  | Included | Direct | 0 | 0 | 18 | 0
81 | 7000010606 | 940 | Erection Hardware | 1000011256 | 72169990 | Confirmed | 18 | Confirmed | Erection Hardware for 220kV layout (Double Main and TransferScheme)-Bus work (two Bay) as per technical specification | SET | 1 |  | Included | Direct | 0 | 0 | 18 | 0
82 | 7000010606 | 1210 | STEEL STRUCTURES | 1000020098 | 73082011 | Confirmed | 18 | Confirmed | Fabrication, galvanising and supply of Standard 220 kV Tower CBincluding nuts, bolts, all type of washers, packplates, step bolts andgusset plates excluding foundation bolts | EA | 1 |  | Included | Direct | 0 | 0 | 18 | 0
83 | 7000010606 | 1140 | STEEL STRUCTURES | 1000020099 | 73082011 | Confirmed | 18 | Confirmed | Fabrication, galvanising and supply of Standard 220 kV Tower CCincluding nuts, bolts, all type of washers, packplates, step bolts andgusset plates excluding foundation bolts | EA | 1 |  | Included | Direct | 0 | 0 | 18 | 0
84 | 7000010606 | 1220 | STEEL STRUCTURES | 1000020100 | 73082011 | Confirmed | 18 | Confirmed | Fabrication, galvanising and supply of Standard 220 kV Tower CDincluding nuts, bolts, all type of washers, packplates, step bolts andgusset plates excluding foundation bolts | EA | 1 |  | Included | Direct | 0 | 0 | 18 | 0
85 | 7000010606 | 1120 | STEEL STRUCTURES | 1000020109 | 73082011 | Confirmed | 18 | Confirmed | Fabrication, galvanising and supply of Standard 220 kV Tower CTGincluding nuts, bolts, all type of washers, packplates, step bolts andgusset plates excluding foundation bolts | EA | 1 |  | Included | Direct | 0 | 0 | 18 | 0
86 | 7000010606 | 1130 | STEEL STRUCTURES | 1000020110 | 73082011 | Confirmed | 18 | Confirmed | Fabrication, galvanising and supply of Standard 220 kV Tower CTHincluding nuts, bolts, all type of washers, packplates, step bolts andgusset plates excluding foundation bolts | EA | 2 |  | Included | Direct | 0 | 0 | 18 | 0
87 | 7000010606 | 1060 | STEEL STRUCTURES | 1000020086 | 73082011 | Confirmed | 18 | Confirmed | Fabrication, galvanising and supply of Standard 220 kV Gantry B1including nuts, bolts, all type of washers, packplates, step bolts andgusset plates excluding foundation bolts | EA | 3 |  | Included | Direct | 0 | 0 | 18 | 0
88 | 7000010606 | 1070 | STEEL STRUCTURES | 1000020088 | 73082011 | Confirmed | 18 | Confirmed | Fabrication, galvanising and supply of Standard 220 kV Gantry BG1including nuts, bolts, all type of washers, packplates, step bolts andgusset plates excluding foundation bolts | EA | 2 |  | Included | Direct | 0 | 0 | 18 | 0
89 | 7000010606 | 1080 | STEEL STRUCTURES | 1000020188 | 73045930 | Confirmed | 18 | Confirmed | Fabrication, galvanising and supply of Standard Pipe Structure - 220kV CVT including nuts, bolts, all type of washers, packplates, stepbolts and gusset plates excluding foundation bolts | EA | 6 |  | Included | Direct | 0 | 0 | 18 | 0
90 | 7000010606 | 1090 | STEEL STRUCTURES | 1000020190 | 73045930 | Confirmed | 18 | Confirmed | Fabrication, galvanising and supply of Standard Pipe Structure - 220kV SA including nuts, bolts, all type of washers, packplates, stepbolts and gusset plates excluding foundation bolts | EA | 6 |  | Included | Direct | 0 | 0 | 18 | 0
91 | 7000010606 | 1100 | STEEL STRUCTURES | 1000020186 | 73045930 | Confirmed | 18 | Confirmed | Fabrication, galvanising and supply of Std Pipe Structure - 220 kVBPI including nuts, bolts, all type of washers, packplates, step boltsand gusset plates excluding foundation bolts | EA | 24 |  | Included | Direct | 0 | 0 | 18 | 0
92 | 7000010606 | 1110 | STEEL STRUCTURES | 1000017563 | 73045930 | Confirmed | 18 | Confirmed | Standard Pipe Structure for 220kV BPI for WT (1- phase) | EA | 6 |  | Included | Direct | 0 | 0 | 18 | 0
93 | 7000010606 | 1150 | STEEL STRUCTURES | 1000020189 | 73045930 | Confirmed | 18 | Confirmed | Fabrication, galvanising and supply of Standard Pipe Structure - 220kV ISOLATOR including nuts, bolts, all type of washers, packplates,step bolts and gusset plates excluding foundation bolts | EA | 8 |  | Included | Direct | 0 | 0 | 18 | 0
94 | 7000010606 | 1160 | STEEL STRUCTURES | 1000020187 | 73045930 | Confirmed | 18 | Confirmed | Fabrication, galvanising and supply of Standard Pipe Structure - 220kV CT including nuts, bolts, all type of washers, packplates, stepbolts and gusset plates excluding foundation bolts | EA | 6 |  | Included | Direct | 0 | 0 | 18 | 0
95 | 7000010606 | 1170 | STEEL STRUCTURES | 1000017565 | 73045930 | Confirmed | 18 | Confirmed | Fabrication, galvanising and supply of Std Pipe Structure - 220 kV highBPI including nuts, bolts, all type of washers, packplates, step boltsand gusset plates excluding foundation bolts | EA | 6 |  | Included | Direct | 0 | 0 | 18 | 0
96 | 7000010606 | 1180 | STEEL STRUCTURES | 1000012366 | 73082011 | Confirmed | 18 | Confirmed | Fabrication, galvanising and supply of 28mm dia foundation boltsincluding nuts, checknuts, washers and packplates. | EA | 434 |  | Included | Direct | 0 | 0 | 18 | 0
97 | 7000010606 | 1190 | STEEL STRUCTURES | 1000012368 | 73082011 | Confirmed | 18 | Confirmed | Fabrication, galvanising and supply of 40mm dia foundation boltsincluding nuts, checknuts, washers and packplates. | EA | 48 |  | Included | Direct | 0 | 0 | 18 | 0
98 | 7000010606 | 1200 | STEEL STRUCTURES | 1000012369 | 73082011 | Confirmed | 18 | Confirmed | Fabrication, galvanising and supply of 56mm dia foundation boltsincluding nuts, checknuts, washers and packplates | EA | 32 |  | Included | Direct | 0 | 0 | 18 | 0
99 | 7000010606 | 1230 | Earthing | 1000004302 | 72159090 | Confirmed | 18 | Confirmed | 40 mm MS rod for Main Earthmat | M | 1000 |  | Included | Direct | 0 | 0 | 18 | 0
100 | 7000010606 | 1240 | Fire protection system | 1000012018 | 85311020 | Confirmed | 18 | Confirmed | Fire Detection and Alarm System for Switchyard Panel Room of 6 mlength | SET | 1 |  | Included | Direct | 0 | 0 | 18 | 0
101 | 7000010606 | 1250 | Fire protection system | 1000012023 | 84241000 | Confirmed | 18 | Confirmed | 5kg CO2 type Portable Fire Extinguisher | EA | 1 |  | Included | Direct | 0 | 0 | 18 | 0
102 | 7000010606 | 1290 | ILLUMINATION | 1000014547 | 85371000 | Confirmed | 18 | Confirmed | Lighting Panel type ACP-2 as per technical specification | EA | 1 |  | Included |  | 0 | 0 | 18 | 0
103 | 7000010606 | 1300 | ILLUMINATION | 1000038387 | 94051090 | Confirmed | 18 | Confirmed | LED FLOOD LIGHT LUMINARIESTYPE FL-1 (150W) AS PER TECHNICALSPECIFICATION | EA | 15 |  | Included |  | 0 | 0 | 18 | 0
104 | 7000010606 | 1310 | ILLUMINATION | 1000038325 | 94059900 | Confirmed | 18 | Confirmed | LIGHTING FIXTURE LED LUMINAIRES TYPE FL2 AS PER TECH. SPECIFICATIONS | EA | 15 |  | Included | Direct | 0 | 0 | 18 | 0
105 | 7000010606 | 1320 | ILLUMINATION | 1000020262 | 85371000 | Confirmed | 18 | Confirmed | Sub Lighting panel (outdoor) type SLP (Switchyard and Street Lighting) | EA | 1 |  | Included | Direct | 0 | 0 | 18 | 0
106 | 7000010606 | 1330 | ILLUMINATION | 1000013795 | 94059900 | Confirmed | 18 | Confirmed | Illumination System for switchyard panel room of 6 m length | LS | 1 |  | Included | Direct | 0 | 0 | 18 | 0
107 | 7000010606 | 1520 | VMS | 1000030433 | 85287390 | Confirmed | 28 | Confirmed | COLOR IP CAMERA, WITH PAN, TILT AND ZOOM FACILITIES, ALONGWITH ALLREQUIRED ITEMS, ACCESSORIES, LINE INTERFACE UNITS, FIBER PATCH CORDS,POWER SUPPLY UNITS, JUNCTION BOXES, CABLES, FIBER OPTIC CABLES, ETC.,AND INCLUDING INTEGRATION IN EXISTING HARDWARE AND SOFTWARE FORAUGMENTATION OF VISUAL MONITORING SYSTEM AS PER TECHNICALSPECIFICATION. | SET | 1 |  | Included | Direct | 0 | 0 | 28 | 0
108 | 7000010606 | 990 | Mandatory Spares | 1000025935 | 85389000 | Confirmed | 18 | Confirmed | Spare-245kV Circuit Breaker | SET | 1 |  | Included |  | 0 | 0 | 18 | 0
109 | 7000010606 | 1000 | Mandatory Spares | 1000025936 | 85353090 | Confirmed | 18 | Confirmed | Spare-245kV Isolator | SET | 1 |  | Included |  | 0 | 0 | 18 | 0
110 | 7000010606 | 1010 | Mandatory Spares | 1000025930 | 85354010 | Confirmed | 18 | Confirmed | Spare-216kV Surge Arrester | SET | 1 |  | Included | Direct | 0 | 0 | 18 | 0
111 | 7000010606 | 1020 | Mandatory Spares | 1000019912 | 85371000 | Confirmed | 18 | Confirmed | Relay & protection Panels (with automation) | LS | 1 |  | Included | Direct | 0 | 0 | 18 | 0
112 | 7000010606 | 1030 | Mandatory Spares | 1000019927 | 85389000 | Confirmed | 18 | Confirmed | Spares-Substation Automation System | LS | 1 |  | Included | Direct | 0 | 0 | 18 | 0
113 | 7000010606 | 1040 | Mandatory Spares | 1000025933 | 85389000 | Confirmed | 18 | Confirmed | Spare-245kV CT | SET | 1 |  | Included |  | 0 | 0 | 18 | 0
114 | 7000010606 | 1050 | Mandatory Spares | 1000025934 | 85359090 | Confirmed | 18 | Confirmed | Spare-245kV CVT | SET | 1 |  | Included |  | 0 | 0 | 18 | 0
[9 empty] | Total Ex-Works Price |  |  |  | 0 |  | 0
[9 empty] | Total Type Test charges as per Schedule-7 |  |  |  | 0
[9 empty] | Total Ex-works Price including Type Test charges |  |  |  | 0
Note : | Specify amount of GST on the transaction between the Contractor and the Employer.
# | In case the bidder leaves the cell for confirmation of the HSN code and/or GST rate “blank”, the HSN code and corresponding GST rate indicated by the Employer shall be deemed to be the one confirmed by the Bidder.
Date : | -- | [10 empty] | Printed Name :
Place : | [11 empty] | Designation :
Click for Sch-2
Note on G132: Akhilesh Kumar Singh {अखिलेश कुमार सिंह}: Keep these rows Hidden for discount calculation
Note on H132: Akhilesh Kumar Singh {अखिलेश कुमार सिंह}: Keep these rows Hidden for discount calculation
Note on I132: Akhilesh Kumar Singh {अखिलेश कुमार सिंह}: Keep these rows Hidden for discount calculation
Note on M132: Akhilesh Kumar Singh {अखिलेश कुमार सिंह}: Keep these rows Hidden for discount calculation
Note on G133: Akhilesh Kumar Singh {अखिलेश कुमार सिंह}: Keep these rows Hidden for discount calculation
Note on H133: Akhilesh Kumar Singh {अखिलेश कुमार सिंह}: Keep these rows Hidden for discount calculation
Note on I133: Akhilesh Kumar Singh {अखिलेश कुमार सिंह}: Keep these rows Hidden for discount calculation
Note on M133: Akhilesh Kumar Singh {अखिलेश कुमार सिंह}: Keep these rows Hidden for discount calculation

## Sch-1 dis (hidden)
Spec. No.: CC-CS/1003-WR2/SS-4037/3/G10 | [5 empty] | Schedule - 1 |  |  |  | Direct Total | 0 | 0 | `
[10 empty] | BO Total | #REF! | 0
Substation Package SS-59 for extension of 220kV Itarsi S/s and 220kV Rewa S/s under consultancy services to MPPTCL
(SCHEDULE OF RATES AND PRICES : EX-WORKS PRICES)
Bidder’s Name and Address (MSE) : |  |  |  | To:
Contract Services
Name : |  |  |  | Power Grid Corporation of India Ltd.,
Address : |  |  |  | "Saudamini", Plot No.-2
Sector-29,
Gurgaon (Haryana) - 122001
Plant and Equipment (including Mandatory Spares Parts) to be supplied, including Type Test Charges for Tests to be conducted. | [10 empty] | Direct
[6 empty] | All Prices are in Indian Rupees. |  |  |  |  | Bought-Out
SI. No. | Item Description | Unit | Qty. | Unit Ex-works price | Total Ex-works price | Mode of Transaction (Direct / Bought-out)
1 | 2 | 3 | 4 | 5 | 6 = 4 x 5 | 7
1.1 | #REF! |  |  |  |  | Bought-Out
(a) | #REF! | #REF! | #REF! | #REF! | #REF! | #REF!
(b) | #REF! | #REF! | #REF! | #REF! | #REF! | #REF!
#REF!
1.2 | #REF! |  |  |  |  | #REF!
(a) | #REF! | #REF! | #REF! | #REF! | #REF! | #REF!
(b) | #REF! | #REF! | #REF! | #REF! | #REF! | #REF!
#REF!
1.3 | #REF! |  |  |  |  | #REF!
(a) | #REF! | #REF! | #REF! | #REF! | #REF! | #REF!
(b) | #REF! | #REF! | #REF! | #REF! | #REF! | #REF!
#REF!
2 | #REF! |  |  |  |  | #REF!
2.1 | #REF! |  |  |  |  | #REF!
(a) | #REF! | #REF! | #REF! | #REF! | #REF! | #REF!
| #REF! | #REF! | #REF! | #REF! | #REF! | #REF!
(b) | #REF! | #REF! | #REF! | #REF! | #REF! | #REF!
#REF!
3 | #REF! |  |  |  |  | #REF!
3.1 | #REF! |  |  |  |  | #REF!
(a) | #REF! | #REF! | #REF! | #REF! | #REF! | #REF!
(b) | #REF! | #REF! | #REF! | #REF! | #REF! | #REF!
(c) | #REF! | #REF! | #REF! | #REF! | #REF! | #REF!
(d) | #REF! | #REF! | #REF! | #REF! | #REF! | #REF!
(e) | #REF! | #REF! | #REF! | #REF! | #REF! | #REF!
(f) | #REF! | #REF! | #REF! | #REF! | #REF! | #REF!
#REF!
4 | #REF! |  |  |  |  | #REF!
4.1 | #REF!
(a) | #REF! | #REF! | #REF! | #REF! | #REF! | #REF!
4.2 | #REF!
(a) | #REF! | #REF! | #REF! | #REF! | #REF! | #REF!
(b) | #REF! | #REF! | #REF! | #REF! | #REF! | #REF!
(c ) | #REF! | #REF! | #REF! | #REF! | #REF! | #REF!
(d) | #REF! | #REF! | #REF! | #REF! | #REF! | #REF!
4.3 | #REF!
(a) | #REF! | #REF! | #REF! | #REF! | #REF! | #REF!
(b) | #REF! | #REF! | #REF! | #REF! | #REF! | #REF!
(c ) | #REF! | #REF! | #REF! | #REF! | #REF! | #REF!
(d) | #REF! | #REF! | #REF! | #REF! | #REF! | #REF!
(e ) | #REF! | #REF! | #REF! | #REF! | #REF! | #REF!
(f) | #REF! | #REF! | #REF! | #REF! | #REF! | #REF!
4.4 | #REF!
(a) | #REF! | #REF! | #REF! | #REF! | #REF! | #REF!
(b) | #REF! | #REF! | #REF! | #REF! | #REF! | #REF!
(c ) | #REF! | #REF! | #REF! | #REF! | #REF! | #REF!
(d) | #REF! | #REF! | #REF! | #REF! | #REF! | #REF!
(e ) | #REF! | #REF! | #REF! | #REF! | #REF! | #REF!
5 | #REF!
(a) | #REF! | #REF! | #REF! | #REF! | #REF! | #REF!
(b) | #REF!
(i) | #REF! | #REF! | #REF! | #REF! | #REF! | #REF!
(ii) | #REF! | #REF! | #REF! | #REF! | #REF! | #REF!
| Total Ex-Works Price C) Direct |  |  |  | #VALUE! | Direct
| Total Ex-Works Price C) Bought Out |  |  |  | #VALUE!
| Total Ex-Works Price C) |  |  |  | #VALUE!
| Total Type Test charges as per Schedule-7 (D) |  |  |  | 0 |  |  | #REF! |  | #REF!
| Total Ex-works Price including Type Test charges |  |  |  | #VALUE! |  |  | #REF! |  | #REF!
[7 empty] | Discount Sch-1 | #VALUE! | MPD Sch-1 | #REF!
[7 empty] | Dis Alert | #REF!
Note : | Specify amount of Excise Duty, Sales Tax/'VAT and other taxes payable on the transaction between the Contractor and the Employer and octroi/entry tax as applicable for destination site/state on all items of supply including bought-out finished items (to be identified in the Contract), which shall be dispatched directly from the sub-vendor’s works to the Employer’s site (sale-in-transit), separately in Schedule-5. Excise Duty, Sales tax and other levies for all the bought-out items are to be included in the EXW Price (Col. No. 5) only and not to be indicated in Schedule-5.
Date : | --
Place : |  |  | Printed Name :
Designation :
Click for Sch-2

## Sch-2
Spec. No.: CC-CS/1003-WR2/SS-4037/3/G10 | [8 empty] | Schedule - 2
Substation Package SS-59 for extension of 220kV Itarsi S/s and 220kV Rewa S/s under consultancy services to MPPTCL | [10 empty] | As per Lum-sum |  | 0
(SCHEDULE OF RATES AND PRICES ) | [10 empty] | AS per Percent |  | #REF!
[11 empty] | As per lum-sum on Sch-2 |  | 0%
Bidder’s Name and Address (MSE) : | [7 empty] | To: |  |  | As per Percent on Sch-2 |  | #REF!
[8 empty] | Contract Services |  |  | Total Discount |  | #REF!
Name : | [7 empty] | Power Grid Corporation of India Ltd.,
Address : | [7 empty] | "Saudamini", Plot No.-2
[8 empty] | Sector-29, |  |  | Multipackage Discount |  | 0%
Gurgaon (Haryana) - 122001
Local Transportation, In-transit Insurance, loading and unloading
[8 empty] | All Prices are in Indian Rupees. |  |  |  | Amount after Discount (Rs.) |  | Dis Alert | Amount after MPD (Rs.)
SI. No. | PR No | PR Line Item No | Activity Description | Material Code | Description | Unit | Quantity | Unit Local Transportation, In-transit Insurance, loading and unloading Charges | Total Local Transportation, In-transit Insurance, loading and unloadingCharges |  |  | Unit Freight & Insurance Charges | Total Freight & Insurance Charges |  | Unit Freight & Insurance Charges | Total Freight & Insurance Charges
1 | 2 | 3 | 4 | 5 | 6 | 7 | 8 | 9 | 10 = 7 x 9 | 0 |  | 5 | 6 = 4 x 5 |  | 5 | 6 = 4 x 5
I | 4 nos. 220kV bays at Rewa SS | [8 empty] | 0
1 | 7000010606 | 10 | 220 KV AIS EQUIPMENTS | 1000001772 | 245 kV, 4400pf Capacitive Voltage Transformer (1- Phase) | EA | 12 |  | Included | 0
2 | 7000010606 | 20 | 220 KV AIS EQUIPMENTS | 1000020417 | 216kV Surge Arrester (1-phase) | EA | 12 |  | Included | 0
3 | 7000010606 | 30 | 220 KV AIS EQUIPMENTS | 1000001695 | 245 kV, 1 phase Bus Post Insulator (except for Line Traps) | EA | 48 |  | Included | 0
4 | 7000010606 | 40 | 220 KV AIS EQUIPMENTS | 1000001671 | 245kV, 1600A, 40KA Circuit Breaker(3-Phase) with support structure | EA | 4 |  | Included | 0
5 | 7000010606 | 50 | 220 KV AIS EQUIPMENTS | 1000001681 | 245 kV, 1600A, 40KA, 1-Phase CurrentTransformer with 120% extended currentrating | EA | 12 |  | Included | 0
6 | 7000010606 | 60 | 220 KV AIS EQUIPMENTS | 1000001794 | 245kV, 1600A, 40 KA, 3-phase DoubleBreak Tandem Isolator without E/S | EA | 8 |  | Included | 0
7 | 7000010606 | 80 | 220 KV AIS EQUIPMENTS | 1000001673 | 245kV, 1600A, 40 KA, 3-phase DoubleBreak Isolator with one E/S | EA | 4 |  | Included | 0
8 | 7000010606 | 70 | 220 KV AIS EQUIPMENTS | 1000001674 | 245kV, 1600A, 40 KA, 3-phase DoubleBreak Isolator with two E/S | EA | 4 |  | Included | 0
9 | 7000010606 | 590 | 220 kV PLCC at Rewa end | 1000001567 | 220kV, 1600A, 0.5mH, 40 kA Line Trap | EA | 4 |  | Included | 0
10 | 7000010606 | 600 | 220 kV PLCC at Rewa end | 1000001694 | 245 kV ,1 phase Bus Post Insulators for Line Traps | EA | 12 |  | Included | 0
11 | 7000010606 | 90 | Relay & Protection panel (220 kV) | 1000001170 | 220kV Circuit Breaker Relay Panel with Auto Reclose (with Automation) | EA | 4 |  | Included | 0
12 | 7000010606 | 100 | Relay & Protection panel (220 kV) | 1000021642 | Time synchronisation equipment | EA | 1 |  | Included | 0
13 | 7000010606 | 110 | Relay & Protection panel (220 kV) | 1000025391 | Relay Test kit | EA | 1 |  | Included | 0
14 | 7000010606 | 120 | Relay & Protection panel (220 kV) | 1000001330 | 220kV Line Protection Panel (with Automation) | EA | 4 |  | Included | 0
15 | 7000010606 | 130 | Relay & Protection panel (220 kV) | 1000006842 | Augmentation of existing 220kV bus bar protection scheme | SET | 1 |  | Included | 0
16 | 7000010606 | 140 | Substation Automation System | 1000001333 | Augmentation of Substation automation System for 220kV bay as perTechnical Specification | EA | 4 |  | Included | 0
17 | 7000010606 | 150 | Substation Auxiliaries | 1000006284 | Air conditioning system for Switchyard Panel Room of 6m length | SET | 2 |  | Included | 0
18 | 7000010606 | 160 | Power & Control Cables (LS) | 1000000443 | 1.1kV grade Power Cables (PVCinsulated)along withlugs,glands,straight joints &accessories,etc. | LS | 1 |  | Included | 0
19 | 7000010606 | 170 | Power & Control Cables (LS) | 1000000442 | 1.1kV grade Control Cables (PVCinsulated) along withlugs,glands,straight joints &accessories,etc. | LS | 1 |  | Included | 0
20 | 7000010606 | 180 | Erection Hardware | 1000011261 | Erection Hardware for 220kV layout (Double Main and TransferScheme)-Line Bay as per technical specification | SET | 4 |  | Included | 0
21 | 7000010606 | 190 | Erection Hardware | 1000011257 | Erection Hardware for 220kV layout (Double Main and TransferScheme)-Bus work (three Bay) as per technical specification | SET | 2 |  | Included | 0
22 | 7000010606 | 240 | STEEL STRUCTURES | 1000020188 | Fabrication, galvanising and supply of Standard Pipe Structure - 220kV CVT including nuts, bolts, all type of washers, packplates, stepbolts and gusset plates excluding foundation bolts | EA | 12 |  | Included | 0
23 | 7000010606 | 250 | STEEL STRUCTURES | 1000020190 | Fabrication, galvanising and supply of Standard Pipe Structure - 220kV SA including nuts, bolts, all type of washers, packplates, stepbolts and gusset plates excluding foundation bolts | EA | 12 |  | Included | 0
24 | 7000010606 | 260 | STEEL STRUCTURES | 1000020186 | Fabrication, galvanising and supply of Std Pipe Structure - 220 kVBPI including nuts, bolts, all type of washers, packplates, step boltsand gusset plates excluding foundation bolts | EA | 36 |  | Included | 0
25 | 7000010606 | 270 | STEEL STRUCTURES | 1000017563 | Standard Pipe Structure for 220kV BPI for WT (1- phase) | EA | 12 |  | Included | 0
26 | 7000010606 | 280 | STEEL STRUCTURES | 1000020189 | Fabrication, galvanising and supply of Standard Pipe Structure - 220kV ISOLATOR including nuts, bolts, all type of washers, packplates,step bolts and gusset plates excluding foundation bolts | EA | 16 |  | Included | 0
27 | 7000010606 | 290 | STEEL STRUCTURES | 1000020187 | Fabrication, galvanising and supply of Standard Pipe Structure - 220kV CT including nuts, bolts, all type of washers, packplates, stepbolts and gusset plates excluding foundation bolts | EA | 12 |  | Included | 0
28 | 7000010606 | 300 | STEEL STRUCTURES | 1000017565 | Fabrication, galvanising and supply of Std Pipe Structure - 220 kV highBPI including nuts, bolts, all type of washers, packplates, step boltsand gusset plates excluding foundation bolts | EA | 12 |  | Included | 0
29 | 7000010606 | 310 | STEEL STRUCTURES | 1000020097 | Fabrication, galvanising and supply of Standard 220 kV Tower CAincluding nuts, bolts, all type of washers, packplates, step bolts andgusset plates excluding foundation bolts | EA | 1 |  | Included | 0
30 | 7000010606 | 320 | STEEL STRUCTURES | 1000020098 | Fabrication, galvanising and supply of Standard 220 kV Tower CBincluding nuts, bolts, all type of washers, packplates, step bolts andgusset plates excluding foundation bolts | EA | 2 |  | Included | 0
31 | 7000010606 | 330 | STEEL STRUCTURES | 1000020099 | Fabrication, galvanising and supply of Standard 220 kV Tower CCincluding nuts, bolts, all type of washers, packplates, step bolts andgusset plates excluding foundation bolts | EA | 2 |  | Included | 0
32 | 7000010606 | 340 | STEEL STRUCTURES | 1000020105 | Fabrication, galvanising and supply of Standard 220 kV Tower CTCincluding nuts, bolts, all type of washers, packplates, step bolts andgusset plates excluding foundation bolts | EA | 2 |  | Included | 0
33 | 7000010606 | 350 | STEEL STRUCTURES | 1000020109 | Fabrication, galvanising and supply of Standard 220 kV Tower CTGincluding nuts, bolts, all type of washers, packplates, step bolts andgusset plates excluding foundation bolts | EA | 4 |  | Included | 0
34 | 7000010606 | 360 | STEEL STRUCTURES | 1000020110 | Fabrication, galvanising and supply of Standard 220 kV Tower CTHincluding nuts, bolts, all type of washers, packplates, step bolts andgusset plates excluding foundation bolts | EA | 2 |  | Included | 0
35 | 7000010606 | 370 | STEEL STRUCTURES | 1000020088 | Fabrication, galvanising and supply of Standard 220 kV Gantry BG1including nuts, bolts, all type of washers, packplates, step bolts andgusset plates excluding foundation bolts | EA | 4 |  | Included | 0
36 | 7000010606 | 380 | STEEL STRUCTURES | 1000020086 | Fabrication, galvanising and supply of Standard 220 kV Gantry B1including nuts, bolts, all type of washers, packplates, step bolts andgusset plates excluding foundation bolts | EA | 6 |  | Included | 0
37 | 7000010606 | 390 | STEEL STRUCTURES | 1000012366 | Fabrication, galvanising and supply of 28mm dia foundation boltsincluding nuts, checknuts, washers and packplates. | EA | 888 |  | Included | 0
38 | 7000010606 | 400 | STEEL STRUCTURES | 1000012368 | Fabrication, galvanising and supply of 40mm dia foundation boltsincluding nuts, checknuts, washers and packplates. | EA | 48 |  | Included | 0
39 | 7000010606 | 410 | STEEL STRUCTURES | 1000012369 | Fabrication, galvanising and supply of 56mm dia foundation boltsincluding nuts, checknuts, washers and packplates | EA | 64 |  | Included | 0
40 | 7000010606 | 420 | Earthing | 1000004302 | 40 mm MS rod for Main Earthmat | M | 3000 |  | Included | 0
41 | 7000010606 | 430 | Fire protection system | 1000012018 | Fire Detection and Alarm System for Switchyard Panel Room of 6 mlength | SET | 2 |  | Included | 0
42 | 7000010606 | 440 | Fire protection system | 1000012023 | 5kg CO2 type Portable Fire Extinguisher | EA | 2 |  | Included | 0
43 | 7000010606 | 480 | ILLUMINATION | 1000014547 | Lighting Panel type ACP-2 as per technical specification | EA | 1 |  | Included | 0
44 | 7000010606 | 490 | ILLUMINATION | 1000038387 | LED FLOOD LIGHT LUMINARIESTYPE FL-1 (150W) AS PER TECHNICALSPECIFICATION | EA | 10 |  | Included | 0
45 | 7000010606 | 500 | ILLUMINATION | 1000038325 | LIGHTING FIXTURE LED LUMINAIRES TYPE FL2 AS PER TECH. SPECIFICATIONS | EA | 10 |  | Included | 0
46 | 7000010606 | 510 | ILLUMINATION | 1000020262 | Sub Lighting panel (outdoor) type SLP (Switchyard and Street Lighting) | EA | 2 |  | Included | 0
47 | 7000010606 | 520 | ILLUMINATION | 1000014548 | Lighting Panel type ACP-3 as per technical specification | EA | 1 |  | Included | 0
48 | 7000010606 | 530 | ILLUMINATION | 1000038389 | LED STREET LIGHT LUMINAIRE TYPE SL-L1 (= 45W)AS PER TECHNICALSPECIFICATION | EA | 6 |  | Included | 0
49 | 7000010606 | 540 | ILLUMINATION | 1000038397 | TYPE L1 STREET LIGHTING POLE OF 6 METER AS PER TECHNICALSPECIFICATION. | EA | 6 |  | Included | 0
50 | 7000010606 | 550 | ILLUMINATION | 1000013795 | Illumination System for switchyard panel room of 6 m length | LS | 2 |  | Included | 0
51 | 7000010606 | 630 | VMS | 1000030433 | COLOR IP CAMERA, WITH PAN, TILT AND ZOOM FACILITIES, ALONGWITH ALLREQUIRED ITEMS, ACCESSORIES, LINE INTERFACE UNITS, FIBER PATCH CORDS,POWER SUPPLY UNITS, JUNCTION BOXES, CABLES, FIBER OPTIC CABLES, ETC.,AND INCLUDING INTEGRATION IN EXISTING HARDWARE AND SOFTWARE FORAUGMENTATION OF VISUAL MONITORING SYSTEM AS PER TECHNICALSPECIFICATION. | SET | 2 |  | Included | 0
52 | 7000010606 | 650 | Mandatory Spares | 1000025935 | Spare-245kV Circuit Breaker | SET | 1 |  | Included | 0
53 | 7000010606 | 660 | Mandatory Spares | 1000025936 | Spare-245kV Isolator | SET | 1 |  | Included | 0
54 | 7000010606 | 670 | Mandatory Spares | 1000025930 | Spare-216kV Surge Arrester | SET | 1 |  | Included | 0
55 | 7000010606 | 680 | Mandatory Spares | 1000019912 | Relay & protection Panels (with automation) | LS | 1 |  | Included | 0
56 | 7000010606 | 690 | Mandatory Spares | 1000019927 | Spares-Substation Automation System | LS | 1 |  | Included | 0
57 | 7000010606 | 700 | Mandatory Spares | 1000025933 | Spare-245kV CT | SET | 1 |  | Included | 0
58 | 7000010606 | 710 | Mandatory Spares | 1000025934 | Spare-245kV CVT | SET | 1 |  | Included | 0
0
II | 2 nos 220kV bays at Itarsi SS | [8 empty] | 0
59 | 7000010606 | 730 | 220 KV AIS EQUIPMENTS | 1000001772 | 245 kV, 4400pf Capacitive Voltage Transformer (1- Phase) | EA | 6 |  | Included | 0
60 | 7000010606 | 740 | 220 KV AIS EQUIPMENTS | 1000020417 | 216kV Surge Arrester (1-phase) | EA | 6 |  | Included | 0
61 | 7000010606 | 750 | 220 KV AIS EQUIPMENTS | 1000001695 | 245 kV, 1 phase Bus Post Insulator (except for Line Traps) | EA | 30 |  | Included | 0
62 | 7000010606 | 760 | 220 KV AIS EQUIPMENTS | 1000001671 | 245kV, 1600A, 40KA Circuit Breaker(3-Phase) with support structure | EA | 2 |  | Included | 0
63 | 7000010606 | 770 | 220 KV AIS EQUIPMENTS | 1000001681 | 245 kV, 1600A, 40KA, 1-Phase CurrentTransformer with 120% extended currentrating | EA | 6 |  | Included | 0
64 | 7000010606 | 780 | 220 KV AIS EQUIPMENTS | 1000001794 | 245kV, 1600A, 40 KA, 3-phase DoubleBreak Tandem Isolator without E/S | EA | 4 |  | Included | 0
65 | 7000010606 | 790 | 220 KV AIS EQUIPMENTS | 1000001661 | 245kV, 1600A, 40 KA, Double BreakIsolator with one E/S | EA | 2 |  | Included | 0
66 | 7000010606 | 800 | 220 KV AIS EQUIPMENTS | 1000001674 | 245kV, 1600A, 40 KA, 3-phase DoubleBreak Isolator with two E/S | EA | 2 |  | Included | 0
67 | 7000010606 | 1370 | 220 kV PLCC for Itarsi End | 1000001567 | 220kV, 1600A, 0.5mH, 40 kA Line Trap | EA | 2 |  | Included | 0
68 | 7000010606 | 1380 | 220 kV PLCC for Itarsi End | 1000001694 | 245 kV ,1 phase Bus Post Insulators for Line Traps | EA | 6 |  | Included | 0
69 | 7000010606 | 820 | Relay & Protection panel at Itarsi end | 1000001170 | 220kV Circuit Breaker Relay Panel with Auto Reclose (with Automation) | EA | 2 |  | Included | 0
70 | 7000010606 | 830 | Relay & Protection panel at Itarsi end | 1000021642 | Time synchronisation equipment | EA | 1 |  | Included | 0
71 | 7000010606 | 840 | Relay & Protection panel at Itarsi end | 1000025391 | Relay Test kit | EA | 1 |  | Included | 0
72 | 7000010606 | 850 | Relay & Protection panel at Itarsi end | 1000001330 | 220kV Line Protection Panel (with Automation) | EA | 2 |  | Included | 0
73 | 7000010606 | 860 | Relay & Protection panel at Itarsi end | 1000006842 | Augmentation of existing 220kV bus bar protection scheme | SET | 1 |  | Included | 0
74 | 7000010606 | 870 | Substation Automation System | 1000001333 | Augmentation of Substation automation System for 220kV bay as perTechnical Specification | EA | 2 |  | Included | 0
75 | 7000010606 | 880 | Substation Auxiliaries | 1000006284 | Air conditioning system for Switchyard Panel Room of 6m length | SET | 1 |  | Included | 0
76 | 7000010606 | 890 | Substation Auxiliaries | 1000004304 | 415V ACDB (Extn.) | SET | 1 |  | Included | 0
77 | 7000010606 | 900 | Substation Auxiliaries | 1000001145 | 220V DCDB (Extn.) | SET | 1 |  | Included | 0
78 | 7000010606 | 910 | Power & Control Cables (LS) | 1000000443 | 1.1kV grade Power Cables (PVCinsulated)along withlugs,glands,straight joints &accessories,etc. | LS | 1 |  | Included | 0
79 | 7000010606 | 920 | Power & Control Cables (LS) | 1000000442 | 1.1kV grade Control Cables (PVCinsulated) along withlugs,glands,straight joints &accessories,etc. | LS | 1 |  | Included | 0
80 | 7000010606 | 930 | Erection Hardware | 1000011261 | Erection Hardware for 220kV layout (Double Main and TransferScheme)-Line Bay as per technical specification | SET | 2 |  | Included | 0
81 | 7000010606 | 940 | Erection Hardware | 1000011256 | Erection Hardware for 220kV layout (Double Main and TransferScheme)-Bus work (two Bay) as per technical specification | SET | 1 |  | Included | 0
82 | 7000010606 | 1210 | STEEL STRUCTURES | 1000020098 | Fabrication, galvanising and supply of Standard 220 kV Tower CBincluding nuts, bolts, all type of washers, packplates, step bolts andgusset plates excluding foundation bolts | EA | 1 |  | Included | 0
83 | 7000010606 | 1140 | STEEL STRUCTURES | 1000020099 | Fabrication, galvanising and supply of Standard 220 kV Tower CCincluding nuts, bolts, all type of washers, packplates, step bolts andgusset plates excluding foundation bolts | EA | 1 |  | Included | 0
84 | 7000010606 | 1220 | STEEL STRUCTURES | 1000020100 | Fabrication, galvanising and supply of Standard 220 kV Tower CDincluding nuts, bolts, all type of washers, packplates, step bolts andgusset plates excluding foundation bolts | EA | 1 |  | Included | 0
85 | 7000010606 | 1120 | STEEL STRUCTURES | 1000020109 | Fabrication, galvanising and supply of Standard 220 kV Tower CTGincluding nuts, bolts, all type of washers, packplates, step bolts andgusset plates excluding foundation bolts | EA | 1 |  | Included | 0
86 | 7000010606 | 1130 | STEEL STRUCTURES | 1000020110 | Fabrication, galvanising and supply of Standard 220 kV Tower CTHincluding nuts, bolts, all type of washers, packplates, step bolts andgusset plates excluding foundation bolts | EA | 2 |  | Included | 0
87 | 7000010606 | 1060 | STEEL STRUCTURES | 1000020086 | Fabrication, galvanising and supply of Standard 220 kV Gantry B1including nuts, bolts, all type of washers, packplates, step bolts andgusset plates excluding foundation bolts | EA | 3 |  | Included | 0
88 | 7000010606 | 1070 | STEEL STRUCTURES | 1000020088 | Fabrication, galvanising and supply of Standard 220 kV Gantry BG1including nuts, bolts, all type of washers, packplates, step bolts andgusset plates excluding foundation bolts | EA | 2 |  | Included | 0
89 | 7000010606 | 1080 | STEEL STRUCTURES | 1000020188 | Fabrication, galvanising and supply of Standard Pipe Structure - 220kV CVT including nuts, bolts, all type of washers, packplates, stepbolts and gusset plates excluding foundation bolts | EA | 6 |  | Included | 0
90 | 7000010606 | 1090 | STEEL STRUCTURES | 1000020190 | Fabrication, galvanising and supply of Standard Pipe Structure - 220kV SA including nuts, bolts, all type of washers, packplates, stepbolts and gusset plates excluding foundation bolts | EA | 6 |  | Included | 0
91 | 7000010606 | 1100 | STEEL STRUCTURES | 1000020186 | Fabrication, galvanising and supply of Std Pipe Structure - 220 kVBPI including nuts, bolts, all type of washers, packplates, step boltsand gusset plates excluding foundation bolts | EA | 24 |  | Included | 0
92 | 7000010606 | 1110 | STEEL STRUCTURES | 1000017563 | Standard Pipe Structure for 220kV BPI for WT (1- phase) | EA | 6 |  | Included | 0
93 | 7000010606 | 1150 | STEEL STRUCTURES | 1000020189 | Fabrication, galvanising and supply of Standard Pipe Structure - 220kV ISOLATOR including nuts, bolts, all type of washers, packplates,step bolts and gusset plates excluding foundation bolts | EA | 8 |  | Included | 0
94 | 7000010606 | 1160 | STEEL STRUCTURES | 1000020187 | Fabrication, galvanising and supply of Standard Pipe Structure - 220kV CT including nuts, bolts, all type of washers, packplates, stepbolts and gusset plates excluding foundation bolts | EA | 6 |  | Included | 0
95 | 7000010606 | 1170 | STEEL STRUCTURES | 1000017565 | Fabrication, galvanising and supply of Std Pipe Structure - 220 kV highBPI including nuts, bolts, all type of washers, packplates, step boltsand gusset plates excluding foundation bolts | EA | 6 |  | Included | 0
96 | 7000010606 | 1180 | STEEL STRUCTURES | 1000012366 | Fabrication, galvanising and supply of 28mm dia foundation boltsincluding nuts, checknuts, washers and packplates. | EA | 434 |  | Included | 0
97 | 7000010606 | 1190 | STEEL STRUCTURES | 1000012368 | Fabrication, galvanising and supply of 40mm dia foundation boltsincluding nuts, checknuts, washers and packplates. | EA | 48 |  | Included | 0
98 | 7000010606 | 1200 | STEEL STRUCTURES | 1000012369 | Fabrication, galvanising and supply of 56mm dia foundation boltsincluding nuts, checknuts, washers and packplates | EA | 32 |  | Included | 0
99 | 7000010606 | 1230 | Earthing | 1000004302 | 40 mm MS rod for Main Earthmat | M | 1000 |  | Included | 0
100 | 7000010606 | 1240 | Fire protection system | 1000012018 | Fire Detection and Alarm System for Switchyard Panel Room of 6 mlength | SET | 1 |  | Included | 0
101 | 7000010606 | 1250 | Fire protection system | 1000012023 | 5kg CO2 type Portable Fire Extinguisher | EA | 1 |  | Included | 0
102 | 7000010606 | 1290 | ILLUMINATION | 1000014547 | Lighting Panel type ACP-2 as per technical specification | EA | 1 |  | Included | 0
103 | 7000010606 | 1300 | ILLUMINATION | 1000038387 | LED FLOOD LIGHT LUMINARIESTYPE FL-1 (150W) AS PER TECHNICALSPECIFICATION | EA | 15 |  | Included | 0
104 | 7000010606 | 1310 | ILLUMINATION | 1000038325 | LIGHTING FIXTURE LED LUMINAIRES TYPE FL2 AS PER TECH. SPECIFICATIONS | EA | 15 |  | Included | 0
105 | 7000010606 | 1320 | ILLUMINATION | 1000020262 | Sub Lighting panel (outdoor) type SLP (Switchyard and Street Lighting) | EA | 1 |  | Included | 0
106 | 7000010606 | 1330 | ILLUMINATION | 1000013795 | Illumination System for switchyard panel room of 6 m length | LS | 1 |  | Included | 0
107 | 7000010606 | 1520 | VMS | 1000030433 | COLOR IP CAMERA, WITH PAN, TILT AND ZOOM FACILITIES, ALONGWITH ALLREQUIRED ITEMS, ACCESSORIES, LINE INTERFACE UNITS, FIBER PATCH CORDS,POWER SUPPLY UNITS, JUNCTION BOXES, CABLES, FIBER OPTIC CABLES, ETC.,AND INCLUDING INTEGRATION IN EXISTING HARDWARE AND SOFTWARE FORAUGMENTATION OF VISUAL MONITORING SYSTEM AS PER TECHNICALSPECIFICATION. | SET | 1 |  | Included | 0
108 | 7000010606 | 990 | Mandatory Spares | 1000025935 | Spare-245kV Circuit Breaker | SET | 1 |  | Included | 0
109 | 7000010606 | 1000 | Mandatory Spares | 1000025936 | Spare-245kV Isolator | SET | 1 |  | Included | 0
110 | 7000010606 | 1010 | Mandatory Spares | 1000025930 | Spare-216kV Surge Arrester | SET | 1 |  | Included | 0
111 | 7000010606 | 1020 | Mandatory Spares | 1000019912 | Relay & protection Panels (with automation) | LS | 1 |  | Included | 0
112 | 7000010606 | 1030 | Mandatory Spares | 1000019927 | Spares-Substation Automation System | LS | 1 |  | Included | 0
113 | 7000010606 | 1040 | Mandatory Spares | 1000025933 | Spare-245kV CT | SET | 1 |  | Included | 0
114 | 7000010606 | 1050 | Mandatory Spares | 1000025934 | Spare-245kV CVT | SET | 1 |  | Included | 0
0
[5 empty] | Total of Schedule-2 |  |  |  | 0
Note : | Bidders to note that the item description under various schedules are through unique material ID for respective items under SAP ERP System and therefore, identical item description appears in schedule-1(Ex-works) & schedule-2(F&I). However, the prices to be quoted in Price Schedule-2(F&I) shall be towards Local Transportation, In-transit Insurance, loading and unloading Services only in line with clause ITB 11.4(b).
Date : | -- | [6 empty] | Printed Name :
Place : | [7 empty] | Designation :
Click for Sch-3

## Sch-2 Dis (hidden)
Spec. No.: CC-CS/1003-WR2/SS-4037/3/G10 |  |  |  |  | Schedule - 2 Dis
Substation Package SS-59 for extension of 220kV Itarsi S/s and 220kV Rewa S/s under consultancy services to MPPTCL | [5 empty] | As per Lum-sum |  | 0
(SCHEDULE OF RATES AND PRICES : FREIGHT & INSURANCE CHARGES) | [5 empty] | AS per Percent |  | #REF!
[6 empty] | As per lum-sum on Sch-2 |  | 0%
Bidder’s Name and Address (MSE) : |  |  |  | To: |  | As per Percent on Sch-2 |  | #REF!
|  |  |  | Contract Services |  | Total Discount |  | #REF!
Name : |  |  |  | Power Grid Corporation of India Ltd.,
Address : |  |  |  | "Saudamini", Plot No.-2
|  |  |  | Sector-29, |  | Multipackage Discount |  | 0%
Gurgaon (Haryana) - 122001
[5 empty] | All Prices are in Indian Rupees. |  | Amount after Discount (Rs.) |  | Dis Alert | Amount after MPD (Rs.)
SI. No. | Description | Unit | Quantity | Unit Freight & Insurance Charges | Total Freight & Insurance Charges |  | Unit Freight & Insurance Charges | Total Freight & Insurance Charges |  | Unit Freight & Insurance Charges | Total Freight & Insurance Charges
1 | 2 | 3 | 4 | 5 | 6 = 4 x 5 |  | 5 | 6 = 4 x 5 |  | 5 | 6 = 4 x 5
1 | 0
(a) | #REF! | #REF! | #REF! | #REF! | #REF!
2 | #REF!
(a) | #REF! | #REF! | #REF! | #REF! | #REF!
3 | #REF!
(a) | #REF! | #REF! | #REF! | #REF! | #REF!
(b) | #REF! | #REF! | #REF! | #REF! | #REF!
(c ) | #REF! | #REF! | #REF! | #REF! | #REF!
4 | #REF!
(a) | #REF! | #REF! | #REF! | #REF! | #REF!
(b) | #REF! | #REF! | #REF! | #REF! | #REF!
(c) | #REF! | #REF! | #REF! | #REF! | #REF!
(d) | #REF! | #REF! | #REF! | #REF! | #REF!
(e) | #REF! | #REF! | #REF! | #REF! | #REF!
(f) | #REF! | #REF! | #REF! | #REF! | #REF!
5 | #REF!
5.1 | #REF!
(a) | #REF! | #REF! | #REF! | #REF! | #REF!
5.2 | #REF!
(a) | #REF! | #REF! | #REF! | #REF! | #REF!
(b) | #REF! | #REF! | #REF! | #REF! | #REF!
(c) | #REF! | #REF! | #REF! | #REF! | #REF!
(d) | #REF! | #REF! | #REF! | #REF! | #REF!
5.3 | #REF!
(a) | #REF! | #REF! | #REF! | #REF! | #REF!
(b) | #REF! | #REF! | #REF! | #REF! | #REF!
(c) | #REF! | #REF! | #REF! | #REF! | #REF!
(d) | #REF! | #REF! | #REF! | #REF! | #REF!
(e) | #REF! | #REF! | #REF! | #REF! | #REF!
(f) | #REF! | #REF! | #REF! | #REF! | #REF!
5.4 | #REF!
(a) | #REF! | #REF! | #REF! | #REF! | #REF!
(b) | #REF! | #REF! | #REF! | #REF! | #REF!
(c) | #REF! | #REF! | #REF! | #REF! | #REF!
(d) | #REF! | #REF! | #REF! | #REF! | #REF!
(e) | #REF! | #REF! | #REF! | #REF! | #REF!
6 | #REF!
(a) | #REF! | #REF! | #REF! | #REF! | #REF!
(b) | #REF!
(i) | #REF! | #REF! | #REF! | #REF! | #REF!
(ii) | #REF! | #REF! | #REF! | #REF! | #REF!
| Total F&I Price |  |  |  | 0
Date : | --
Place : |  |  | Printed Name : | #REF!
|  |  | Designation : | #REF!
Click for Sch-3

## Sch-3
Spec. No.: CC-CS/1003-WR2/SS-4037/3/G10 | [14 empty] | Schedule - 3
Substation Package SS-59 for extension of 220kV Itarsi S/s and 220kV Rewa S/s under consultancy services to MPPTCL | [20 empty] | As per Lum-sum |  | 0%
(SCHEDULE OF RATES AND PRICES) | [20 empty] | AS per Percent |  | #REF!
[21 empty] | As per lum-sum on Sch-3 |  | 0%
Bidder’s Name and Address (MSE) : | [13 empty] | To: | [6 empty] | As per Percent on Sch-3 |  | #REF!
[14 empty] | Contract Services | [6 empty] | Total Discount |  | #REF!
Name : | [13 empty] | Power Grid Corporation of India Ltd.,
Address : | [13 empty] | "Saudamini", Plot No.-2
[14 empty] | Sector-29, | [6 empty] | Multipackage lum-sum |  | 0%
Gurgaon (Haryana) - 122001
INSTALLATION CHARGES
[15 empty] | All Prices are in Indian Rupees. | [6 empty] | Amount after Discount (Rs.) |  | Dis Alert | Amount after MPD (Rs.)
Sl. No. | PR No | PR Line Item No | Activity Header | PR Activity No | Activity Description | Service Code | SAC (Service Accounting Codes) | Whether SAC in column ‘7A’ is confirmed. If not indicate applicable the SAC # | Rate of GST applicable ( in %) | Whether rate of GST in column ‘10’ is confirmed. If not indicate applicable rate of GST # (in %) | Description | Unit | Quantity | Unit Erection Charges | Total Erection Charges | GST, Tax as confirmed by Bidder |  | Total | Applicable GST | GST on ITEM |  | Unit Erection Charges | Total Erection Charges |  | Unit Erection Charges | Total Erection Charges
1 | 2 | 3 | 4 | 5 | 6 | 7 | 7A | 7B | 7C | 7D | 8 | 10 | 11 | 12 | 13 = 11 x 12 | 14 | 0 |  |  |  |  | 5 | 6 = 4 x 5 |  | 5 | 6 = 4 x 5
I | 4 nos. 220kV bays at Rewa SS | [15 empty] | 0
1 | 7000010606 | 200 | 260 | 10 | Service: 220 kV AIS equipment | 100000448 | 998736 | Confirmed | 18 | Confirmed | 245 kV, 4400pf Capacitive Voltage Transformer (1- Phase) | EA | 12 |  | Included | 0 | 0 | 0 | 18 | 0
2 | 7000010606 | 200 | 260 | 20 | Service: 220 kV AIS equipment | 100000484 | 998736 | Confirmed | 18 | Confirmed | 216kV Surge Arrester (1-phase) | EA | 12 |  | Included | 0 | 0 | 0 | 18 | 0
3 | 7000010606 | 200 | 260 | 30 | Service: 220 kV AIS equipment | 100001907 | 998736 | Confirmed | 18 | Confirmed | 245 kV,1 phase Bus Post Insulator (except for Line Traps) | EA | 48 |  | Included | 0 | 0 | 0 | 18 | 0
4 | 7000010606 | 200 | 260 | 40 | Service: 220 kV AIS equipment | 100000435 | 998736 | Confirmed | 18 | Confirmed | 245kV, 1600A, 40KA Circuit Breaker(3-Phase) with support structure | EA | 4 |  | Included | 0 | 0 | 0 | 18 | 0
5 | 7000010606 | 200 | 260 | 50 | Service: 220 kV AIS equipment | 100000443 | 998736 | Confirmed | 18 | Confirmed | 245 kV, 1600A, 40KA, 1-Phase CurrentTransformer with 120% extended currentrating | EA | 12 |  | Included | 0 | 0 | 0 | 18 | 0
6 | 7000010606 | 200 | 260 | 60 | Service: 220 kV AIS equipment | 100000464 | 998736 | Confirmed | 18 | Confirmed | 245kV, 1600A, 40 KA, 3-phase DoubleBreak Tandem Isolator without E/S | EA | 8 |  | Included | 0 | 0 | 0 | 18 | 0
7 | 7000010606 | 200 | 260 | 70 | Service: 220 kV AIS equipment | 100000461 | 998736 | Confirmed | 18 | Confirmed | 245kV, 1600A, 40 KA, 3-phase DoubleBreak Isolator with one E/S | EA | 4 |  | Included | 0 | 0 | 0 | 18 | 0
8 | 7000010606 | 200 | 260 | 80 | Service: 220 kV AIS equipment | 100000462 | 998736 | Confirmed | 18 | Confirmed | 245kV, 1600A, 40 KA, 3-phase DoubleBreak Isolator with two E/S | EA | 4 |  | Included | 0 | 0 | 0 | 18 | 0
9 | 7000010606 | 610 | 272 | 10 | Service: 220 kV PLCC ar Rewa end | 100000878 | 998734 | Confirmed | 18 | Confirmed | 220kV, 1600A, 0.5mH, 40 kA Line Trap | EA | 4 |  | Included | 0 | 0 | 0 | 18 | 0
10 | 7000010606 | 610 | 272 | 20 | Service: 220 kV PLCC ar Rewa end | 100000884 | 998734 | Confirmed | 18 | Confirmed | 245 kV ,1 phase Bus Post Insulators for Line Traps | EA | 12 |  | Included | 0 | 0 | 0 | 18 | 0
11 | 7000010606 | 210 | 330 | 10 | Service: Relay & Prot Panel (220kV) | 100000736 | 998736 | Confirmed | 18 | Confirmed | 220kV Circuit Breaker Relay Panel with Auto Reclose (with Automation) | EA | 4 |  | Included | 0 | 0 | 0 | 18 | 0
12 | 7000010606 | 210 | 330 | 20 | Service: Relay & Prot Panel (220kV) | 100000738 | 998736 | Confirmed | 18 | Confirmed | 220kV Line Protection Panel (with Automation) | EA | 4 |  | Included | 0 | 0 | 0 | 18 | 0
13 | 7000010606 | 210 | 330 | 30 | Service: Relay & Prot Panel (220kV) | 100001891 | 998736 | Confirmed | 18 | Confirmed | Time synchronisation equipment | EA | 1 |  | Included | 0 | 0 | 0 | 18 | 0
14 | 7000010606 | 210 | 330 | 70 | Service: Relay & Prot Panel (220kV) | 100002286 | 998736 | Confirmed | 18 | Confirmed | Special Relay Test kit | EA | 1 |  | Included | 0 | 0 | 0 | 18 | 0
15 | 7000010606 | 210 | 330 | 80 | Service: Relay & Prot Panel (220kV) | 100000808 | 998736 | Confirmed | 18 | Confirmed | Augmentation of existing 220kV bus bar protection scheme | SET | 1 |  | Included | 0 | 0 | 0 | 18 | 0
16 | 7000010606 | 570 | 340 | 20 | Service: Substation Automation System | 100002070 | 998736 | Confirmed | 18 | Confirmed | Augmentation of Substation automation System for 220kV bay as per Technical Specification | EA | 4 |  | Included | 0 | 0 | 0 | 18 | 0
17 | 7000010606 | 220 | 380 | 10 | Service: Substation Auxiliaries | 100001882 | 995463 | Confirmed | 18 | Confirmed | Air conditioning system for Switchyard Panel Room of 6m length | SET | 2 |  | Included | 0 | 0 | 0 | 18 | 0
18 | 7000010606 | 620 | 395 | 10 | Service: Power & Control cables (LS) | 100002182 | 998736 | Confirmed | 18 | Confirmed | 1.1kV grade Control Cables (PVCinsulated) along withlugs,glands,straight joints &accessories,etc. | LS | 1 |  | Included | 0 | 0 | 0 | 18 | 0
19 | 7000010606 | 620 | 395 | 20 | Service: Power & Control cables (LS) | 100002181 | 998736 | Confirmed | 18 | Confirmed | 1.1kV grade Power Cables (PVCinsulated)along withlugs,glands,straight joints &accessories,etc. | LS | 1 |  | Included | 0 | 0 | 0 | 18 | 0
20 | 7000010606 | 470 | 400 | 30 | Service: Erection Hardware | 100000485 | 998731 | Confirmed | 18 | Confirmed | Erection Hardware for 220kV layout (Double Main and Transfer Scheme as per SLD)-Line Bay as per specification | SET | 4 |  | Included | 0 | 0 | 0 | 18 | 0
21 | 7000010606 | 470 | 400 | 50 | Service: Erection Hardware | 100000491 | 998731 | Confirmed | 18 | Confirmed | Erection Hardware for 220kV layout (Double Main and Transfer Scheme as per SLD)-Bus work (three Bay) as per specification | SET | 2 |  | Included | 0 | 0 | 0 | 18 | 0
22 | 7000010606 | 450 | 410 | 20 | Steel Structures | 100001221 | 995455 | Confirmed | 18 | Confirmed | Erection of Pipe Structure - 220 kV 1-Phase CVT including nuts, bolts, all type of washers, packplates, step bolts and gusset platesexcluding foundation bolts | EA | 12 |  | Included | 0 | 0 | 0 | 18 | 0
23 | 7000010606 | 450 | 410 | 30 | Steel Structures | 100001224 | 995455 | Confirmed | 18 | Confirmed | Erection of Pipe Structure - 220 kV 1-Phase SA including nuts, bolts, all type of washers, packplates, step bolts and gusset platesexcluding foundation bolts | EA | 12 |  | Included | 0 | 0 | 0 | 18 | 0
24 | 7000010606 | 450 | 410 | 40 | Steel Structures | 100001225 | 995455 | Confirmed | 18 | Confirmed | Erection of Pipe Structure - 220 kV 1-Phase BPI including nuts, bolts, all type of washers, packplates, step bolts and gusset platesexcluding foundation bolts | EA | 36 |  | Included | 0 | 0 | 0 | 18 | 0
25 | 7000010606 | 450 | 410 | 60 | Steel Structures | 100003521 | 995455 | Confirmed | 18 | Confirmed | Erection of Pipe Structure - 220 kV 1 - PH BPI for WT including nuts, bolts, all type of washers, packplates, step bolts and gussetplates excluding foundation bolts | SET | 12 |  | Included | 0 | 0 | 0 | 18 | 0
26 | 7000010606 | 450 | 410 | 70 | Steel Structures | 100001226 | 995455 | Confirmed | 18 | Confirmed | Erection of Pipe Structure - 220 kV 1-Phase High BPI including nuts, bolts, all type of washers, packplates, step bolts and gussetplates excluding foundation bolts | EA | 12 |  | Included | 0 | 0 | 0 | 18 | 0
27 | 7000010606 | 450 | 410 | 130 | Steel Structures | 100001220 | 995455 | Confirmed | 18 | Confirmed | Erection of Pipe Structure - 220 kV 1-Phase CT including nuts, bolts, all type of washers, packplates, step bolts and gusset platesexcluding foundation bolts | EA | 12 |  | Included | 0 | 0 | 0 | 18 | 0
28 | 7000010606 | 450 | 410 | 150 | Steel Structures | 100001222 | 995455 | Confirmed | 18 | Confirmed | Erection of Pipe Structure - 220 kV 3-Phase ISOLATOR including nuts, bolts, all type of washers, packplates, step bolts and gussetplates excluding foundation bolts | EA | 16 |  | Included | 0 | 0 | 0 | 18 | 0
29 | 7000010606 | 450 | 410 | 160 | Steel Structures | 100001183 | 995455 | Confirmed | 18 | Confirmed | Erection of Std 220 kV Tower CA including nuts, bolts, all type of washers, packplates, step bolts and gusset plates excludingfoundation bolts | EA | 1 |  | Included | 0 | 0 | 0 | 18 | 0
30 | 7000010606 | 450 | 410 | 170 | Steel Structures | 100001185 | 995455 | Confirmed | 18 | Confirmed | Erection of Std 220 kV Tower CB including nuts, bolts, all type of washers, packplates, step bolts and gusset plates excludingfoundation bolts | EA | 2 |  | Included | 0 | 0 | 0 | 18 | 0
31 | 7000010606 | 450 | 410 | 180 | Steel Structures | 100001187 | 995455 | Confirmed | 18 | Confirmed | Erection of Std 220 kV Tower CC including nuts, bolts, all type of washers, packplates, step bolts and gusset plates excludingfoundation bolts | EA | 2 |  | Included | 0 | 0 | 0 | 18 | 0
32 | 7000010606 | 450 | 410 | 200 | Steel Structures | 100001193 | 995455 | Confirmed | 18 | Confirmed | Erection of Std 220 kV Tower CTC including nuts, bolts, all type of washers, packplates, step bolts and gusset plates excludingfoundation bolts | EA | 2 |  | Included | 0 | 0 | 0 | 18 | 0
33 | 7000010606 | 450 | 410 | 230 | Steel Structures | 100001198 | 995455 | Confirmed | 18 | Confirmed | Erection of Std 220 kV Tower CTG including nuts, bolts, all type of washers, packplates, step bolts and gusset plates excludingfoundation bolts | EA | 4 |  | Included | 0 | 0 | 0 | 18 | 0
34 | 7000010606 | 450 | 410 | 240 | Steel Structures | 100001199 | 995455 | Confirmed | 18 | Confirmed | Erection of Std 220 kV Tower CTH including nuts, bolts, all type of washers, packplates, step bolts and gusset plates excludingfoundation bolts | EA | 2 |  | Included | 0 | 0 | 0 | 18 | 0
35 | 7000010606 | 450 | 410 | 260 | Steel Structures | 100001204 | 995455 | Confirmed | 18 | Confirmed | Erection of Std 220 kV Gantry B1 including nuts, bolts, all type of washers, packplates, step bolts and gusset plates excludingfoundation bolts | EA | 6 |  | Included | 0 | 0 | 0 | 18 | 0
36 | 7000010606 | 450 | 410 | 270 | Steel Structures | 100001205 | 995455 | Confirmed | 18 | Confirmed | Erection of Std 220 kV Gantry BG1 including nuts, bolts, all type of washers, packplates, step bolts and gusset plates excludingfoundation bolts | EA | 4 |  | Included | 0 | 0 | 0 | 18 | 0
37 | 7000010606 | 450 | 410 | 280 | Steel Structures | 100001674 | 995455 | Confirmed | 18 | Confirmed | Erection of 28mm dia foundation bolts including nuts, checknuts, washers and packplates. | EA | 888 |  | Included | 0 | 0 | 0 | 18 | 0
38 | 7000010606 | 450 | 410 | 290 | Steel Structures | 100001676 | 995455 | Confirmed | 18 | Confirmed | Erection of 40mm dia foundation bolts including nuts, checknuts, washers and packplates. | EA | 48 |  | Included | 0 | 0 | 0 | 18 | 0
39 | 7000010606 | 450 | 410 | 300 | Steel Structures | 100001677 | 995455 | Confirmed | 18 | Confirmed | Erection of 56mm dia foundation bolts including nuts, checknuts, washers and packplates | EA | 64 |  | Included | 0 | 0 | 0 | 18 | 0
40 | 7000010606 | 560 | 420 | 10 | Service: Earthing | 100001148 | 998739 | Confirmed | 18 | Confirmed | 40 mm MS rod for Main Earthmat | M | 3000 |  | Included | 0 | 0 | 0 | 18 | 0
41 | 7000010606 | 230 | 470 | 20 | Service: Fire protection system | 100000977 | 998736 | Confirmed | 18 | Confirmed | 5kg CO2 type Portable Fire Extinguisher | EA | 2 |  | Included | 0 | 0 | 0 | 18 | 0
42 | 7000010606 | 230 | 470 | 30 | Service: Fire protection system | 100002062 | 995461 | Confirmed | 18 | Confirmed | Fire Detection and Alarm System for Switchyard Panel Room of 6 m length | SET | 2 |  | Included | 0 | 0 | 0 | 18 | 0
43 | 7000010606 | 460 | 640 | 10 | Service: Illumination | 100001021 | 995461 | Confirmed | 18 | Confirmed | Lighting Panel type ACP-2 as per technical specification | EA | 1 |  | Included | 0 | 0 | 0 | 18 | 0
44 | 7000010606 | 460 | 640 | 20 | Service: Illumination | 100004930 | 998731 | Confirmed | 18 | Confirmed | LED Flood Light LuminariesType as per technical specification | EA | 10 |  | Included | 0 | 0 | 0 | 18 | 0
45 | 7000010606 | 460 | 640 | 30 | Service: Illumination | 100004926 | 998731 | Confirmed | 18 | Confirmed | Lighting Fixture LED Luminaires type FL2 as per tech. specifications | EA | 10 |  | Included | 0 | 0 | 0 | 18 | 0
46 | 7000010606 | 460 | 640 | 40 | Service: Illumination | 100001024 | 998731 | Confirmed | 18 | Confirmed | Sub Lighting panel (outdoor) type SLP (Switchyard and Street Lighting) | EA | 2 |  | Included | 0 | 0 | 0 | 18 | 0
47 | 7000010606 | 460 | 640 | 50 | Service: Illumination | 100001116 | 998739 | Confirmed | 18 | Confirmed | Illumination System for switchyard panel room of 6 m length | SET | 2 |  | Included | 0 | 0 | 0 | 18 | 0
48 | 7000010606 | 460 | 640 | 60 | Service: Illumination | 100001022 | 998731 | Confirmed | 18 | Confirmed | Lighting Panel type ACP-3 as per technical specification | EA | 1 |  | Included | 0 | 0 | 0 | 18 | 0
49 | 7000010606 | 460 | 640 | 70 | Service: Illumination | 100004932 | 998731 | Confirmed | 18 | Confirmed | LED Street Light Luminaire TYPE SL-L1 (= 45W)as per technical specification | EA | 6 |  | Included | 0 | 0 | 0 | 18 | 0
50 | 7000010606 | 460 | 640 | 80 | Service: Illumination | 100004934 | 998731 | Confirmed | 18 | Confirmed | Type L1 Street Lighting Pole of 6 meter as per technical specification. | EA | 6 |  | Included | 0 | 0 | 0 | 18 | 0
51 | 7000010606 | 640 | 650 | 10 | Service: VMS | 100002500 | 998731 | Confirmed | 18 | Confirmed | Color IP camera, with PAN, TILT and ZOOM facilities, alongwith all required Items, Accessories, Line Interface units, Fiber patchcords, Power supply units, Junction Boxes, Cables, Fiber Optic Cables, etc., and including Integration in existing Hardware andSoftware for Augmentation of Visual Monitoring System as per technical specification. | SET | 2 |  | Included | 0 | 0 | 0 | 18 | 0
52 | 7000010606 | 720 | 670 | 20 | Civil works | 100001325 | 995454 | Confirmed | 18 | Confirmed | Providing and laying of Plain Cement Concrete (PCC) (1:4:8) | M3 | 238 |  | Included | 0 | 0 | 0 | 18 | 0
53 | 7000010606 | 720 | 670 | 30 | Civil works | 100001326 | 995454 | Confirmed | 18 | Confirmed | Providing and laying of Plain Cement Concrete (PCC) (1:2:4) | M3 | 34 |  | Included | 0 | 0 | 0 | 18 | 0
54 | 7000010606 | 720 | 670 | 40 | Civil works | 100001327 | 995454 | Confirmed | 18 | Confirmed | Providing and laying of Reinforced Cement Concrete M25 mix including pre cast, shuttering, Grouting of pockets & underpinning butexcluding steel reinforcement | M3 | 701 |  | Included | 0 | 0 | 0 | 18 | 0
55 | 7000010606 | 720 | 670 | 50 | Civil works | 100001328 | 995454 | Confirmed | 18 | Confirmed | Providing and laying Plain Cement Concrete 1:5:10 (1 cement : 5 sand : 10 brick aggregate) | M3 | 750 |  | Included | 0 | 0 | 0 | 18 | 0
56 | 7000010606 | 720 | 670 | 60 | Civil works | 100001329 | 995454 | Confirmed | 18 | Confirmed | Steel Reinforcement | MT | 56 |  | Included | 0 | 0 | 0 | 18 | 0
57 | 7000010606 | 720 | 670 | 80 | Civil works | 100001331 | 995455 | Confirmed | 18 | Confirmed | Misc. Structural steel including rails, embedments, edge protection angles, gratings etc. but excluding the reinforcement steel andsteel for lattice and pipe structures. | MT | 17 |  | Included | 0 | 0 | 0 | 18 | 0
58 | 7000010606 | 720 | 670 | 110 | Civil works | 100001714 | 995428 | Confirmed | 18 | Confirmed | Stone spreading in switchyard excluding PCC | M2 | 10000 |  | Included | 0 | 0 | 0 | 18 | 0
59 | 7000010606 | 720 | 670 | 120 | Civil works | 100001713 | 995424 | Confirmed | 18 | Confirmed | Antiweed treatment | M2 | 10000 |  | Included | 0 | 0 | 0 | 18 | 0
60 | 7000010606 | 720 | 670 | 130 | Civil works | 100004507 | 995421 | Confirmed | 18 | Confirmed | 3.75m wide Cement Concrete road with PCC shoulder including 100 mm dia RCC Hume Pipe @ 100 metre interval as per drawing and TS.However, reinforcement steel and all type concrete shall be paid separately under relevant items | M2 | 1125 |  | Included | 0 | 0 | 0 | 18 | 0
61 | 7000010606 | 720 | 670 | 150 | Civil works | 100001736 | 995462 | Confirmed | 18 | Confirmed | RCC culverts and cable trench crossings including supplying and laying hume pipe 300mm dia of grade (NP-3) excluding concrete as perspecification. | M | 12 |  | Included | 0 | 0 | 0 | 18 | 0
62 | 7000010606 | 720 | 670 | 160 | Civil works | 100001737 | 995462 | Confirmed | 18 | Confirmed | RCC culverts and cable trench crossings including supplying and laying hume pipe 450mm dia of grade (NP-3) excluding concrete as perspecification. | M | 60 |  | Included | 0 | 0 | 0 | 18 | 0
63 | 7000010606 | 720 | 670 | 210 | Civil works | 100001412 | 995462 | Confirmed | 18 | Confirmed | Drain including culverts but excluding concrete & reinforcement steel-Section A-A | M | 200 |  | Included | 0 | 0 | 0 | 18 | 0
64 | 7000010606 | 720 | 670 | 220 | Civil works | 100001413 | 995462 | Confirmed | 18 | Confirmed | Drain including culverts but excluding concrete & reinforcement steel-Section B-B | M | 150 |  | Included | 0 | 0 | 0 | 18 | 0
65 | 7000010606 | 720 | 670 | 250 | Civil works | 100003437 | 995454 | Confirmed | 18 | Confirmed | Switchyard Panel Room - Civil Works. All civil works as per drawing and specifications complete, including - brickwork, finishing(external and internal), windows etc. However, excavation, PCC, RCC and reinforcement shall be paid separately as per BPS. | M2 | 54 |  | Included | 0 | 0 | 0 | 18 | 0
66 | 7000010606 | 720 | 670 | 19 | Civil works | 100004467 | 995432 | Confirmed | 18 | Confirmed | Earthwork in Excavation in hard rock including stacking of serviceable material within substation boundary and disposal ofunserviceable material for leads up to 2000 meters beyond the levelling boundary as per TS | M3 | 1000 |  | Included | 0 | 0 | 0 | 18 | 0
67 | 7000010606 | 720 | 670 | 229 | Civil works | 100001415 | 995462 | Confirmed | 18 | Confirmed | Drain including culverts but excluding concrete & reinforcement steel-Section D-D | M | 100 |  | Included | 0 | 0 | 0 | 18 | 0
68 | 7000010606 | 720 | 670 | 228 | Civil works | 100001414 | 995462 | Confirmed | 18 | Confirmed | Drain including culverts but excluding concrete & reinforcement steel-Section C-C | M | 100 |  | Included | 0 | 0 | 0 | 18 | 0
69 | 7000010606 | 720 | 670 | 520 | Civil works | 100002911 | 995432 | Confirmed | 18 | Confirmed | Earthwork in excavation & filling in all types of soil and soft/disintegrated rock in open areas/nallas/channels, to the requiredslopes, shapes, levels, elevations and profile, including trimming of bottom and slopes of excavation, bailing out rain(dewatering), pumping, removal of slush, preparing embankments/marginal banks, loosening, dressing, spreading material in layers notexceeding 200mm, as per direction of Engineer-in-Charge, water flooding, compacting to achieve 95% consolidation at optimum moisturecontent, finishing etc. all complete, for all leads and lifts within leveling boundary, including disposal of surplus earth andstacking of unsuitable material within a lead of 2.0 Km beyond substation boundary, with all labour, material, tools, tackles andequipment, safeguards and incidentals, Royalty,taxes etc. as necessary, as per drawings, specification and directions of theEngineer-in-Charge. Clearing of jungle is included in this item. (Only excavation/cutting will be measured for payment purpose.) | M3 | 1000 |  | Included | 0 | 0 | 0 | 18 | 0
70 | 7000010606 | 720 | 670 | 530 | Civil works | 100002583 | 995432 | Confirmed | 18 | Confirmed | Supply of earth (excluding rock & boulders) at site including royalty, carriage and filling in specified areas in layers notexceeding 200mm in depth, compacting under optimum moisture condition to achieve 95% of Proctor density, finishing etc. allcomplete, for all leads & lifts, with all labour, material, tools, tackles, equipments, safeguards & incidentals as necessary as perdrawings, specification and direction of the Engineer- in- Charge. | M3 | 30000 |  | Included | 0 | 0 | 0 | 18 | 0
71 | 7000010606 | 720 | 670 | 540 | Civil works | 170000824 | 995413 | Confirmed | 18 | Confirmed | Coursed rubble masonry ( first sort) with hard stone in super structure above average ground level with cement mortar 1 : 6 ( 1cement : 6 coarse sand). | M3 | 100 |  | Included | 0 | 0 | 0 | 18 | 0
72 | 7000010606 | 720 | 670 | 550 | Civil works | 100003926 | 995428 | Confirmed | 18 | Confirmed | Stone pitching over sloping including supply of stone and surface preparation as per drawing | M2 | 400 |  | Included | 0 | 0 | 0 | 18 | 0
73 | 7000010606 | 720 | 670 | 560 | Civil works | 100001542 | 995429 | Confirmed | 18 | Confirmed | Dismantling & Re-erection of Existing fence | M | 120 |  | Included | 0 | 0 | 0 | 18 | 0
74 | 7000010606 | 720 | 670 | 570 | Civil works | 100001445 | 995429 | Confirmed | 18 | Confirmed | Dismantling of existing -concrete road | M2 | 90 |  | Included | 0 | 0 | 0 | 18 | 0
75 | 7000010606 | 720 | 670 | 18 | Civil works | 100004518 | 995433 | Confirmed | 18 | Confirmed | Excavation in all kind of soil including rock for all leads and lifts, backfilling, disposal of surplus earth within a lead up to2Km as per technical specification. The surplus earth shall be roughly graded . | M3 | 4060 |  | Included | 0 | 0 | 0 | 18 | 0
76 | 7000010606 | 720 | 670 | 149 | Civil works | 100001735 | 995462 | Confirmed | 18 | Confirmed | RCC culverts and cable trench crossings including supplying and laying hume pipe 250mm dia of grade (NP-3) excluding concrete as perspecification. | M | 24 |  | Included | 0 | 0 | 0 | 18 | 0
0
II | 2 nos 220kV bays at Itarsi SS | [15 empty] | 0
8 | 7000010606 | 950 | 260 | 10 | Service: 220 kV AIS equipment | 100000448 | 998736 | Confirmed | 18 | Confirmed | 245 kV, 4400pf Capacitive Voltage Transformer (1- Phase) | EA | 6 |  | Included | 0 | 0 | 0 | 18 | 0
9 | 7000010606 | 950 | 260 | 20 | Service: 220 kV AIS equipment | 100000484 | 998736 | Confirmed | 18 | Confirmed | 216kV Surge Arrester (1-phase) | EA | 6 |  | Included | 0 | 0 | 0 | 18 | 0
10 | 7000010606 | 950 | 260 | 30 | Service: 220 kV AIS equipment | 100001907 | 998736 | Confirmed | 18 | Confirmed | 245 kV,1 phase Bus Post Insulator (except for Line Traps) | EA | 30 |  | Included | 0 | 0 | 0 | 18 | 0
11 | 7000010606 | 950 | 260 | 40 | Service: 220 kV AIS equipment | 100000435 | 998736 | Confirmed | 18 | Confirmed | 245kV, 1600A, 40KA Circuit Breaker(3-Phase) with support structure | EA | 2 |  | Included | 0 | 0 | 0 | 18 | 0
12 | 7000010606 | 950 | 260 | 50 | Service: 220 kV AIS equipment | 100000443 | 998736 | Confirmed | 18 | Confirmed | 245 kV, 1600A, 40KA, 1-Phase CurrentTransformer with 120% extended currentrating | EA | 6 |  | Included | 0 | 0 | 0 | 18 | 0
13 | 7000010606 | 950 | 260 | 60 | Service: 220 kV AIS equipment | 100000464 | 998736 | Confirmed | 18 | Confirmed | 245kV, 1600A, 40 KA, 3-phase DoubleBreak Tandem Isolator without E/S | EA | 4 |  | Included | 0 | 0 | 0 | 18 | 0
14 | 7000010606 | 950 | 260 | 70 | Service: 220 kV AIS equipment | 100000461 | 998736 | Confirmed | 18 | Confirmed | 245kV, 1600A, 40 KA, 3-phase DoubleBreak Isolator with one E/S | EA | 2 |  | Included | 0 | 0 | 0 | 18 | 0
15 | 7000010606 | 950 | 260 | 80 | Service: 220 kV AIS equipment | 100000462 | 998736 | Confirmed | 18 | Confirmed | 245kV, 1600A, 40 KA, 3-phase DoubleBreak Isolator with two E/S | EA | 2 |  | Included | 0 | 0 | 0 | 18 | 0
16 | 7000010606 | 1390 | 272 | 10 | Service: 220 kV PLCC for Itarsi End | 100000878 | 998734 | Confirmed | 18 | Confirmed | 220kV, 1600A, 0.5mH, 40 kA Line Trap | EA | 2 |  | Included | 0 | 0 | 0 | 18 | 0
17 | 7000010606 | 1390 | 272 | 20 | Service: 220 kV PLCC for Itarsi End | 100000884 | 998734 | Confirmed | 18 | Confirmed | 245 kV ,1 phase Bus Post Insulators for Line Traps | EA | 6 |  | Included | 0 | 0 | 0 | 18 | 0
18 | 7000010606 | 960 | 330 | 20 | Service: Relay & Prot Panel at Itarsi | 100000736 | 998736 | Confirmed | 18 | Confirmed | 220kV Circuit Breaker Relay Panel with Auto Reclose (with Automation) | EA | 2 |  | Included | 0 | 0 | 0 | 18 | 0
19 | 7000010606 | 960 | 330 | 30 | Service: Relay & Prot Panel at Itarsi | 100000738 | 998736 | Confirmed | 18 | Confirmed | 220kV Line Protection Panel (with Automation) | EA | 2 |  | Included | 0 | 0 | 0 | 18 | 0
20 | 7000010606 | 960 | 330 | 50 | Service: Relay & Prot Panel at Itarsi | 100001891 | 998736 | Confirmed | 18 | Confirmed | Time synchronisation equipment | EA | 1 |  | Included | 0 | 0 | 0 | 18 | 0
21 | 7000010606 | 960 | 330 | 60 | Service: Relay & Prot Panel at Itarsi | 100000808 | 998736 | Confirmed | 18 | Confirmed | Augmentation of existing 220kV bus bar protection scheme | SET | 1 |  | Included | 0 | 0 | 0 | 18 | 0
22 | 7000010606 | 1350 | 340 | 40 | Service: Substation Automation System | 100002070 | 998736 | Confirmed | 18 | Confirmed | Augmentation of Substation automation System for 220kV bay as per Technical Specification | EA | 2 |  | Included | 0 | 0 | 0 | 18 | 0
23 | 7000010606 | 970 | 380 | 360 | Service: Substation Auxiliaries | 100001882 | 995463 | Confirmed | 18 | Confirmed | Air conditioning system for Switchyard Panel Room of 6m length | SET | 1 |  | Included | 0 | 0 | 0 | 18 | 0
24 | 7000010606 | 970 | 380 | 370 | Service: Substation Auxiliaries | 100000896 | 998736 | Confirmed | 18 | Confirmed | 415V ACDB (Extn.) | SET | 1 |  | Included | 0 | 0 | 0 | 18 | 0
25 | 7000010606 | 970 | 380 | 380 | Service: Substation Auxiliaries | 100000903 | 998736 | Confirmed | 18 | Confirmed | 220V DCDB (Extn.) | SET | 1 |  | Included | 0 | 0 | 0 | 18 | 0
26 | 7000010606 | 1510 | 395 | 10 | Service: Power & Control cables (LS) | 100002182 | 998736 | Confirmed | 18 | Confirmed | 1.1kV grade Control Cables (PVCinsulated) along withlugs,glands,straight joints &accessories,etc. | LS | 1 |  | Included | 0 | 0 | 0 | 18 | 0
27 | 7000010606 | 1510 | 395 | 20 | Service: Power & Control cables (LS) | 100002181 | 998736 | Confirmed | 18 | Confirmed | 1.1kV grade Power Cables (PVCinsulated)along withlugs,glands,straight joints &accessories,etc. | LS | 1 |  | Included | 0 | 0 | 0 | 18 | 0
28 | 7000010606 | 1280 | 400 | 70 | Service: Erection Hardware | 100000485 | 998731 | Confirmed | 18 | Confirmed | Erection Hardware for 220kV layout (Double Main and Transfer Scheme as per SLD)-Line Bay as per specification | SET | 2 |  | Included | 0 | 0 | 0 | 18 | 0
29 | 7000010606 | 1280 | 400 | 80 | Service: Erection Hardware | 100000490 | 998731 | Confirmed | 18 | Confirmed | Erection Hardware for 220kV layout (Double Main and Transfer Scheme as per SLD)-Bus work (two Bay) as per specification | SET | 1 |  | Included | 0 | 0 | 0 | 18 | 0
30 | 7000010606 | 1260 | 410 | 50 | Steel Structures | 100001204 | 995455 | Confirmed | 18 | Confirmed | Erection of Std 220 kV Gantry B1 including nuts, bolts, all type of washers, packplates, step bolts and gusset plates excludingfoundation bolts | EA | 3 |  | Included | 0 | 0 | 0 | 18 | 0
31 | 7000010606 | 1260 | 410 | 90 | Steel Structures | 100001221 | 995455 | Confirmed | 18 | Confirmed | Erection of Pipe Structure - 220 kV 1-Phase CVT including nuts, bolts, all type of washers, packplates, step bolts and gusset platesexcluding foundation bolts | EA | 6 |  | Included | 0 | 0 | 0 | 18 | 0
32 | 7000010606 | 1260 | 410 | 100 | Steel Structures | 100001224 | 995455 | Confirmed | 18 | Confirmed | Erection of Pipe Structure - 220 kV 1-Phase SA including nuts, bolts, all type of washers, packplates, step bolts and gusset platesexcluding foundation bolts | EA | 6 |  | Included | 0 | 0 | 0 | 18 | 0
33 | 7000010606 | 1260 | 410 | 110 | Steel Structures | 100001225 | 995455 | Confirmed | 18 | Confirmed | Erection of Pipe Structure - 220 kV 1-Phase BPI including nuts, bolts, all type of washers, packplates, step bolts and gusset platesexcluding foundation bolts | EA | 24 |  | Included | 0 | 0 | 0 | 18 | 0
34 | 7000010606 | 1260 | 410 | 140 | Steel Structures | 100001205 | 995455 | Confirmed | 18 | Confirmed | Erection of Std 220 kV Gantry BG1 including nuts, bolts, all type of washers, packplates, step bolts and gusset plates excludingfoundation bolts | EA | 2 |  | Included | 0 | 0 | 0 | 18 | 0
35 | 7000010606 | 1260 | 410 | 210 | Steel Structures | 100003521 | 995455 | Confirmed | 18 | Confirmed | Erection of Pipe Structure - 220 kV 1 - PH BPI for WT including nuts, bolts, all type of washers, packplates, step bolts and gussetplates excluding foundation bolts | SET | 6 |  | Included | 0 | 0 | 0 | 18 | 0
36 | 7000010606 | 1260 | 410 | 250 | Steel Structures | 100001226 | 995455 | Confirmed | 18 | Confirmed | Erection of Pipe Structure - 220 kV 1-Phase High BPI including nuts, bolts, all type of washers, packplates, step bolts and gussetplates excluding foundation bolts | EA | 6 |  | Included | 0 | 0 | 0 | 18 | 0
37 | 7000010606 | 1260 | 410 | 260 | Steel Structures | 100001187 | 995455 | Confirmed | 18 | Confirmed | Erection of Std 220 kV Tower CC including nuts, bolts, all type of washers, packplates, step bolts and gusset plates excludingfoundation bolts | EA | 1 |  | Included | 0 | 0 | 0 | 18 | 0
38 | 7000010606 | 1260 | 410 | 280 | Steel Structures | 100001198 | 995455 | Confirmed | 18 | Confirmed | Erection of Std 220 kV Tower CTG including nuts, bolts, all type of washers, packplates, step bolts and gusset plates excludingfoundation bolts | EA | 1 |  | Included | 0 | 0 | 0 | 18 | 0
39 | 7000010606 | 1260 | 410 | 290 | Steel Structures | 100001199 | 995455 | Confirmed | 18 | Confirmed | Erection of Std 220 kV Tower CTH including nuts, bolts, all type of washers, packplates, step bolts and gusset plates excludingfoundation bolts | EA | 2 |  | Included | 0 | 0 | 0 | 18 | 0
40 | 7000010606 | 1260 | 410 | 310 | Steel Structures | 100001220 | 995455 | Confirmed | 18 | Confirmed | Erection of Pipe Structure - 220 kV 1-Phase CT including nuts, bolts, all type of washers, packplates, step bolts and gusset platesexcluding foundation bolts | EA | 6 |  | Included | 0 | 0 | 0 | 18 | 0
41 | 7000010606 | 1260 | 410 | 330 | Steel Structures | 100001222 | 995455 | Confirmed | 18 | Confirmed | Erection of Pipe Structure - 220 kV 3-Phase ISOLATOR including nuts, bolts, all type of washers, packplates, step bolts and gussetplates excluding foundation bolts | EA | 8 |  | Included | 0 | 0 | 0 | 18 | 0
42 | 7000010606 | 1260 | 410 | 340 | Steel Structures | 100001674 | 995455 | Confirmed | 18 | Confirmed | Erection of 28mm dia foundation bolts including nuts, checknuts, washers and packplates. | EA | 434 |  | Included | 0 | 0 | 0 | 18 | 0
43 | 7000010606 | 1260 | 410 | 350 | Steel Structures | 100001676 | 995455 | Confirmed | 18 | Confirmed | Erection of 40mm dia foundation bolts including nuts, checknuts, washers and packplates. | EA | 48 |  | Included | 0 | 0 | 0 | 18 | 0
44 | 7000010606 | 1260 | 410 | 360 | Steel Structures | 100001677 | 995455 | Confirmed | 18 | Confirmed | Erection of 56mm dia foundation bolts including nuts, checknuts, washers and packplates | EA | 32 |  | Included | 0 | 0 | 0 | 18 | 0
45 | 7000010606 | 1260 | 410 | 370 | Steel Structures | 100001185 | 995455 | Confirmed | 18 | Confirmed | Erection of Std 220 kV Tower CB including nuts, bolts, all type of washers, packplates, step bolts and gusset plates excludingfoundation bolts | EA | 1 |  | Included | 0 | 0 | 0 | 18 | 0
46 | 7000010606 | 1260 | 410 | 380 | Steel Structures | 100001188 | 995455 | Confirmed | 18 | Confirmed | Erection of Std 220 kV Tower CD including nuts, bolts, all type of washers, packplates, step bolts and gusset plates excludingfoundation bolts | EA | 1 |  | Included | 0 | 0 | 0 | 18 | 0
47 | 7000010606 | 1340 | 420 | 10 | Service: Earthing | 100001148 | 998739 | Confirmed | 18 | Confirmed | 40 mm MS rod for Main Earthmat | M | 1000 |  | Included | 0 | 0 | 0 | 18 | 0
48 | 7000010606 | 980 | 470 | 120 | Service: Fire protection system | 100000977 | 998736 | Confirmed | 18 | Confirmed | 5kg CO2 type Portable Fire Extinguisher | EA | 1 |  | Included | 0 | 0 | 0 | 18 | 0
49 | 7000010606 | 980 | 470 | 130 | Service: Fire protection system | 100002062 | 995461 | Confirmed | 18 | Confirmed | Fire Detection and Alarm System for Switchyard Panel Room of 6 m length | SET | 1 |  | Included | 0 | 0 | 0 | 18 | 0
50 | 7000010606 | 1270 | 640 | 230 | Service: Illumination | 100001021 | 995461 | Confirmed | 18 | Confirmed | Lighting Panel type ACP-2 as per technical specification | EA | 1 |  | Included | 0 | 0 | 0 | 18 | 0
51 | 7000010606 | 1270 | 640 | 240 | Service: Illumination | 100004930 | 998731 | Confirmed | 18 | Confirmed | LED Flood Light LuminariesType as per technical specification | EA | 15 |  | Included | 0 | 0 | 0 | 18 | 0
52 | 7000010606 | 1270 | 640 | 250 | Service: Illumination | 100004926 | 998731 | Confirmed | 18 | Confirmed | Lighting Fixture LED Luminaires type FL2 as per tech. specifications | EA | 15 |  | Included | 0 | 0 | 0 | 18 | 0
53 | 7000010606 | 1270 | 640 | 260 | Service: Illumination | 100001024 | 998731 | Confirmed | 18 | Confirmed | Sub Lighting panel (outdoor) type SLP (Switchyard and Street Lighting) | EA | 1 |  | Included | 0 | 0 | 0 | 18 | 0
54 | 7000010606 | 1270 | 640 | 270 | Service: Illumination | 100001116 | 998739 | Confirmed | 18 | Confirmed | Illumination System for switchyard panel room of 6 m length | SET | 1 |  | Included | 0 | 0 | 0 | 18 | 0
55 | 7000010606 | 1530 | 650 | 10 | Service: VMS | 100002500 | 998731 | Confirmed | 18 | Confirmed | Color IP camera, with PAN, TILT and ZOOM facilities, alongwith all required Items, Accessories, Line Interface units, Fiber patchcords, Power supply units, Junction Boxes, Cables, Fiber Optic Cables, etc., and including Integration in existing Hardware andSoftware for Augmentation of Visual Monitoring System as per technical specification. | SET | 1 |  | Included | 0 | 0 | 0 | 18 | 0
56 | 7000010606 | 1540 | 660 | 20 | Service:Civil Works | 100001325 | 995454 | Confirmed | 18 | Confirmed | Providing and laying of Plain Cement Concrete (PCC) (1:4:8) | M3 | 52 |  | Included | 0 | 0 | 0 | 18 | 0
57 | 7000010606 | 1540 | 660 | 30 | Service:Civil Works | 100001326 | 995454 | Confirmed | 18 | Confirmed | Providing and laying of Plain Cement Concrete (PCC) (1:2:4) | M3 | 9 |  | Included | 0 | 0 | 0 | 18 | 0
58 | 7000010606 | 1540 | 660 | 40 | Service:Civil Works | 100001327 | 995454 | Confirmed | 18 | Confirmed | Providing and laying of Reinforced Cement Concrete M25 mix including pre cast, shuttering, Grouting of pockets & underpinning butexcluding steel reinforcement | M3 | 316 |  | Included | 0 | 0 | 0 | 18 | 0
59 | 7000010606 | 1540 | 660 | 50 | Service:Civil Works | 100001328 | 995454 | Confirmed | 18 | Confirmed | Providing and laying Plain Cement Concrete 1:5:10 (1 cement : 5 sand : 10 brick aggregate) | M3 | 225 |  | Included | 0 | 0 | 0 | 18 | 0
60 | 7000010606 | 1540 | 660 | 60 | Service:Civil Works | 100001329 | 995454 | Confirmed | 18 | Confirmed | Steel Reinforcement | MT | 25 |  | Included | 0 | 0 | 0 | 18 | 0
61 | 7000010606 | 1540 | 660 | 80 | Service:Civil Works | 100001331 | 995455 | Confirmed | 18 | Confirmed | Misc. Structural steel including rails, embedments, edge protection angles, gratings etc. but excluding the reinforcement steel andsteel for lattice and pipe structures. | MT | 9 |  | Included | 0 | 0 | 0 | 18 | 0
62 | 7000010606 | 1540 | 660 | 110 | Service:Civil Works | 100001714 | 995428 | Confirmed | 18 | Confirmed | Stone spreading in switchyard excluding PCC | M2 | 3000 |  | Included | 0 | 0 | 0 | 18 | 0
63 | 7000010606 | 1540 | 660 | 120 | Service:Civil Works | 100001713 | 995424 | Confirmed | 18 | Confirmed | Antiweed treatment | M2 | 3000 |  | Included | 0 | 0 | 0 | 18 | 0
64 | 7000010606 | 1540 | 660 | 150 | Service:Civil Works | 100001405 | 995462 | Confirmed | 18 | Confirmed | Supplying & laying hume pipe of grade (NP-3) excluding reinforcement and concrete as per drawing-250mm dia | M | 15 |  | Included | 0 | 0 | 0 | 18 | 0
65 | 7000010606 | 1540 | 660 | 160 | Service:Civil Works | 100001406 | 995462 | Confirmed | 18 | Confirmed | Supplying & laying hume pipe of grade (NP-3) excluding reinforcement and concrete as per drawing-300mm dia | M | 15 |  | Included | 0 | 0 | 0 | 18 | 0
66 | 7000010606 | 1540 | 660 | 170 | Service:Civil Works | 100001407 | 995462 | Confirmed | 18 | Confirmed | Supplying & laying hume pipe of grade (NP-3) excluding reinforcement and concrete as per drawing-450mm dia | M | 10 |  | Included | 0 | 0 | 0 | 18 | 0
67 | 7000010606 | 1540 | 660 | 180 | Service:Civil Works | 100001408 | 995462 | Confirmed | 18 | Confirmed | Supplying & laying hume pipe of grade (NP-3) excluding reinforcement and concrete as per drawing-600mm dia | M | 10 |  | Included | 0 | 0 | 0 | 18 | 0
68 | 7000010606 | 1540 | 660 | 19 | Service:Civil Works | 100004518 | 995433 | Confirmed | 18 | Confirmed | Excavation in all kind of soil including rock for all leads and lifts, backfilling, disposal of surplus earth within a lead up to2Km as per technical specification. The surplus earth shall be roughly graded . | M3 | 2178 |  | Included | 0 | 0 | 0 | 18 | 0
69 | 7000010606 | 1540 | 660 | 280 | Service:Civil Works | 100003437 | 995454 | Confirmed | 18 | Confirmed | Switchyard Panel Room - Civil Works. All civil works as per drawing and specifications complete, including - brickwork, finishing(external and internal), windows etc. However, excavation, PCC, RCC and reinforcement shall be paid separately as per BPS. | M2 | 27 |  | Included | 0 | 0 | 0 | 18 | 0
70 | 7000010606 | 1540 | 660 | 290 | Service:Civil Works | 100002911 | 995432 | Confirmed | 18 | Confirmed | Earthwork in excavation & filling in all types of soil and soft/disintegrated rock in open areas/nallas/channels, to the requiredslopes, shapes, levels, elevations and profile, including trimming of bottom and slopes of excavation, bailing out rain(dewatering), pumping, removal of slush, preparing embankments/marginal banks, loosening, dressing, spreading material in layers notexceeding 200mm, as per direction of Engineer-in-Charge, water flooding, compacting to achieve 95% consolidation at optimum moisturecontent, finishing etc. all complete, for all leads and lifts within leveling boundary, including disposal of surplus earth andstacking of unsuitable material within a lead of 2.0 Km beyond substation boundary, with all labour, material, tools, tackles andequipment, safeguards and incidentals, Royalty,taxes etc. as necessary, as per drawings, specification and directions of theEngineer-in-Charge. Clearing of jungle is included in this item. (Only excavation/cutting will be measured for payment purpose.) | M3 | 3000 |  | Included | 0 | 0 | 0 | 18 | 0
67 | 7000010606 | 1540 | 660 | 300 | Service:Civil Works | 100002583 | 995432 | Confirmed | 18 | Confirmed | Supply of earth (excluding rock & boulders) at site including royalty, carriage and filling in specified areas in layers notexceeding 200mm in depth, compacting under optimum moisture condition to achieve 95% of Proctor density, finishing etc. allcomplete, for all leads & lifts, with all labour, material, tools, tackles, equipments, safeguards & incidentals as necessary as perdrawings, specification and direction of the Engineer- in- Charge. | M3 | 1500 |  | Included | 0 | 0 | 0 | 18 | 0
68 | 7000010606 | 1540 | 660 | 310 | Service:Civil Works | 100001445 | 995429 | Confirmed | 18 | Confirmed | Dismantling of existing -concrete road | M2 | 45 |  | Included | 0 | 0 | 0 | 18 | 0
69 | 7000010606 | 1540 | 660 | 320 | Service:Civil Works | 100001531 | 995429 | Confirmed | 18 | Confirmed | Dismantling & re-erection of 220kV LM | EA | 1 |  | Included | 0 | 0 | 0 | 18 | 0
70 | 7000010606 | 1540 | 660 | 340 | Service:Civil Works | 100001720 | 995428 | Confirmed | 18 | Confirmed | Supplying, filling and compacting CNS material as per specification under floors, foundations, roads, cable trenches, drains etc inlayers not exceeding 200 mm thickness | M3 | 200 |  | Included | 0 | 0 | 0 | 18 | 0
[11 empty] | Grand Total for Schedule-3 |  |  |  | 0 | 0 |  |  |  | 0
# In case the bidder leaves the cell for confirmation of the SAC and/or GST rate “blank”, the SAC and corresponding GST rate indicated by the Employer shall be deemed to be the one confirmed by the Bidder.
Date : | -- | [10 empty] | Printed Name :
Place : | [11 empty] | Designation :
Click for Sch-4

## Sch-3 Dis (hidden)
Spec. No.: CC-CS/1003-WR2/SS-4037/3/G10 |  |  |  |  | Schedule - 3
Substation Package SS-59 for extension of 220kV Itarsi S/s and 220kV Rewa S/s under consultancy services to MPPTCL | [7 empty] | As per Lum-sum |  | 0%
(SCHEDULE OF RATES AND PRICES : ERECTION CHARGES) | [7 empty] | AS per Percent |  | #REF!
[8 empty] | As per lum-sum on Sch-3 |  | 0%
Bidder’s Name and Address (MSE) : |  |  |  | To: |  |  |  | As per Percent on Sch-3 |  | #REF!
|  |  |  | Contract Services |  |  |  | Total Discount |  | #REF!
Name : |  |  |  | Power Grid Corporation of India Ltd.,
Address : |  |  |  | "Saudamini", Plot No.-2
|  |  |  | Sector-29, |  |  |  | Multipackage lum-sum |  | 0%
Gurgaon (Haryana) - 122001
[5 empty] | All Prices are in Indian Rupees. |  |  |  | Amount after Discount (Rs.) |  | Dis Alert | Amount after MPD (Rs.)
SI. No. | Description | Unit | Quantity | Unit Erection Charges | Total Erection Charges |  |  |  | Unit Erection Charges | Total Erection Charges |  | Unit Erection Charges | Total Erection Charges
1 | 2 | 3 | 4 | 5 | 6 = 4 x 5 |  |  |  | 5 | 6 = 4 x 5 |  | 5 | 6 = 4 x 5
1 | Survey
(a) | #REF! | #REF! | #REF! | #REF! | #REF!
(b) | #REF! | #REF! | #REF! | #REF! | #REF!
(c) | #REF! | #REF! | #REF! | #REF! | #REF!
2 | #REF!
2.1 | #REF! | #REF! | #REF! |  |  | (a) | Detailed Soil Investigation
(a) | #REF! | #REF! | #REF! | #REF! | #REF! | (b) | All kinds of soil except fissured rock & hard rock
(b) | #REF! | #REF! | #REF! | #REF! | #REF! | (e) | River Crossing Location
| #REF! | #REF! | #REF! | #REF! | #REF!
| #REF! | #REF! | #REF! | #REF! | #REF!
(f)
3 | #REF!
(a) | #REF! | #REF! | #REF! | #REF! | #REF! |  | Wet Soil
(b) | #REF! | #REF! | #REF! | #REF! | #REF! |  | Dry Fissured Rock
(c) | #REF! | #REF! | #REF! | #REF! | #REF! |  | Wet Fissured Rock
| #REF! | #REF! | #REF! | #REF! | #REF!
| #REF! | #REF! | #REF! | #REF! | #REF!
4.2 | #REF!
(a) | #REF! | #REF! | #REF! | #REF! | #REF!
(b) | #REF! | #REF! | #REF! | #REF! | #REF!
4.3 | #REF! | #REF! | #REF! | #REF! | #REF!
4.4 | #REF! | #REF! | #REF! | #REF! | #REF!
5 | #REF!
(a) | #REF! | #REF! | #REF! | #REF! | #REF!
#REF!
| #REF! | #REF! | #REF! | #REF! | #REF!
| #REF! | #REF! | #REF! | #REF! | #REF!
| #REF! | #REF! | #REF! | #REF! | #REF!
6 | #REF!
(a) | #REF! | #REF! | #REF! | #REF! | #REF!
(b) | #REF! | #REF! | #REF! | #REF! | #REF!
| #REF! | #REF! | #REF! | #REF! | #REF!
7 | #REF!
(a) | #REF! | #REF! | #REF! | #REF! | #REF!
(b) | #REF! | #REF! | #REF! | #REF! | #REF!
(c) | #REF! | #REF! | #REF! | #REF! | #REF!
(d) | #REF! | #REF! | #REF! | #REF! | #REF!
(e) | #REF! | #REF! | #REF! | #REF! | #REF!
(f) | #REF! | #REF! | #REF! | #REF! | #REF!
8 | #REF!
(a) | #REF! | #REF! | #REF! | #REF! | #REF!
(b) | #REF! | #REF! | #REF! | #REF! | #REF!
(c) | #REF! | #REF! | #REF! | #REF! | #REF!
9 | #REF!
9.1 | #REF! | #REF! | #REF! | #REF! | #REF!
Included
| #REF! |  |  |  | Included
| #REF! | #REF! | #REF! | #REF! | #REF!
| #REF! |  |  |  | Included
| #REF! | #REF! | #REF! | #REF! | #REF!
| #REF! | #REF! | #REF! | #REF! | #REF!
10 | #REF!
(a) | #REF! | #REF! | #REF! | #REF! | #REF!
11 | #REF!
11.1 | #REF!
| #REF! | #REF! | #REF! | #REF! | #REF!
11.2 | #REF! | #REF! | #REF! | #REF! | #REF!
Included
11.3 | #REF! | #REF! | #REF! | #REF! | #REF!
Included
11.4 | #REF! | #REF! | #REF! | #REF! | #REF!
11.5 | #REF! | #REF! | #REF! | #REF! | #REF!
11.6 | #REF! | #REF! | #REF! | #REF! | #REF!
Included
11.7 | #REF! | #REF! | #REF! | #REF! | #REF!
11.8 | #REF! | #REF! | #REF! | #REF! | #REF!
11.9 | #REF! | #REF! | #REF! | #REF! | #REF!
11.1 | #REF! | #REF! | #REF! | #REF! | #REF!
11.11 | #REF! | #REF! | #REF! | #REF! | #REF!
| Total Erection Price (A+B+C) |  |  |  | #REF!
Date : | --
Place : |  |  | Printed Name : | #REF!
|  |  | Designation : | #REF!
Click for Sch-4

## Sch-4
Specification No: CC-CS/165-NER/SS-3864/3/G10 | [14 empty] | Schedule - 4
Substation packages ARP-SS-05 including 132kV Class Transformer & Reactor under Comprehensive Scheme for Strengthening of Transmission & Distribution System in NER & Sikkim : Intra-State : Arunachal Pradesh
(SCHEDULE OF RATES AND PRICES )
Bidder’s Name and Address (Lead Partner) : | [12 empty] | To:
Contracts Services, 3rd Floor
Name : | [12 empty] | Power Grid Corporation of India Ltd.,
Address : | [12 empty] | "Saudamini", Plot No.-2
Sector-29,
Gurgaon (Haryana) - 122001
Training Charges for Training to be imparted
All figures in INR
SI. No. | PR No | PR Line Item No | Activity Header | PR Activity No | Activity Description | Service Code | SAC (Service Accounting Codes) | Whether SAC in column '8’ is confirmed. If not indicate applicable the SAC * | Rate of GST applicable ( in %) | Whether rate of GST in column ‘4’ is confirmed. If not indicate applicable rate of GST * | Description | Unit | Quantity | Unit Training Charges excluding GST | Total Training Charges excluding GST | Total GST as confirmed by Bidder
1 | 2 | 3 | 4 | 5 | 6 | 7 | 8 | 9 | 10 | 11 | 12 | 13 | 14 | 15 | 16 = 14 x 15 | 17 | Total Value | GST on item
[16 empty] | 0 | 0 | 0
[5 empty] | NOT APPLICABLE | [10 empty] | 0 | 0 | 0
[16 empty] | 0 | 0 | 0
[9 empty] | Total Training Charges | [5 empty] | Included |  |  | 0
[9 empty] | Total GST as confirmed by Bidder | [6 empty] | 0
Date : | -- | [12 empty] | Printed Name :
Place : | [13 empty] | Designation :
Click for Sch-5

## Sch-4-old (hidden)
Spec. No.: CC-CS/1003-WR2/SS-4037/3/G10 | [9 empty] | Schedule - 4
Substation Package SS-59 for extension of 220kV Itarsi S/s and 220kV Rewa S/s under consultancy services to MPPTCL
(SCHEDULE OF RATES AND PRICES : TRAINING CHARGES)
Bidder’s Name and Address (MSE) :
#REF!
Name : | [11 empty] | #REF!
Address :
TRAINING CHARGES
Sl. No. | PR No | Line Item No | Activity Header | PR Activity No | Activity Description | Service Code | Description | Units | Quantity | Training Charges
[10 empty] | Unit Charges | Total Amount
1 | 2 | 3 | 4 | 5 | 6 | 7 | 8 | 9 | 10 | 11 | 12= (10 x 11)
I | NOT APPLICABLE
1 | 7000002675 | 10 | 460 | 10 | Training of Comm. Eqpt. | 100002900 | Training for communication Equipments | MND | 5 |  | Included
II | Extension of 765kV Raipur Pooling S/S under POWERGRID works associated with TBCB lines under Common Transmission system for Phase-II generation projects in Odisha (DPR-2)
1 | 7000004440 | 10 | 400 | 10 | Training | 100002670 | Training at substation Site in the area of erection, testing, commissioining, operation and maintenence of CB, Isolator, CT, CVT andSurge Arrester. | TAG | 2 |  | Included
2 | 7000004440 | 10 | 400 | 20 | Training | 100002671 | Training at substation site in the area of testing, commissioining, operation and maintenece of Protection and automation system | TAG | 2 |  | Included
3 | 7000004440 | 10 | 400 | 40 | Training | 100002661 | Training at substation Site in the area of erection, testing, commissioining, operation and maintenance of Digital ProtectionCoupler. | DAY | 2 |  | Included
III | Extension of 765/400kV Gaya S/S under Transmission system associated with Nabinagar-II
1 | 7000002510 | 10 | 790 | 10 | Training of Comm. Eqpt. | 100002900 | Training for communication Equipments | MND | 20 |  | Included
Total for Training Charges [Total Schedule 4)] | [10 empty] | 0 | #REF!
NOTE: To and fro charges and accommodation for the Instructor (Trainer) and Training material for the Trainees shall be included in the prices quoted by the bidder.
Date : | -- | [6 empty] | Printed Name :
Place : | [7 empty] | Designation :
Click for Sch-5

## Sch-4 Dis (hidden)
Spec. No.: CC-CS/1003-WR2/SS-4037/3/G10 |  |  |  |  | Schedule - 4
Substation Package SS-59 for extension of 220kV Itarsi S/s and 220kV Rewa S/s under consultancy services to MPPTCL
(SCHEDULE OF RATES AND PRICES : TRAINING CHARGES)
Bidder’s Name and Address (MSE) : |  |  |  | To:
|  |  |  | Contract Services |  |  | #REF!
Name : |  |  |  | Power Grid Corporation of India Ltd., |  |  | #REF!
Address : |  |  |  | "Saudamini", Plot No.-2
Sector-29,
Gurgaon (Haryana) - 122001
Training Charges
1. Price Component of training to be imparted to Employer's Personnel by Bidder's instructor
Sl. No. | Description | Country where training is to be imparted | Item for which training is to be imparted | Training duration in days | Training Charges
[5 empty] | per DIEM Rate | Total Amount
1 | 2 | 3 | 4 | 5 | 6 | 7 = (5 x 6)
1 | The Bidder shall impart necessary training to Employer's Six personnel on design, operation, maintenance and commissioning aspect as per technical specification at manufacturer’s /supplier’s works. |  | Transformer | 3 |  | Included
|  |  | PLCC | 3 |  | Included
|  |  | Control, Protection & Automation | 5 |  | Included
|  |  | Switchyard Equipments (CB,CT,CVT, Isolators & LA | 3 |  | Included
Total for Training Charges [Total Schedule 4)] | [5 empty] | #REF! | #REF!
NOTE: To and fro charges and accommodation for the Instructor (Trainer) and Training material for the Trainees shall be included in the prices quoted by the bidder.
Date : | -- |  | #REF!
Place : |  |  | #REF!
Click for Sch-5

## Sch-5-old (hidden)
Spec. No.: CC-CS/1003-WR2/SS-4037/3/G10 |  |  |  | Schedule - 5
Substation Package SS-59 for extension of 220kV Itarsi S/s and 220kV Rewa S/s under consultancy services to MPPTCL
SUMMARY OF TAXES & DUTIES APPLICABLE ON PLANT & EQUIPMENT
Bidder’s Name and Address (MSE) : |  |  | To:
Contract Services
Name : |  |  | Power Grid Corporation of India Ltd.,
Address : |  |  | "Saudamini", Plot No.-2
Sector-29,
Gurgaon (Haryana) - 122001
Sl. No. | Item Nos. |  | Total Price (INR) |  | After Discount |  |  | After MPDiscount
1 | TOTAL EXCISE DUTY |  | #VALUE! |  | Excise Duty |  | 0 | Excise Duty |  | 0
Total Excise Duty for direct transaction between the Contractor and the Employer (identified in Schedule 1 as 'Direct') which are not included in the Ex-works price as per the provision of the Bidding Documents, as applicable.
Rate of Excise Duty for Direct items indicated in Sch-1
2 |  |  | 0 |  | Sales Tax |  | 0 | Sales Tax |  | 0
| Total Sales Tax for direct transaction between the Contractor and the Employer (identified in Schedule 1 as 'Direct') which are not included in the Ex-works price as per the provision of the Bidding Documents, as applicable. |  |  |  | #REF! |  | 0 | #REF! |  | 0
| Amount on which Sales Tax is applicable [only ex-w price] |  |  |  | Amount | #REF! |  | Amount | #REF!
| Excise duty on this amount @ 0% | 0 |  |  | ED | #REF! |  | ED | #REF!
Rate of Sales Tax
3 | TOTAL VAT |  | #VALUE! |  | Vat |  | 0 | Vat |  | 0
| Total VAT for direct transaction between the Contractor and the Employer (identified in Schedule 1 as 'Direct') which are not included in the Ex-works price as per the provision of the Bidding Documents, as applicable |  |  |  | #VALUE! |  | 0 | #VALUE! |  | 0
| Amount on which VAT is applicable [only ex-w price] | #VALUE! |  |  | Amount | #VALUE! |  | Amount | #VALUE!
| Excise duty on this amount @ 0% | #VALUE! |  |  | ED | #VALUE! |  | ED | #VALUE!
Rate of VAT
4 | TOTAL OCTROI
Total Octroi as applicable for destination site/state on all items of supply, as per the provisions of the Bidding Documents, on all items of Schedule 1.
| Amount on which Octroi is applicable | Click here for details of Octroi
5 | TOTAL ENTRY TAX
Total Entry Tax as applicable for destination site/state on all items of supply, as per the provisions of the Bidding Documents, on all items of Schedule 1.
| Amount on which Entry Tax is applicable | Click here for details of Entry Taxes
6 | TOTAL OTHER TAXES & DUTIES
Total Others levies payable in India (please specify) as applicable for destination site/state on direct transaction items of supply, as per the provisions of the Bidding Documents, on all items of Schedule 1.
| Amount on which Other Taxes & Duties are applicable | Click here for details of Other Taxes & Duties
| GRAND TOTAL [1+2+3] |  | #VALUE! |  | Grand Total after Discount |  | 0 | Grand Total after MPD |  | 0
| Above Grand Total does not include Octroi, Entry Tax , Other Taxes & Duties quoted by bidder at Sl. No. 4,5 & 6 above |  | Plus Octroi, Entry Tax , Other Taxes & Duties quoted by bidder at Sl. No. 4,5 & 6 above
Note : | The reimbursement of Excise Duty, Sales Tax/VAT and other levies as per Sl. No. 1, 2 & 3 above subject to provision of ITB Clause 11.4 shall be only against those items for which the Mode of Transaction indicated in Schedule - 1 is 'Direct'. In case of those items in the said Sechedule-1 against which the mode of transaction has been left blank, the same shall be deemed to be 'Bought-out' for the purpose of Evaluation and award of Contract and the price indicated in Schedule 1 against such items shall be deemed to be inclusive of all such taxes, duties and levies.
Date : | -- | Printed Name :
Place : |  | Designation :
Click for Sch-6

## Sch-5 Dis-old (hidden)
AAABAAAAAAA- |  |  |  | Schedule - 5
Substation Package SS-59 for extension of 220kV Itarsi S/s and 220kV Rewa S/s under consultancy services to MPPTCL
SUMMARY OF TAXES & DUTIES APPLICABLE ON GOODS
Bidder’s Name and Address (MSE) : |  |  | To:
Contract Services
Name : |  |  | Power Grid Corporation of India Ltd.,
Address : |  |  | "Saudamini", Plot No.-2
Sector-29,
Gurgaon (Haryana) - 122001
Sl. No. | Item Nos. |  | Total Price (INR) |  | After Discount |  |  | After MPDiscount
1 | TOTAL EXCISE DUTY |  | 0 |  | Excise Duty |  | 0 | Excise Duty |  | 0
Total Excise Duty for direct transaction between the Contractor and the Employer (identified in Schedule 1 as 'Direct') which are not included in the Ex-works price as per the provision of the Bidding Documents, as applicable.
| Rate of Excise Duty for Direct items indicated in Sch-1 | 0%
2 | TOTAL SALES TAX |  | 0 |  | Sales Tax |  | 0 | Sales Tax |  | 0
| Total Sales Tax for direct transaction between the Contractor and the Employer (identified in Schedule 1 as 'Direct') which are not included in the Ex-works price as per the provision of the Bidding Documents, as applicable. |  |  |  | #REF! |  | 0 | #REF! |  | 0
| Amount on which Sales Tax is applicable [only ex-w price] | 0 |  |  | Amount | #REF! |  | Amount | #REF!
| Excise duty on this amount @ 0% | 0 |  |  | ED | #REF! |  | ED | #REF!
| Rate of Sales Tax | 0%
3 | TOTAL VAT |  | 0 |  | Vat |  | 0 | Vat |  | 0
| Total VAT for direct transaction between the Contractor and the Employer (identified in Schedule 1 as 'Direct') which are not included in the Ex-works price as per the provision of the Bidding Documents, as applicable |  |  |  | #REF! |  | 0 | #REF! |  | 0
| Amount on which VAT is applicable [only ex-w price] | 0 |  |  | Amount | #REF! |  | Amount | #REF!
| Excise duty on this amount @ 0% | 0 |  |  | ED | #REF! |  | ED | #REF!
| Rate of VAT | 0%
4 | TOTAL OCTROI
Total Octroi as applicable for destination site/state on all items of supply, as per the provisions of the Bidding Documents, on all items of Schedule 1.
| Amount on which Octroi is applicable | Click here for details of Octroi
5 | TOTAL ENTRY TAX
Total Entry Tax as applicable for destination site/state on all items of supply, as per the provisions of the Bidding Documents, on all items of Schedule 1.
| Amount on which Entry Tax is applicable | Click here for details of Entry Taxes
6 | TOTAL OTHER TAXES & DUTIES
Total Others levies payable in India (please specify) as applicable for destination site/state on all items of supply, as per the provisions of the Bidding Documents, on all items of Schedule 1.
| Amount on which Other Taxes & Duties are applicable | Click here for details of Other Taxes & Duties
| GRAND TOTAL [1+2+3] |  | 0 |  | Grand Total after Discount |  | 0 | Grand Total after MPD |  | 0
| Above Grand Total does not include Octroi, Entry Tax , Other Taxes & Duties quoted by bidder at Sl. No. 4,5 & 6 above |  | Plus Octroi, Entry Tax , Other Taxes & Duties quoted by bidder at Sl. No. 4,5 & 6 above
Note : | The reimbursement of Excise Duty, Sales Tax/VAT and other levies as per Sl. No. 1, 2 & 3 above subject to provision of ITB Clause 11.4 shall be only against those items for which the Mode of Transaction indicated in Schedule - 1 is 'Direct'. In case of those items in the said Sechedule-1 against which the mode of transaction has been left blank, the same shall be deemed to be 'Bought-out' for the purpose of Evaluation and award of Contract and the price indicated in Schedule 1 against such items shall be deemed to be inclusive of all such taxes, duties and levies.
Date : | -- | Printed Name : | #REF!
Place : |  | Designation : | #REF!
Click for Sch-6

## Sch-5
Spec. No.: CC-CS/1003-WR2/SS-4037/3/G10 |  |  |  | Schedule - 5
Substation Package SS-59 for extension of 220kV Itarsi S/s and 220kV Rewa S/s under consultancy services to MPPTCL
(SUMMARY OF TAXES & DUTIES APPLICABLE ON PLANT & EQUIPMENT)
Bidder’s Name and Address (Sole Bidder) : |  |  | To:
Contracts Services, 3rd Floor
Name : |  |  | Power Grid Corporation of India Ltd.,
Address : |  |  | "Saudamini", Plot No.-2
Sector-29,
Gurgaon (Haryana) - 122001
Sl. No. | Item Nos. |  | Total Price (INR) |  | After Discount |  | After MPDiscount
1 | TOTAL GST ON GOODS |  |  |  | Excise Duty | #REF! | Excise Duty | #REF!
| Total GST for Supply of Goods (inter-alia including Type Test Charges) between the Contractor and the Employer (identified in Schedule 1') which are not included in the Ex-works price as per the provision of the Bidding Documents, as applicable. |  | 0
2 | TOTAL GST ON SERVICES |  |  |  | Sales Tax | 0 | Sales Tax | 0
| Total GST on Installation Services (Schedule-3) and Training to be imparted in India (Schedule-4) |  | 0 |  | #REF! | #REF! | #REF! | #REF!
| GRAND TOTAL [1+2] |  | 0 |  | Grand Total after Discount | #REF! | Grand Total after MPD | #REF!
Date : | -- | Printed Name :
Place : |  | Designation :
Click for Sch-6

## Sch-5 Dis (hidden)
Spec. No.: CC-CS/1003-WR2/SS-4037/3/G10 |  |  |  | Schedule - 5
Substation Package SS-59 for extension of 220kV Itarsi S/s and 220kV Rewa S/s under consultancy services to MPPTCL
SUMMARY OF TAXES & DUTIES APPLICABLE ON GOODS
Bidder’s Name and Address (Sole Bidder) : |  |  | To:
Contracts Services, 3rd Floor
Name : |  |  | Power Grid Corporation of India Ltd.,
Address : |  |  | "Saudamini", Plot No.-2
Sector-29,
Gurgaon (Haryana) - 122001
Sl. No. | Item Nos. |  | Total Price (INR)
1 | TOTAL GST ON GOODS |  | 0
Total GST for Supply of Goods (inter-alia including Type Test Charges) between the Contractor and the Employer (identified in Schedule 1') which are not included in the Ex-works price as per the provision of the Bidding Documents, as applicable.
2 | TOTAL GST ON SERVICES |  | 0
Total GST on Installation Services (Schedule-3) and Training to be imparted in India (Schedule-4)
| GRAND TOTAL [1+2] |  | 0
Date : | -- | Printed Name :
Place : |  | Designation :
Click for Sch-6

## Sch-6
Spec. No.: CC-CS/1003-WR2/SS-4037/3/G10 |  |  | Schedule - 6
Substation Package SS-59 for extension of 220kV Itarsi S/s and 220kV Rewa S/s under consultancy services to MPPTCL
(GRAND SUMMARY)
Bidder’s Name and Address (MSE) : |  |  | To:
Contract Services
Name : |  |  | Power Grid Corporation of India Ltd.,
Address : |  |  | "Saudamini", Plot No.-2
Sector-29,
Gurgaon (Haryana) - 122001
Sl. No. | Description |  | Total Price (INR)
1 | TOTAL SCHEDULE NO. 1 |  | 0
Ex-works price of Plant and Equipment
2 | TOTAL SCHEDULE NO. 2 |  | 0
Local Transportation, Insurance and other Incidental Services
3 | TOTAL SCHEDULE NO. 3 |  | 0
Installation Charges
4 | TOTAL SCHEDULE NO. 4 |  | NOT APPLICABLE
Training Charges
5 | TOTAL SCHEDULE NO. 5 |  | 0
Taxes and Duties
6 | TOTAL SCHEDULE NO. 7 |  | NOT APPLICABLE
Type Test Charges [Total of this Schedule is included in Schedule - 1 above.]
| GRAND TOTAL [1+2+3+4+5] |  | 0
Date : | -- | Printed Name :
Place : |  | Designation :
Click for Sch-7

## Sch-6 After Discount
Spec. No.: CC-CS/1003-WR2/SS-4037/3/G10 |  |  | Schedule - 6 After Discount
Substation Package SS-59 for extension of 220kV Itarsi S/s and 220kV Rewa S/s under consultancy services to MPPTCL
(GRAND SUMMARY : AFTER DISCOUNT)
Bidder’s Name and Address (MSE) : |  |  | To:
Contract Services
Name : |  |  | Power Grid Corporation of India Ltd.,
Address : |  |  | "Saudamini", Plot No.-2
Sector-29,
Gurgaon (Haryana) - 122001
Sl. No. | Description |  | Total Price (INR)
1 | TOTAL SCHEDULE NO. 1 |  | 0
Ex-works price of Plant and Equipment
2 | TOTAL SCHEDULE NO. 2 |  | 0
Local Transportation, Insurance and other Incidental Services
3 | TOTAL SCHEDULE NO. 3 |  | 0
Installation Charges
4 | TOTAL SCHEDULE NO. 4 |  | 0
Training Charges
5 | TOTAL SCHEDULE NO. 5 |  | 0
Taxes and Duties
6 | TOTAL SCHEDULE NO. 7 |  | 0
Type Test Charges [Total of this Schedule is included in Schedule - 1 above.]
| GRAND TOTAL [1+2+3+4+5+6] |  | 0
Date : | -- | Printed Name :
Place : |  | Designation :
Click for Sch-7

## Sch-7-old (hidden)
Spec. No.: CC-CS/1003-WR2/SS-4037/3/G10 |  |  |  | Schedule 7
Substation Package SS-59 for extension of 220kV Itarsi S/s and 220kV Rewa S/s under consultancy services to MPPTCL | [5 empty] | As per Lum-sum |  | 0%
(SCHEDULE OF RATES AND PRICES) | [5 empty] | AS per Percent |  | #REF!
[6 empty] | As per lum-sum on Sch-7 |  | 0%
Bidder’s Name and Address (MSE) : |  |  |  | To: |  | As per Percent on Sch-7 |  | #REF!
|  |  |  | Contract Services |  | Total Discount |  | #REF!
Name : |  |  |  | Power Grid Corporation of India Ltd.,
Address : |  |  |  | "Saudamini", Plot No.-2
|  |  |  | Sector-29, |  | Multipackage Discount |  | 0%
Gurgaon (Haryana) - 122001
Type Tests
Sl. no. | Equipment | Description of type test | Type test Charges (INR) | Type Tests Charges (INR)
1 | 500 MVA, 400/220kV Auto Transformer | (i) Temperature Rise test
(ii) Zero sequence reactance measurement
(iii) Acoustic Noise level measurement
(iv) Measurement of power taken by fan and oil pumps
(v) Measurement of harmonic level at no-load current
(vi) Short Duration (ACSD) AC withstand Test
NOT APPLICABLE
2 | 125 MVAR, 420kV Bus Reactor | (i) Temperature rise test
(ii) Zero Sequence Reactance measurement
(iii) Acoustic noise level measurement
(iv) Measurement of Harmonic content of current(Measured in cold state)
(v) Measurement of Knee Point Voltage
3 | 160 MVA, 220/1321kV Auto Transformer | (i) Temperature Rise test
(ii) Zero sequence reactance measurement
(iii) Acoustic Noise level measurement
(iv) Measurement of power taken by fan and oil pumps
(v) Measurement of harmonic level at no-load current
Total of Type Test Charges
[6 empty] | Discount Sche-7 | #REF! |  | MPD Sche-7 | #REF!
Date : | -- | Printed Name :
Place : |  | Designation :
Spec. No.: CC-CS/1003-WR2/SS-4037/3/G10
Substation Package SS-59 for extension of 220kV Itarsi S/s and 220kV Rewa S/s under consultancy services to MPPTCL | 0 | 0 |  |  | 0
(SCHEDULE OF RATES AND PRICES) | 0 | 0 |  |  | 0
Bidder’s Name and Address (MSE) : |  |  |  |  | 0
| 0 | 0 |  |  | 0
Name : |  | 0 |  |  | 0
Address : |  | 0 |  |  | 0
|  | 0 |  |  | 0
|  | 0 |  |  | 0
#REF! | #REF! | #REF!
#REF! | #REF! | #REF!
#REF! | #REF!
#REF! | #REF! | #REF!
#REF! | #REF! | #REF!
| #REF! | #REF!
#REF! | #REF!
#REF! | #REF!
#REF! | #REF!
#REF! | #REF! | #REF!
#REF! | #REF! | #REF!
#REF! | #REF! | #REF!
#REF! | #REF! | #REF!
| #REF! | #REF!
#REF! | #REF!
#REF! | #REF! | #REF!
#REF! | #REF! | #REF!
#REF! | #REF! | #REF!
#REF! | #REF! | #REF!
| #REF! | #REF!
#REF! | #REF!
#REF! | #REF! | #REF!
#REF! | #REF! | #REF!
#REF! | #REF! | #REF!
| #REF! | #REF!
#REF! | #REF!
#REF! | #REF! | #REF!
#REF! | #REF! | #REF!
#REF! | #REF! | #REF!
| #REF! | #REF!
#REF! | #REF!
#REF! | #REF! | #REF!
#REF! | #REF! | #REF!
#REF! | #REF! | #REF!
#REF! | #REF! | #REF!
| #REF! | #REF!
| #REF! | #REF!
#REF! | #REF!
#REF! | #REF!
#REF! | #REF! | #REF!
#REF! | #REF! | #REF!
#REF! | #REF! | #REF!
| #REF! | #REF!
| #REF! | #REF!
#REF! | #REF!
#REF! | #REF!
#REF! | #REF! | #REF!
#REF! | #REF! | #REF!
#REF! | #REF! | #REF!
#REF! | #REF! | #REF!
#REF! | #REF! | #REF!
| #REF! | #REF!
#REF! | #REF!
#REF! | #REF! | #REF!
#REF! | #REF! | #REF!
#REF! | #REF! | #REF!
#REF! | #REF! | #REF!
#REF! | #REF! | #REF!
#REF! | #REF! | #REF!
| #REF! | #REF!
#REF! | #REF!
#REF! | #REF! | #REF!
#REF! | #REF! | #REF!
#REF! | #REF! | #REF!
#REF! | #REF! | #REF!
#REF! | #REF! | #REF!
#REF! | #REF! | #REF!
#REF! | #REF! | #REF!
#REF! | #REF! | #REF!
#REF! | #REF! | #REF!
| #REF! | #REF!
#REF! | #REF!
#REF! | #REF! | #REF!
#REF! | #REF! | #REF!
#REF! | #REF! | #REF!
| #REF! | #REF!
#REF! | #REF!
#REF! | #REF! | #REF!
#REF! | #REF! | #REF!
#REF! | #REF! | #REF!
| #REF! | #REF!
#REF! | #REF!
#REF! | #REF! | #REF!
#REF! | #REF! | #REF!
| #REF! | #REF!
#REF! | #REF!
#REF! | #REF! | #REF!
#REF! | #REF! | #REF!
#REF! | #REF! | #REF!
#REF! | #REF! | #REF!
#REF! | #REF! | #REF!
#REF! | #REF! | #REF!
| #REF! | #REF!
#REF! | #REF!
#REF! | #REF! | #REF!
#REF! | #REF! | #REF!
#REF! | #REF! | #REF!
#REF! | #REF! | #REF!
#REF! | #REF!
#REF! | #REF! | #REF!
#REF! | #REF! | #REF!
#REF! | #REF! | #REF!
#REF! | #REF! | #REF!
| #REF! | #REF!
| #REF! | #REF!
| #REF! | #REF!
Click for Bid Form 2nd Envelope

## Sch-7 Dis (hidden)
Spec. No.: CC-CS/1003-WR2/SS-4037/3/G10
Substation Package SS-59 for extension of 220kV Itarsi S/s and 220kV Rewa S/s under consultancy services to MPPTCL | [6 empty] | As per Lum-sum |  | 0%
(SCHEDULE OF RATES AND PRICES : TYPE TEST CHARGES) | [6 empty] | AS per Percent |  | #REF!
[7 empty] | As per lum-sum on Sch-7 |  | 0%
Bidder’s Name and Address (MSE) : |  |  |  | To: |  |  | As per Percent on Sch-7 |  | #REF!
|  |  |  | Contract Services |  |  | Total Discount |  | #REF!
Name : |  |  |  | Power Grid Corporation of India Ltd.,
Address : |  |  |  | "Saudamini", Plot No.-2
|  |  |  | Sector-29, |  |  | Multipackage Discount |  | 0%
Gurgaon (Haryana) - 122001
Type Tests on Earthwire
SL. NO. | Description of Test | Unit | Quantity | Unit Test Charge | Total Test Charges (Rs.) |  |  | Total Test Charges After Discount (Rs.) |  | Dis Alert | Total Test Charges After MPD (Rs.)
A | #REF!
A.1 | #REF!
(a) | #REF! | #REF! | #REF! | #REF! | #REF!
(b) | #REF! | #REF! | #REF! | #REF! | #REF!
| Sub-Total (A.1) |  |  |  | #REF!
| TOTAL TEST CHARGES |  |  |  | #REF!
[7 empty] | Discount Sche-7 | #REF! |  | MPD Sche-7 | #REF!
[7 empty] | Dis Alert | #REF!
Signature :
Date : | -- | #REF!
Place : |  | #REF!
Common Seal :
Note : | Bidder should indicate the name of test laboratories where type tests are proposed to be conducted
Spec. No.: CC-CS/1003-WR2/SS-4037/3/G10
Substation Package SS-59 for extension of 220kV Itarsi S/s and 220kV Rewa S/s under consultancy services to MPPTCL | 0 | 0 |  |  |  | 0
(SCHEDULE OF RATES AND PRICES : TYPE TEST CHARGES) | 0 | 0 |  |  |  | 0
Bidder’s Name and Address (MSE) : | [5 empty] | 0
| 0 | 0 |  |  |  | 0
Name : |  | 0 |  |  |  | 0
Address : |  | 0 |  |  |  | 0
|  | 0 |  |  |  | 0
|  | 0 |  |  |  | 0
SL. NO. | Description of Test | 0
#REF! | #REF! | #REF!
#REF! | #REF!
#REF! | #REF! | #REF!
#REF! | #REF! | #REF!
| #REF! | #REF!
#REF! | #REF!
#REF! | #REF!
#REF! | #REF!
#REF! | #REF! | #REF!
#REF! | #REF! | #REF!
#REF! | #REF! | #REF!
#REF! | #REF! | #REF!
| #REF! | #REF!
#REF! | #REF!
#REF! | #REF! | #REF!
#REF! | #REF! | #REF!
#REF! | #REF! | #REF!
#REF! | #REF! | #REF!
| #REF! | #REF!
#REF! | #REF!
#REF! | #REF! | #REF!
#REF! | #REF! | #REF!
#REF! | #REF! | #REF!
| #REF! | #REF!
#REF! | #REF!
#REF! | #REF! | #REF!
#REF! | #REF! | #REF!
#REF! | #REF! | #REF!
| #REF! | #REF!
#REF! | #REF!
#REF! | #REF! | #REF!
#REF! | #REF! | #REF!
#REF! | #REF! | #REF!
#REF! | #REF! | #REF!
| #REF! | #REF!
| #REF! | #REF!
#REF! | #REF!
#REF! | #REF!
#REF! | #REF! | #REF!
#REF! | #REF! | #REF!
#REF! | #REF! | #REF!
| #REF! | #REF!
| #REF! | #REF!
#REF! | #REF!
#REF! | #REF!
#REF! | #REF! | #REF!
#REF! | #REF! | #REF!
#REF! | #REF! | #REF!
#REF! | #REF! | #REF!
#REF! | #REF! | #REF!
| #REF! | #REF!
#REF! | #REF!
#REF! | #REF! | #REF!
#REF! | #REF! | #REF!
#REF! | #REF! | #REF!
#REF! | #REF! | #REF!
#REF! | #REF! | #REF!
#REF! | #REF! | #REF!
| #REF! | #REF!
#REF! | #REF!
#REF! | #REF! | #REF!
#REF! | #REF! | #REF!
#REF! | #REF! | #REF!
#REF! | #REF! | #REF!
#REF! | #REF! | #REF!
#REF! | #REF! | #REF!
#REF! | #REF! | #REF!
#REF! | #REF! | #REF!
#REF! | #REF! | #REF!
| #REF! | #REF!
#REF! | #REF!
#REF! | #REF! | #REF!
#REF! | #REF! | #REF!
#REF! | #REF! | #REF!
| #REF! | #REF!
#REF! | #REF!
#REF! | #REF! | #REF!
#REF! | #REF! | #REF!
#REF! | #REF! | #REF!
| #REF! | #REF!
#REF! | #REF!
#REF! | #REF! | #REF!
#REF! | #REF! | #REF!
| #REF! | #REF!
#REF! | #REF!
#REF! | #REF! | #REF!
#REF! | #REF! | #REF!
#REF! | #REF! | #REF!
#REF! | #REF! | #REF!
#REF! | #REF! | #REF!
#REF! | #REF! | #REF!
| #REF! | #REF!
#REF! | #REF!
#REF! | #REF! | #REF!
#REF! | #REF! | #REF!
#REF! | #REF! | #REF!
#REF! | #REF! | #REF!
#REF! | #REF!
#REF! | #REF! | #REF!
#REF! | #REF! | #REF!
#REF! | #REF! | #REF!
#REF! | #REF! | #REF!
| #REF! | #REF!
| #REF! | #REF!
| #REF! | #REF!
Click for Bid Form 2nd Envelope

## GD (hidden)
Spec. No.: CC-CS/1003-WR2/SS-4037/3/G10 |  |  | (Guarantee Declaration)
Substation Package SS-59 for extension of 220kV Itarsi S/s and 220kV Rewa S/s under consultancy services to MPPTCL |  |  |  |  | As per Lum-sum |  | 0%
(GUARANTEED DECLARATION ) |  |  |  |  | AS per Percent |  | #REF!
[5 empty] | As per lum-sum on Sch-7 |  | 0%
Bidder’s Name and Address (MSE) : |  |  | To: |  | As per Percent on Sch-7 |  | #REF!
|  |  | Contract Services |  | Total Discount |  | #REF!
Name : |  |  | Power Grid Corporation of India Ltd.,
Address : |  |  | "Saudamini", Plot No.-2
|  |  | Sector-29, |  | Multipackage Discount |  | 0%
Gurgaon (Haryana) - 122001
Dear Sir,
We declare that the ratings, performance figures and availability of the system furnished by us for subject Package covered under this specification are guaranteed by us. We further declare that in the event of any deficiencies in meeting the guarantees in respect of the characteristics mentioned below as established after conducting the factory test, you may at your discretion, reject or accept the equipment after assessing the liquidated damages as specified in the relevant clauses of Bid document.
Equipment | Guaranteed losses at rated output (applicable for each item/unit of the facilities) per Unit in KW
| Copper Loss at 75 degree C at rated current | Iron loss at rated voltage and frequency | Cooler loss (Power consumption by all fans & pumps, except standby one) at rated voltage & frequency
500 MVA, 400/220/33kV three Phase Auto Transformer
160 MVA, 220/132/33kV three Phase Auto Transformer
630kVA, 33/0.433kV LT Transformer
Guaranteed loss at rated Voltage & Frequency (applicable for each item/unit of the facilities) per Unit in KW
125 MVAR, 420kV 3ph. Bus Reactor
[5 empty] | Discount Sche-7 | #REF! |  | MPD Sche-7 | #REF!
[5 empty] | Dis Alert | #REF!
Date : | -- | #REF!
Place : |  | #REF!
Spec. No.: CC-CS/1003-WR2/SS-4037/3/G10
Substation Package SS-59 for extension of 220kV Itarsi S/s and 220kV Rewa S/s under consultancy services to MPPTCL | 0 | 0 |  | 0
(GUARANTEED DECLARATION ) | 0 | 0 |  | 0
Bidder’s Name and Address (MSE) : |  |  |  | 0
| 0 | 0 |  | 0
Name : |  | 0 |  | 0
Address : |  | 0 |  | 0
|  | 0 |  | 0
|  | 0 |  | 0
#REF! | #REF! | #REF!
#REF! | #REF! | #REF!
#REF! | #REF!
#REF! | #REF! | #REF!
#REF! | #REF! | #REF!
| #REF! | #REF!
#REF! | #REF!
#REF! | #REF!
#REF! | #REF!
#REF! | #REF! | #REF!
#REF! | #REF! | #REF!
#REF! | #REF! | #REF!
#REF! | #REF! | #REF!
| #REF! | #REF!
#REF! | #REF!
#REF! | #REF! | #REF!
#REF! | #REF! | #REF!
#REF! | #REF! | #REF!
#REF! | #REF! | #REF!
| #REF! | #REF!
#REF! | #REF!
#REF! | #REF! | #REF!
#REF! | #REF! | #REF!
#REF! | #REF! | #REF!
| #REF! | #REF!
#REF! | #REF!
#REF! | #REF! | #REF!
#REF! | #REF! | #REF!
#REF! | #REF! | #REF!
| #REF! | #REF!
#REF! | #REF!
#REF! | #REF! | #REF!
#REF! | #REF! | #REF!
#REF! | #REF! | #REF!
#REF! | #REF! | #REF!
| #REF! | #REF!
| #REF! | #REF!
#REF! | #REF!
#REF! | #REF!
#REF! | #REF! | #REF!
#REF! | #REF! | #REF!
#REF! | #REF! | #REF!
| #REF! | #REF!
| #REF! | #REF!
#REF! | #REF!
#REF! | #REF!
#REF! | #REF! | #REF!
#REF! | #REF! | #REF!
#REF! | #REF! | #REF!
#REF! | #REF! | #REF!
#REF! | #REF! | #REF!
| #REF! | #REF!
#REF! | #REF!
#REF! | #REF! | #REF!
#REF! | #REF! | #REF!
#REF! | #REF! | #REF!
#REF! | #REF! | #REF!
#REF! | #REF! | #REF!
#REF! | #REF! | #REF!
| #REF! | #REF!
#REF! | #REF!
#REF! | #REF! | #REF!
#REF! | #REF! | #REF!
#REF! | #REF! | #REF!
#REF! | #REF! | #REF!
#REF! | #REF! | #REF!
#REF! | #REF! | #REF!
#REF! | #REF! | #REF!
#REF! | #REF! | #REF!
#REF! | #REF! | #REF!
| #REF! | #REF!
#REF! | #REF!
#REF! | #REF! | #REF!
#REF! | #REF! | #REF!
#REF! | #REF! | #REF!
| #REF! | #REF!
#REF! | #REF!
#REF! | #REF! | #REF!
#REF! | #REF! | #REF!
#REF! | #REF! | #REF!
| #REF! | #REF!
#REF! | #REF!
#REF! | #REF! | #REF!
#REF! | #REF! | #REF!
| #REF! | #REF!
#REF! | #REF!
#REF! | #REF! | #REF!
#REF! | #REF! | #REF!
#REF! | #REF! | #REF!
#REF! | #REF! | #REF!
#REF! | #REF! | #REF!
#REF! | #REF! | #REF!
| #REF! | #REF!
#REF! | #REF!
#REF! | #REF! | #REF!
#REF! | #REF! | #REF!
#REF! | #REF! | #REF!
#REF! | #REF! | #REF!
#REF! | #REF!
#REF! | #REF! | #REF!
#REF! | #REF! | #REF!
#REF! | #REF! | #REF!
#REF! | #REF! | #REF!
| #REF! | #REF!
| #REF! | #REF!
| #REF! | #REF!
Click for Bid Form 2nd Envelope

## Sch-7
Specification No: CC-CS/165-NER/SS-3864/3/G10 | [11 empty] | Schedule 7
Substation packages ARP-SS-05 including 132kV Class Transformer & Reactor under Comprehensive Scheme for Strengthening of Transmission & Distribution System in NER & Sikkim : Intra-State : Arunachal Pradesh | [16 empty] | As per Lum-sum |  | 0%
(SCHEDULE OF RATES AND PRICES ) | [16 empty] | AS per Percent |  | #REF!
[17 empty] | As per lum-sum on Sch-7 |  | 0%
Bidder’s Name and Address (Lead Partner) : | [9 empty] | To: | [6 empty] | As per Percent on Sch-7 |  | #REF!
[10 empty] | Contracts Services, 3rd Floor | [6 empty] | Total Discount |  | #REF!
Name : | [9 empty] | Power Grid Corporation of India Ltd.,
Address : | [9 empty] | "Saudamini", Plot No.-2
[10 empty] | Sector-29, | [6 empty] | Multipackage Discount |  | 0%
Gurgaon (Haryana) - 122001
Type tests charges
SL. NO. | PR No | Line Item No | Code | HSN Code | Whether HSN in column ‘2’ is confirmed. If not indicate applicable the HSN code * | Rate of GST applicable ( in %) | Whether rate of GST in column ‘4’ is confirmed. If not indicate applicable rate of GST * | Description of Test | Unit | Quantity | Unit Test Charge | Total Test Charges (Rs.) | name of test laboratories where type tests are proposed to be conducted | Total GST as confirmed by Bidder | Revaluation of M column | Tax Calculation |  | Total Test Charges After Discount (Rs.) |  | Dis Alert | Total Test Charges After MPD (Rs.)
1 | 2 | 3 | 4 | 5 | 6 | 7 | 8 | 9 | 10 | 11 | 12 | 13 = 10 x 11 | 14
|  | NOT APPLICABLE | [12 empty] | 0 | 0
TOTAL TYPE TEST CHARGES
[8 empty] | Total GST as confirmed by Bidder | [5 empty] | 0
Date : | -- | [7 empty] | Printed Name :
Place : | [8 empty] | Designation :
Note : | Bidder should indicate the name of test laboratories where type tests are proposed to be conducted
Specification No: CC-CS/165-NER/SS-3864/3/G10
Substation packages ARP-SS-05 including 132kV Class Transformer & Reactor under Comprehensive Scheme for Strengthening of Transmission & Distribution System in NER & Sikkim : Intra-State : Arunachal Pradesh | [7 empty] | 0 | 0
(SCHEDULE OF RATES AND PRICES ) | [7 empty] | 0 | 0
Bidder’s Name and Address (Lead Partner) :
[8 empty] | 0 | 0
Name : | [8 empty] | 0
Address : | [8 empty] | 0
0
0
SL. NO. | [7 empty] | Description of Test | #REF!
#REF! | [7 empty] | #REF! | #REF!
#REF! | [7 empty] | #REF!
#REF! | [7 empty] | #REF! | #REF!
#REF! | [7 empty] | #REF! | #REF!
[8 empty] | #REF! | #REF!
#REF! | [7 empty] | #REF!
#REF! | [7 empty] | #REF!
#REF! | [7 empty] | #REF!
#REF! | [7 empty] | #REF! | #REF!
#REF! | [7 empty] | #REF! | #REF!
#REF! | [7 empty] | #REF! | #REF!
#REF! | [7 empty] | #REF! | #REF!
[8 empty] | #REF! | #REF!
#REF! | [7 empty] | #REF!
#REF! | [7 empty] | #REF! | #REF!
#REF! | [7 empty] | #REF! | #REF!
#REF! | [7 empty] | #REF! | #REF!
#REF! | [7 empty] | #REF! | #REF!
[8 empty] | #REF! | #REF!
#REF! | [7 empty] | #REF!
#REF! | [7 empty] | #REF! | #REF!
#REF! | [7 empty] | #REF! | #REF!
#REF! | [7 empty] | #REF! | #REF!
[8 empty] | #REF! | #REF!
#REF! | [7 empty] | #REF!
#REF! | [7 empty] | #REF! | #REF!
#REF! | [7 empty] | #REF! | #REF!
#REF! | [7 empty] | #REF! | #REF!
[8 empty] | #REF! | #REF!
#REF! | [7 empty] | #REF!
#REF! | [7 empty] | #REF! | #REF!
#REF! | [7 empty] | #REF! | #REF!
#REF! | [7 empty] | #REF! | #REF!
#REF! | [7 empty] | #REF! | #REF!
[8 empty] | #REF! | #REF!
[8 empty] | #REF! | #REF!
#REF! | [7 empty] | #REF!
#REF! | [7 empty] | #REF!
#REF! | [7 empty] | #REF! | #REF!
#REF! | [7 empty] | #REF! | #REF!
#REF! | [7 empty] | #REF! | #REF!
[8 empty] | #REF! | #REF!
[8 empty] | #REF! | #REF!
#REF! | [7 empty] | #REF!
#REF! | [7 empty] | #REF!
#REF! | [7 empty] | #REF! | #REF!
#REF! | [7 empty] | #REF! | #REF!
#REF! | [7 empty] | #REF! | #REF!
#REF! | [7 empty] | #REF! | #REF!
#REF! | [7 empty] | #REF! | #REF!
[8 empty] | #REF! | #REF!
#REF! | [7 empty] | #REF!
#REF! | [7 empty] | #REF! | #REF!
#REF! | [7 empty] | #REF! | #REF!
#REF! | [7 empty] | #REF! | #REF!
#REF! | [7 empty] | #REF! | #REF!
#REF! | [7 empty] | #REF! | #REF!
#REF! | [7 empty] | #REF! | #REF!
[8 empty] | #REF! | #REF!
#REF! | [7 empty] | #REF!
#REF! | [7 empty] | #REF! | #REF!
#REF! | [7 empty] | #REF! | #REF!
#REF! | [7 empty] | #REF! | #REF!
#REF! | [7 empty] | #REF! | #REF!
#REF! | [7 empty] | #REF! | #REF!
#REF! | [7 empty] | #REF! | #REF!
#REF! | [7 empty] | #REF! | #REF!
#REF! | [7 empty] | #REF! | #REF!
#REF! | [7 empty] | #REF! | #REF!
[8 empty] | #REF! | #REF!
#REF! | [7 empty] | #REF!
#REF! | [7 empty] | #REF! | #REF!
#REF! | [7 empty] | #REF! | #REF!
#REF! | [7 empty] | #REF! | #REF!
[8 empty] | #REF! | #REF!
#REF! | [7 empty] | #REF!
#REF! | [7 empty] | #REF! | #REF!
#REF! | [7 empty] | #REF! | #REF!
#REF! | [7 empty] | #REF! | #REF!
[8 empty] | #REF! | #REF!
#REF! | [7 empty] | #REF!
#REF! | [7 empty] | #REF! | #REF!
#REF! | [7 empty] | #REF! | #REF!
[8 empty] | #REF! | #REF!
#REF! | [7 empty] | #REF!
#REF! | [7 empty] | #REF! | #REF!
#REF! | [7 empty] | #REF! | #REF!
#REF! | [7 empty] | #REF! | #REF!
#REF! | [7 empty] | #REF! | #REF!
#REF! | [7 empty] | #REF! | #REF!
#REF! | [7 empty] | #REF! | #REF!
[8 empty] | #REF! | #REF!
#REF! | [7 empty] | #REF!
#REF! | [7 empty] | #REF! | #REF!
#REF! | [7 empty] | #REF! | #REF!
#REF! | [7 empty] | #REF! | #REF!
#REF! | [7 empty] | #REF! | #REF!
#REF! | [7 empty] | #REF!
#REF! | [7 empty] | #REF! | #REF!
#REF! | [7 empty] | #REF! | #REF!
#REF! | [7 empty] | #REF! | #REF!
#REF! | [7 empty] | #REF! | #REF!
[8 empty] | #REF! | #REF!
[8 empty] | #REF! | #REF!
[8 empty] | #REF! | #REF!

## Discount
Spec. No.: CC-CS/1003-WR2/SS-4037/3/G10 |  |  |  |  | Letter of Discount
LETTER OF DISCOUNT
To:
Contract Services
Power Grid Corporation of India Ltd.,
"Saudamini", Plot No.-2
Sector-29, (near IFFCO Chowk)
Gurgaon (Haryana) - 122001
Subject : |  | Substation Package SS-59 for extension of 220kV Itarsi S/s and 220kV Rewa S/s under consultancy services to MPPTCL
Dear Sir
With reference to the subject tender, we hereby offer unconditional discount on the prices quoted by us as per details given here below : | [6 empty] | Eq Weightage of Rs/ % | Final Discount Factor
| 1 | Discount on lum-sum basis on total price quoted by us without Taxes & Duties. [The discount shall be proportionately applicable on all the items of all the Schdules i.e. Sch-1, Sch-2 and Sch-3] In Rs. |  |  |  | 0 | 0%
| 2 | Discount on percent basis on total price quoted by us without Taxes & Duties. [The discount shall be proportionately applicable on all the items of all the Schdules i.e. Sch-1, Sch-2 and Sch-3 ] In Percent (%) |  |  |  | 0 | 0%
| 3 | Discount on lum-sum basis on the Schedules as given below : [The discount shall be proportionately applicable on all the relevent items of the respective Schdules.] In Rs.
|  | Schedule-1 : Ex works prices |  | In Rs. |  | 0 | 0% | Schedule-1 : Supply | 0% | 0 | 0 | 0
|  | Schedule-1 : Ex works prices (Bought Out Only) |  | In Rs. |  | Included | #VALUE! | Schedule-1 : (Bought Out Only) | #VALUE! | #VALUE! | #VALUE!
|  | Schedule-2 : Freight & Insurance |  | In Rs. |  | 0 | 0% | Schedule-2 : Freight & Insurance | 0% | 0 | 0 | 0
|  | Schedule-3 : Erection Charges |  | In Rs. |  | 0 | 0% | Schedule-3 : Erection Charges | 0% | 0 | 0 | 0
|  | Schedule-4 : Training Charges | Not Applicable | In Rs. |  | 0 | 0% | Schedule-4 : Training Charges | 0% | 0 | 0 | 0
[7 empty] | 0% |  | 0% | 0 | 0 | 0
|  | Schedule-7 : Type tests Charges | Not Applicable | In Rs. |  | 0 | 0% | Schedule-7 : Type tests Charges | 0% | 0 | 0 | 0
| 4 | Discount on percent basis on the Schedules as given below : [The discount shall be proportionately applicable on all the relevent items of the respective Schdules.] In Percent (%)
|  | Schedule-1 : Ex works prices |  | In Percent (%) |  | 0 | 0%
|  | Schedule-2 : Freight & Insurance |  | In Percent (%) |  | 0 | 0%
|  | Schedule-3 : Erection Charges |  | In Percent (%) |  | 0 | 0%
|  | Schedule-4 : Training Charges | Not Applicable | In Percent (%) |  | 0 | 0%
|  | Schedule-7 : Type tests Charges | Not Applicable | In Percent (%) |  | 0 | 0%
[6 empty] | 0 | 0%
| 5 | Multipackage discount applicable on this package (S3) only if other packages covered under the same bidding document is also awarded to us. Discount on lum-sum basis on total price quoted by us without Taxes & Duties. [This discount shall be proportionately applicable on all the items of all the Schdules i.e. Sch-1 (without type test charges), Sch-2, Sch-3 & Sch-7] IN Rs. |  |  |  |  | 0%
| 6 | Multipackage discount applicable on this package (S3) only if other packages covered under the same bidding document is also awarded to us. Discount on percent basis on total price quoted by us without Taxes & Duties. [This discount shall be proportionately applicable on all the items of all the Schdules i.e. Sch-1 (without type test charges), Sch-2, Sch-3 & Sch-7] In Percent (%) |  |  |  |  | 0%
|  | Schedule-4 : Training Charges |  | In Percent (%) |  | 0 | 0%
Please consider this letter of discount as the integral part of our price bid.
Thanking you, we remain,
Yours faithfully,
For and on behalf of
Date : |  | -- | Printed Name :
Place : |  |  | Designation :
Click for Bid Form

## Octroi (hidden)
Details of Octroi
Sl No. | Description of Items | Amount on which Octroi is applicable | Rate of Octroi | Octroi
(1) | (2) | (3) | (4) | (5) =(3) x (4)
1 |  |  |  | 0
2 |  |  |  | 0
3 |  |  |  | 0
4 |  |  |  | 0
5 |  |  |  | 0
6 |  |  |  | 0
7 |  |  |  | 0
8 |  |  |  | 0
9 |  |  |  | 0
10 |  |  |  | 0
| Total |  |  | 0
Back to Sch 5

## Entry Tax (hidden)
Details of Entry Tax
Sl No. | Description of Items | Amount on which Entry Tax is applicable | Rate of Entry Tax | Entry Tax
(1) | (2) | (3) | (4) | (5) =(3) x (4)
1 |  |  |  | 0
2 |  |  |  | 0
3 |  |  |  | 0
4 |  |  |  | 0
5 |  |  |  | 0
6 |  |  |  | 0
7 |  |  |  | 0
8 |  |  |  | 0
9 |  |  |  | 0
10 |  |  |  | 0
| Total |  |  | 0
Back to Sch 5

## Other Taxes & Duties (hidden)
Details of Other Taxes & Duties
Sl No. | Description of Items | Amount on which Other Taxes & Duties are applicable | Description of Taxes & Duties | Rate of Taxes & Duties | Amount of Taxes & Duties
(1) | (2) | (3) | (4) | (5) | (6) =(3) x (5)
1 |  |  |  |  | 0
2 |  |  |  |  | 0
3 |  |  |  |  | 0
4 |  |  |  |  | 0
5 |  |  |  |  | 0
6 |  |  |  |  | 0
7 |  |  |  |  | 0
8 |  |  |  |  | 0
9 |  |  |  |  | 0
10 |  |  |  |  | 0
| Total |  |  |  | 0
Back to Sch 5

## Bid Form 2nd Envelope
Spec. No.: CC-CS/1003-WR2/SS-4037/3/G10 |  |  |  |  | Bid Form 2nd Envelope |  | Sole Bidder |  |  |  | 1 | st |  | 1 | January
[7 empty] | 0 |  |  |  | 2 | nd |  | 2 | February
BID FORM (Second Envelope) | [10 empty] | 3 | rd |  | 3 | March
[11 empty] | 4 | th |  | 4 | April
Bid Proposal Ref. No. | [10 empty] | 5 | th |  | 5 | May
Date : | -- | [9 empty] | 6 | th | #VALUE! | 6 | June
[11 empty] | 7 | th | #VALUE! | 7 | July
To: | [10 empty] | 8 | th | #VALUE! | 8 | August
Contracts Services, 3rd Floor | [10 empty] | 9 | th | #VALUE! | 9 | September
Power Grid Corporation of India Ltd., | [10 empty] | 10 | th |  | 10 | October
"Saudamini", Plot No.-2 | [10 empty] | 11 | th |  | 11 | November
Sector-29, | [10 empty] | 12 | th |  | 12 | December
Gurgaon (Haryana) - 122001 | [10 empty] | 13 | th
[11 empty] | 14 | th
Name of Contract : |  | Substation Package SS-59 for extension of 220kV Itarsi S/s and 220kV Rewa S/s under consultancy services to MPPTCL | [8 empty] | 15 | th
Dear Ladies and/or Gentlemen, | [10 empty] | 16 | th
1 | In continuation of First Envelope of our Bid, we hereby submit the Second Envelope of the Bid, both of which shall be read together and in conjunction with each other, and shall be construed as an integral part of our Bid. Accordingly, we the undersigned, offer to design, manufacture, test, deliver, install and commission (including carrying out Trial Operation, Performance & Guarantee Test as per provision of Technical Specification) under the above-named package in full conformity with the said Bidding Documents for the sum of Rs. 0 (Rs. Zero Only ) or such other sums as may be determined in accordance with the terms and conditions of the Bidding Documents. | [5 empty] | In continuation of First Envelope of our Bid, we hereby submit the Second Envelope of the Bid, both of which shall be read together and in conjunction with each other, and shall be construed as an integral part of our Bid. Accordingly, we the undersigned, offer to design, manufacture, test, deliver, install and commission (including carrying out Trial Operation, Performance & Guarantee Test as per provision of Technical Specification) under the above-named package in full conformity with the said Bidding Documents for the sum of Rs. | or such other sums as may be determined in accordance with the terms and conditions of the Bidding Documents. | 0 | (Rs. Zero Only ) | 17 | th
| The above amounts are in accordance with the price schedules attached herewith and are made part of this bid. | [9 empty] | 18 | th
2 | Price Schedules | [9 empty] | 19 | th
2.1 | In line with the requirements of the Bidding documents, we enclose herewith the following Price Schedules, duly filled - in as per your proforma: | [9 empty] | 20 | th
| Schedule 1 |  | Plant and Equipment (Including Mandatory Spare Parts) to be supplied, including Type Test Charges. | [7 empty] | 21 | st
| Schedule 2 |  | Local Transportation, In-transit Insurance, loading and unloading | [7 empty] | 22 | th
| Schedule 3 |  | Installation Charges. |  |  | Sole Bidder |  |  |  |  | 23 | th
| Schedule 4 |  | Training charges for training to be imparted [NOT APPLICABLE] | [7 empty] | 24 | th
| Schedule 5 |  | Taxes and Duties not included in Schedule 1 | [7 empty] | 25 | th
| Schedule 6 |  | Grand Summary [Schedule 1to 5] | [7 empty] | 26 | th
| Schedule 7 |  | Break-up of Type Test Charges for Type Tests to be conducted [NOT APPLICABLE] | [7 empty] | 27 | th
2.2 | We are aware that the Price Schedules do not generally give a full description of the Work to be performed under each item and we shall be deemed to have read the Technical Specifications and other sections of the Bidding Documents and Drawings to ascertain the full scope of Work included in each item while filling-in the rates and prices. We agree that the entered rates and prices shall be deemed to include for the full scope as aforesaid, including overheads and profit. | [9 empty] | 28 | th
2.3 | We declare that as specified in Clause 11.5, Section –II:ITB, Vol.-I of the Bidding Documents, prices quoted by us in the Price Schedules shall be subject to Price Adjustment during the execution of Contract in accordance with Appendix-2 (Price Adjustment) to the Contract Agreement. | [9 empty] | 29 | th
2.4 | We understand that in the price schedules, where there are errors between the total of the amounts given under the column for the price Breakdown and the amount given under the Total Price, the former shall prevail and the latter will be corrected accordingly. We further understand that where there are discrepancies between amounts stated in figures and amounts stated in words, the amount stated in words shall prevail. Similarly, any discrepancy in the total bid price and that of the summation of Schedule price (price indicated in a Schedule indicating the total of that schedule), the total bid price shall be corrected to reflect the actual summation of the Schedule prices. | [9 empty] | 30 | th
2.5 | We declare that items left blank in the Schedules will be deemed to have been included in other items. The TOTAL for each Schedule and the TOTAL of Grand Summary shall be deemed to be the total price for executing the Facilities and sections thereof in complete accordance with the Contract, whether or not each individual item has been priced. | [9 empty] | 31 | st
3 | We confirm that except as otherwise specifically provided our Bid Prices in this Second Envelope include all taxes, duties, levies and charges as may be assessed on us/our Associate (applicable for Foreign Bidder), our Sub-Contractor/Sub-Vendor or their employees by all municipal, state or national government authorities in connection with the Facilities, in and outside of India.
3.1 | 100% of applicable Taxes and Duties i.e GST, which are payable by the Employer under the Contract, shall be reimbursed by the Employer on production of satisfactory documentary evidence by the Contractor in accordance with the provisions of the Bidding Documents.
3.2 | We further understand that notwithstanding 3.0 above, in case of award on us, you shall also bear and pay/reimburse to us, GST applicable on supplies by us to you, imposed on the Plant & Equipment including Mandatory Spare Parts to be incorporated into the Facilities including Type Test charges for Type test to be conducted specified in Schedule No. 1, Installation Services specified in Schedule No. 3 and Charges for Training to be imparted specified in Schedule No. 4 of the Price Schedule in this Second Envelope; by the Indian Laws.
3.3 | We confirm that we have also registered/we shall also get registered in the GST Network with a GSTIN, in all the states where the project is located and the states from which we shall make our supply of goods.
4 | # (For Joint Venture only) We, the partners of Joint Venture submitting this bid, do agree and confirm that in case of Award of Contract on the Joint Venture, we shall be jointly and severally liable and responsible for the execution of the Contract in accordance with Contract terms and conditions. |  |  |  |  | 2
5 | We, hereby, declare that only the persons or firms interested in this proposal as principals are named here and that no other persons or firms other than those mentioned herein have any interest in this proposal or in the Contract to be entered into, if the award is made on us, that this proposal is made without any connection with any other person, firm or party likewise submitting a proposal is in all respects for and in good faith, without collusion or fraud.
Thanking you, we remain,
Yours faithfully,
For and on behalf of
Signature :
Date : | -- |  |  | Printed Name :
Place : |  |  |  | Designation :
Common Seal :
Please provide additional information of the Bidder
Business Address :
Country of Incorporation :
State/Province to be indicated :
Name of Principal Officer :
Address of Principal Officer :
Note: Bidders may note that no prescribed proforma has been enclosed for Attachment 2 : Power of Attorney. Bidders may use their own proforma for furnishing the required information with the bid.
* * *
Back to Cover Page

## Bid Form 2nd Envelope-old (hidden)
[5 empty] | Bid Form 2nd Envelope |  | 0 |  |  |  | 1 | st |  | 1 | January
[7 empty] | 0 |  |  |  | 2 | nd |  | 2 | February
BID FORM (Second Envelope) | [10 empty] | 3 | rd |  | 3 | March
[11 empty] | 4 | th |  | 4 | April
Bid Proposal Ref. No. | [10 empty] | 5 | th |  | 5 | May
Date : | -- | [9 empty] | 6 | th | #VALUE! | 6 | June
[11 empty] | 7 | th | #VALUE! | 7 | July
To: | [10 empty] | 8 | th | #VALUE! | 8 | August
Contract Services | [10 empty] | 9 | th | #VALUE! | 9 | September
Power Grid Corporation of India Ltd., | [10 empty] | 10 | th |  | 10 | October
"Saudamini", Plot No.-2 | [10 empty] | 11 | th |  | 11 | November
Sector-29, | [10 empty] | 12 | th |  | 12 | December
Gurgaon (Haryana) - 122001 | [10 empty] | 13 | th
[11 empty] | 14 | th
Name of Contract : |  | Substation Package SS-59 for extension of 220kV Itarsi S/s and 220kV Rewa S/s under consultancy services to MPPTCL | [8 empty] | 15 | th
Dear Ladies and/or Gentlemen, | [10 empty] | 16 | th
1 | In continuation of First Envelope of our Bid, we hereby submit the Second Envelope of the Bid, both of which shall be read together and in conjunction with each other, and shall be construed as an integral part of our Bid. Accordingly, we the undersigned, offer to design, manufacture, test, deliver, install and commission (including carrying out Trial Operation, Performance & Guarantee Test as per provision of Technical Specification) under the above-named package in full conformity with the said Bidding Documents for the sum of Rs. 0 (Rs. Zero Only ) Plus applicable Octroi, Entry Tax, Other Taxes & Duties or such other sums as may be determined in accordance with the terms and conditions of the Bidding Documents. | [5 empty] | In continuation of First Envelope of our Bid, we hereby submit the Second Envelope of the Bid, both of which shall be read together and in conjunction with each other, and shall be construed as an integral part of our Bid. Accordingly, we the undersigned, offer to design, manufacture, test, deliver, install and commission (including carrying out Trial Operation, Performance & Guarantee Test as per provision of Technical Specification) under the above-named package in full conformity with the said Bidding Documents for the sum of Rs. | Plus applicable Octroi, Entry Tax, Other Taxes & Duties or such other sums as may be determined in accordance with the terms and conditions of the Bidding Documents. | 0 | (Rs. Zero Only ) | 17 | th
| The above amounts are in accordance with the price schedules attached herewith and are made part of this bid. | [9 empty] | 18 | th
2 | Price Schedules | [9 empty] | 19 | th
2.1 | In line with the requirements of the Bidding documents, we enclose herewith the following Price Schedules, duly filled - in as per your proforma: | [9 empty] | 20 | th
| Schedule 1 |  | Plant and Equipment (Including Mandatory Spare Parts) to be supplied, including Type Test Charges. | [7 empty] | 21 | st
| Schedule 2 |  | Local Transportation, Insurance and other Incidental services. | [7 empty] | 22 | th
| Schedule 3 |  | Installation Charges. |  |  | 0 |  |  |  |  | 23 | th
| Schedule 4 |  | Training charges for training to be imparted. | [7 empty] | 24 | th
| Schedule 5 |  | Taxes and Duties not included in Schedule 1 | [7 empty] | 25 | th
| Schedule 6 |  | Grand Summary [Schedule 1to 5] | [7 empty] | 26 | th
| Schedule 7 |  | Break-up of Type Test Charges for Type Tests to be conducted | [7 empty] | 27 | th
2.2 | We are aware that the Price Schedules do not generally give a full description of the Work to be performed under each item and we shall be deemed to have read the Technical Specifications and other sections of the Bidding Documents and Drawings to ascertain the full scope of Work included in each item while filling-in the rates and prices. We agree that the entered rates and prices shall be deemed to include for the full scope as aforesaid, including overheads and profit. | [9 empty] | 28 | th
2.3 | We declare that as specified in Clause 11.5, Section –II:ITB, Vol.-I of the Bidding Documents, prices quoted by us in the Price Schedules shall be subject to Price Adjustment during the execution of Contract in accordance with Appendix-2 (Price Adjustment) to the Contract Agreement. | [9 empty] | 29 | th
2.4 | We understand that in the price schedules, where there are errors between the total of the amounts given under the column for the price Breakdown and the amount given under the Total Price, the former shall prevail and the latter will be corrected accordingly. We further understand that where there are discrepancies between amounts stated in figures and amounts stated in words, the amount stated in words shall prevail. Similarly, any discrepancy in the total bid price and that of the summation of Schedule price (price indicated in a Schedule indicating the total of that schedule), the total bid price shall be corrected to reflect the actual summation of the Schedule prices. | [9 empty] | 30 | th
2.5 | We declare that items left blank in the Schedules will be deemed to have been included in other items. The TOTAL for each Schedule and the TOTAL of Grand Summary shall be deemed to be the total price for executing the Facilities and sections thereof in complete accordance with the Contract, whether or not each individual item has been priced. | [9 empty] | 31 | st
3 | We confirm that except as otherwise specifically provided our Bid Prices in this Second Envelope include all taxes, duties, levies and charges as may be assessed on us/our Associate (applicable for Foreign Bidder), our Sub-Contractor/Sub-Vendor or their employees by all municipal, state or national government authorities in connection with the Facilities, in and outside of India.
3.2 | We further understand that notwithstanding 3.0 above, in case of award on us, you shall also bear and pay/reimburse to us, Excise Duty, Sales Tax/VAT (but not the surcharge in lieu of Sales Tax/VAT), local tax and other levies in respect of direct transaction between you and us, imposed on the Plant & Equipment including Mandatory Spare Parts specified in Schedule No. 1 of the Price Schedule in this Second Envelope, to be incorporated into the Facilities; by the Indian Laws.
3.3 | We also understand that, in case of award on us, you shall pay directly, if so required /reimburse to us octroi/entry tax as applicable for destination site/state on all items of supply including bought-out finished items, which shall be dispatched directly from the sub-vendor’s works to the Employer’s site (sale-in-transit). Further, Service Tax, if applicable, for the services to be rendered by us, the same is included in our bid price in this Second Envelope.
3.4 | We confirm that we shall also get registered with the concerned Sales Tax Authorities, in all the states where the project is located.
3.5 | We confirm that no Sales Tax/VAT in any form shall be payable by you for the bought out items which shall be despatched directly by us under the First Contract to the project site. However, you will issue requisite Sales Tax declaration/Vatable forms in respect of such bought out items, on production of documentary evidence of registration with the concerned Sales Tax Authorities.
4 | # (For Joint Venture only) We, the partners of Joint Venture submitting this bid, do agree and confirm that in case of Award of Contract on the Joint Venture, we shall be jointly and severally liable and responsible for the execution of the Contract in accordance with Contract terms and conditions.
5 | We, hereby, declare that only the persons or firms interested in this proposal as principals are named here and that no other persons or firms other than those mentioned herein have any interest in this proposal or in the Contract to be entered into, if the award is made on us, that this proposal is made without any connection with any other person, firm or party likewise submitting a proposal is in all respects for and in good faith, without collusion or fraud.
Thanking you, we remain,
Yours faithfully,
For and on behalf of
Date : | -- |  |  | Printed Name :
Place : |  |  |  | Designation :
In case of bid from a Joint Venture, name & designation of representative of JV partner is to be provided and Bid Form is also to be signed by him.
Printed Name :
Designation :
Please provide additional information of the Bidder
Business Address :
Country of Incorporation :
State/Province to be indicated :
Name of Principal Officer :
Address of Principal Officer : |  |  | 0
0
0
Note: Bidders may note that no prescribed proforma has been enclosed for Attachment 2 : Power of Attorney. Bidders may use their own proforma for furnishing the required information with the bid.
* * *
Back to Cover Page

## Q & C (hidden)
STATEMENT OF QUOTED / CORRECTED PRICES
All Figures are in Rupees
Bidder
Sl. No. | Price Component | Quoted Price | Corrected Price
1 | TOTAL SCHEDULE NO. 1:Ex-Works Price of Plant and Equipment including Type Test Charges | 0 |  | 0
2 | TOTAL SCHEDULE NO.2: Local Transportation, Insurance and other Incidental Services. | 0 |  | 0
3 | TOTAL SCHEDULE NO.3: Installation Charges | 0 |  | 0
4 | TOTAL SCHEDULE NO.4: Training Charges | Not Applicable |  | Not Applicable
5 | TOTAL BID PRICE: (Excluding Taxes & Duties) | 0 |  | 0
6 | DISCOUNT | #REF! |  | #REF! | #REF!
7 | NET BID PRICE (Excluding Taxes & Duties) | #REF! |  | #REF!
8 | TAXES & DUTIES PAYABLE ADDITIONALLY
| A) EXCISE DUTY | 0 |  | #VALUE!
| B) CENTRAL SALES TAX | 0 |  | 0
| C) VAT | 0 |  | #VALUE!
| D) ENTRY TAX / OCTROI | 0 |  | #VALUE!
E) OTHERS
| F) TOTAL TAXES & DUTIES | 0 |  | #VALUE!
8 | TOTAL BID PRICE (INCLUDING TAXES & DUTIES) | 0 |  | #VALUE!
9 | TOTAL SCHEDULE NO.7: Type Test Charges [Total of this Schedule is included in Schedule-1 above] | #REF! |  | #REF!
I) | Bidder has indicated the following taxes and duties additionally applicable for their bid:
| Excise Duty % as |  |  |  | Excise Duty
| CST % as |  |  |  | CST
| VAT % as |  |  |  | VAT
| Entry Tax/ Octroi as |  |  |  | Entry Tax/ Octroi
| Others as |  |  |  | Others
II) | With regard to Entry Tax, it may be mentioned that the substations covered under the subject pacakge falls in State of MP, where an entry tax @ 2% of Purchase Price is applicable. In view of the above, the taxes and duties inter-alia including entry tax applicable for the bids are calculated :
a) | Ex-Works Price of Direct Supplies (after discount, if any) |  | Rs. | #VALUE!
b) | Excise Duty, as applicable on (a) above at the rate : | 10% | Rs. | #VALUE!
c) | Amount on which Sales Tax is applicable | 0 |  | 0
d) | CST, as applicable on (a) + ED (b) above at the rate : | 2% | Rs. | 0
e) | VAT, as applicable on (a) + ED (b) above at the rate : | 1% |  | #VALUE!
f) | Others [……………………………………………] |  | Rs.
g) | Purchase Price for Entry Tax (Total Ex-Works+F&I+ED+CST+Others) |  | Rs. | #VALUE!
h) | Entry Tax, as applicable on (e) above at the rate : |  | Rs. | #VALUE!
Substation Package SS-59 for extension of 220kV Itarsi S/s and 220kV Rewa S/s under consultancy services to MPPTCL |  | Statement of Quoted / Corrected Prices |  | Page

## T & D (hidden)
Excise Duty
Sl. No. | Clause Ref. No. | Description of Clause | Observation/ Comment of the Bidder | Remarks | CST
1 | Clause 10 Taxes and Duties, Section-IV, GCC | 10. Taxes and Duties |  |  | VAT
|  | 10.1 The Supplier shall be entirely responsible for payment of all taxes, duties, licence fees ………………………. | Excise Duty % as |  | Entry Tax/ Octroi
|  | 10.2 The Supplier shall be solely responsible for the taxes that may be levied on the Supplier's persons ……………………….. | CST % as |  | Others
|  | 10.3 In respect of direct transaction between the Purchaser and the Supplier, the EXW price is inclusive………………………….. | VAT % as
|  | 10.4 Octroi/entry tax as applicable for destination site/state on all items of supply including bought-out finished items, which shall be dispatched directly from the …………………………………… | Entry Tax/ Octroi as
|  | 10.5 Purchaser would not bear any liability on account of Service Tax. ………………. | Others as
10.6 Sales Tax/VAT on Works Contract, Turnover Tax or any other similar taxes under the …………………………………..
10.7 For the purpose of the Contract, it is agreed that the Contract Price specified in Article 2(Contract Price and Terms of Payment) of the Contract Agreement is based on the taxes, duties, levies and charges prevailing at the date seven (07) days prior to the last date of bid submission (hereinafter called “Tax” in this GCC Sub-clause 10.7). .……………........................................
In respect of raw materials, intermediary components etc and bought out items, neither the Purchaser nor the Supplier shall be entitled to any claim arising due to increase or decrease in the rate of Tax, ……………………………………………....
2 | Clause 29 Change in Laws and Regulations, Section-IV, GCC | 29.1 If, after the date seven (07) days prior to the date of Bid Opening, any law, regulation, ordinance, order or by-law having the force of law is enacted, promulgated, abrogated or changed in India (which shall be deemed to include any change in interpretation or application by the competent authorities) ……………………………………….

## N to W (hidden)
0
Rs. Zero Only
0
0
0
0
0
0
1 | One
2 | Two
3 | Three
4 | Four
5 | Five
6 | Six
7 | Seven
8 | Eight
9 | Nine
10 | Ten
11 | Eleven
12 | Twelve
13 | Thirteen
14 | Fourteen
15 | Fifteen
16 | Sixteen
17 | Seventeen
18 | Eighteen
19 | Nineteen
20 | Twenty
21 | Twenty One
22 | Twenty Two
23 | Twenty Three
24 | Twenty Four
25 | Twenty Five
26 | Twenty Six
27 | Twenty Seven
28 | Twenty Eight
29 | Twenty Nine
30 | Thirty
31 | Thirty One
32 | Thirty Two
33 | Thirty Three
34 | Thirty Four
35 | Thirty Five
36 | Thirty Six
37 | Thirty Seven
38 | Thirty Eight
39 | Thirty Nine
40 | Forty
41 | Forty One
42 | Forty Two
43 | Forty Three
44 | Forty Four
45 | Forty Five
46 | Forty Six
47 | Forty Seven
48 | Forty Eight
49 | Forty Nine
50 | Fifty
51 | Fifty One
52 | Fifty Two
53 | Fifty Three
54 | Fifty Four
55 | Fifty Five
56 | Fifty Six
57 | Fifty Seven
58 | Fifty Eight
59 | Fifty Nine
60 | Sixty
61 | Sixty One
62 | Sixty Two
63 | Sixty Three
64 | Sixty Four
65 | Sixty Five
66 | Sixty Six
67 | Sixty Seven
68 | Sixty Eight
69 | Sixty Nine
70 | Seventy
71 | Seventy One
72 | Seventy Two
73 | Seventy Three
74 | Seventy Four
75 | Seventy Five
76 | Seventy Six
77 | Seventy Seven
78 | Seventy Eight
79 | Seventy Nine
80 | Eighty
81 | Eighty One
82 | Eighty Two
83 | Eighty Three
84 | Eighty Four
85 | Eighty Five
86 | Eighty Six
87 | Eighty Seven
88 | Eighty Eight
89 | Eighty Nine
90 | Ninety
91 | Ninety One
92 | Ninety Two
93 | Ninety Three
94 | Ninety Four
95 | Ninety Five
96 | Ninety Six
97 | Ninety Seven
98 | Ninety Eight
99 | Ninety Nine
100 | One Hundred