## Basic (hidden)
Package Name | Substation Package-SS82 for extension of NP Kunta substation, Kolar substation, Hiriyur substation, Kochi substation & Tuticorin GIS substation under (a) Regional system strengthening scheme to mitigate the overloading of 400kV NP Kunta – Kolar S/C line; (b) Augmentation of transformation capacity at existing Hiriyur S/S and Kochi S/S; & (c) Implementation of 1 no. of 230kV bay at Tuticorin – II GIS PS.
Package Code | Substation Package SS82
Specification No. | Specification No.: 5002001880/SUB-STATION(EXCLUDIN/DOM/A02-CC CS -3
ORIGINAL

## Cover
Price Schedules | Substation Package-SS82 for extension of NP Kunta substation, Kolar substation, Hiriyur substation, Kochi substation & Tuticorin GIS substation under (a) Regional system strengthening scheme to mitigate the overloading of 400kV NP Kunta – Kolar S/C line; (b) Augmentation of transformation capacity at existing Hiriyur S/S and Kochi S/S; & (c) Implementation of 1 no. of 230kV bay at Tuticorin – II GIS PS. |  | Substation Package SS82
Specification No.: 5002001880/SUB-STATION(EXCLUDIN/DOM/A02-CC CS -3
| 1 | Fill up only green shaded cells in Sch-1, Sch-2, Sch-3, Sch-4, Sch-7 and Bid Form 2nd Envelope.
| 2 | All the cells in Sch-5 & Sch-6 are auto filled, therefore no cell is required to be filled up there.
| 3 | Instructions / error messages, if any, will be displayed automatically after selecting the cell.
| 4 | After filling up all the schedues, save the file, take print out of all the schedules and Bid form and sign & stamp and submit them as hard copy of the 2nd envelope (Price part) of the bid. Also ensure to submit the soft copy of the the same file on CD/ DVD.
पावर ग्रिड कारपोरेशन ऑफ इण्डिया लिमिटेड
(भारत सरकार का उद्यम)
Power Grid Corporation of India Limited
(A Government of India Enterprises)
Click to skip Instructions & Proceed
Click for Detailed General Instructions
General guidelines for filling up the Price Schedules, Sch-1 to Sch-7

## Instructions (hidden)
General Instruction to the Bidders for filling up this workbook of Price Schedules
I | While filling up the worksheets following may please be observed :
| (i) | Fill up only green shaded cells.
| (ii) | Certain data type entries have been restricted, such as Numeric values or limits of numeric values.
| (iii) | Select only the options provided in pull down menus.
| (iv) | Do not link any cell of this work book with any other work book.
| (v) | Do not use copy & paste or cut & paste options for filling up the data.
| (vi) | Do not reformat any of the cell of the work book.
II | This Workbook consists of following worksheets :
Cover :
Opening page of the workbook.
Names of Bidder :
| ● | Select Sole Bidder or JV (Joint Venture) from the pull down menu. Do not leave this cell blank.
| ● | Select nos. of the JV Partners other than the Lead Partner from drop down menu.
| ● | In case of JV partners more than 2, enter details of 3rd & more partners along with details of 2nd partner.
| ● | Fill up names and address of the Sole Bidder and /or Joint Venture.
| ● | Fill up date in dd-mmm-yyyy format from drop down menu.
| ● | Click for Sch-1 given at the right top of the worksheet to go to Sch-1.
Sch-1 (Ex-works Prices) :
| ● | Fill up unit rates for all the items in numeric values greater than 0 (zero). If unit rate is left blank, the corresponding item shall be deemed to be included in the total price.
| ● | Corresponding cell for mode of transaction shall be come enable only after filling up the unit rate, therefore first fill up the unit rate and then mode of transaction for the corresponding item.
| ● | Select either Direct or Bought-out from the drop down menu. Do not leave the cell blank the same shall be deemed to be Bought-out if the cell is left blank.
| ● | Total amount shall get calculated automatically.
| ● | Type Test charges shall appear automatically after filling up Sch-7 appropriately.
Sch-2 (Freight & Insurance Charges) :
| ● | Fill up unit rates for all the items in numeric values greater than 0 (zero). If unit rate is left blank, the corresponding item shall be deemed to be included in the total price.
| ● | Total amount shall get calculated automatically.
Sch-3 (Erection Charges) :
| ● | Fill up unit rates for all the items in numeric values greater than 0 (zero). If unit rate is left blank, the corresponding item shall be deemed to be included in the total price.
| ● | Total amount shall get calculated automatically.
Sch-4 (Training Charges) :
| ● | Not applicable, hence no cell is required to be filled up.
Sch-4b (Maintenance Charges during and after Defect Liability Period) :
| ● | Not applicable, hence no cell is required to be filled up.
Sch-5 (Summary of Taxes and Duties applicable on the Goods) :
| ● | No cell is required to be filled in by the bidder in this worksheet.
Sch -6 :
| ● | Summary of all the Schedules without considering discount (mentioned in the work sheet discount) shall be displayed automatically.
| ● | No cell is required to be filled in by the bidder in this worksheet.
Sch-7 (Type Test Charges) :
| ● | Fill up the rates & location where type tests are proposed.
| ● | Total of this Sch-7 shall automatically appear in Sch-1.
Bid from 2nd Envelope :
| ● | Fill up ref. no. as bidder's ref no. of this letter.
| ● | This letter shall consider the net price as per Sch-6 (After Discount).
| ● | Fill up names & Designation of the representatives of other JV partner(s) if the bidder is JV (Joint Venture) .
| ● | Fill up additional information as required.
* * *
Happy Bidding !
Click to Proceed

## Names of Bidder
Substation Package-SS82 for extension of NP Kunta substation, Kolar substation, Hiriyur substation, Kochi substation & Tuticorin GIS substation under (a) Regional system strengthening scheme to mitigate the overloading of 400kV NP Kunta – Kolar S/C line; (b) Augmentation of transformation capacity at existing Hiriyur S/S and Kochi S/S; & (c) Implementation of 1 no. of 230kV bay at Tuticorin – II GIS PS.
Specification No.: 5002001880/SUB-STATION(EXCLUDIN/DOM/A02-CC CS -3 |  |  |  |  | Sole Bidder | 1 |  | Sole Bidder | 1
[5 empty] | Joint Venture | 2 or More |  | JV (Joint Venture) | 2 or More
Enter following details of the bidder
Specify type of Bidder [Select from drop down menu] |  |  | 0 | 2 | 0 | 0 | 2 | 0
0
Name of Lead Partner | …….. …….. …….. …….. …….. ……..
Address of Sole Bidder | …….. …….. …….. …….. …….. ……..
…….. …….. …….. …….. …….. ……..
…….. …….. …….. …….. …….. ……..
Name of other Partner - 1
Address of other Partner - 1
…….. …….. …….. …….. …….. ……..
…….. …….. …….. …….. …….. ……..
Name of other Partner - 2 (more, if any) | …….. …….. …….. …….. …….. ……..
Address of other Partner - 2 (more, if any) | …….. …….. …….. …….. …….. ……..
…….. …….. …….. …….. …….. ……..
…….. …….. …….. …….. …….. ……..
Printed Name
Designation
email ID of Bid Signatory
Mobile No. of Bid Signatory
Tel No. of Bid Signatory
Fax No. of Bid Signatory
Date |  | 31
Place
Click for Sch-1

## Sch-1
Specification No.: 5002001880/SUB-STATION(EXCLUDIN/DOM/A02-CC CS -3 | [13 empty] | Schedule - 1 |  |  | Direct Total | 0 | 0 | `
[17 empty] | BO Total | #REF! | 0
Substation Package-SS82 for extension of NP Kunta substation, Kolar substation, Hiriyur substation, Kochi substation & Tuticorin GIS substation under (a) Regional system strengthening scheme to mitigate the overloading of 400kV NP Kunta – Kolar S/C line; (b) Augmentation of transformation capacity at existing Hiriyur S/S and Kochi S/S; & (c) Implementation of 1 no. of 230kV bay at Tuticorin – II GIS PS.
(SCHEDULE OF RATES AND PRICES)
Bidder’s Name and Address (Lead Partner) : | [11 empty] | To:
Contracts Services, 3rd Floor
Name : |  | …….. …….. …….. …….. …….. …….. | [9 empty] | Power Grid Corporation of India Ltd.,
Address : |  | …….. …….. …….. …….. …….. …….. | [9 empty] | "Saudamini", Plot No.-2
|  | …….. …….. …….. …….. …….. …….. | [9 empty] | Sector-29,
|  | …….. …….. …….. …….. …….. …….. | [9 empty] | Gurgaon (Haryana) - 122001
PLANT AND EQUIPMENT (INCLUDING MANDATORY SPARES PARTS) TO BE SUPPLIED, INCLUDING TYPE TEST CHARGES FOR TESTS TO BE CONDUCTED | [17 empty] | Direct
[11 empty] | All Prices are in Indian Rupees. | [6 empty] | Bought-Out
SI. No. | PR No | PR Line Item No | Activity Description | Material Code | HSN Code | Whether HSN in column ‘ 6 ’ is confirmed. If not indicate applicable the HSN code * | Rate of GST applicable ( in %) | Whether rate of GST in column ‘4’ is confirmed. If not indicate applicable rate of GST * | Item Description | Unit | Qty. | Unit Ex-works price (excluding GST) | Total Ex-works price (excluding GST) | GST Tax as confirmed by Bidder
1 | 2 | 3 | 4 | 5 | 6 | 7 | 8 | 9 | 10 | 11 | 12 | 13 | 14= 12 x 13 | 15
PART A (Substation Portion)
I | Bay Works at Kolar SS | [13 empty] | Revaluation of J column | Tax Calculation
1 | 7000015628 | 40 | 400kV equipment | 1000004475 | 85352913 |  | 18 |  | 420kV, 3150A, 40kA Circuit Breaker(3-Phase) with closing resistor (withsupport structure) | EA | 1 |  | Included | 0 | 0 | 0
2 | 7000015628 | 50 | 400kV equipment | 1000004474 | 85352913 |  | 18 |  | 420kV, 3150A, 40kA Circuit Breaker(3-Phase) without closing resistor(with support structure) | EA | 1 |  | Included | 0 | 0 | 0
3 | 7000015628 | 60 | 400kV equipment | 1000004459 | 85359090 |  | 18 |  | 420 kV, 3000A, 40KA, 1-Phase CurrentTransformer with 120% extended currentrating | EA | 6 |  | Included | 0 | 0 | 0
4 | 7000015628 | 70 | 400kV equipment | 1000004468 | 85353090 |  | 18 |  | 420kV, 3150A, 40KA, Isolator (3-phase)(Double Break) with one E/S | EA | 6 |  | Included | 0 | 0 | 0
5 | 7000015628 | 80 | 400kV equipment | 1000020419 | 85354010 |  | 18 |  | 336kV Surge Arrester (1-phase) | EA | 3 |  | Included | 0 | 0 | 0
6 | 7000015628 | 10 | Erection hardware | 1000011301 | 72169990 |  | 18 |  | Erection Hardware for 400kV D type layout-Line bay as per technicalspecification | SET | 1 |  | Included | 0 | 0 | 0
7 | 7000015628 | 20 | Erection hardware | 1000011297 | 72169990 |  | 18 |  | Erection Hardware for 400kV D type layout-Spare bay of half dia. asper technical specification | SET | 1 |  | Included | 0 | 0 | 0
8 | 7000015628 | 100 | structure | 1000020192 | 73045930 |  | 18 |  | Fabrication, galvanising and supply ofStandard Pipe Structure - 400 kV,1-Phase, CT including nuts, bolts, alltype of washers, packplates, step boltsand gusset plates excluding foundationbolts | EA | 6 |  | Included | 0 | 0 | 0
9 | 7000015628 | 110 | structure | 1000020194 | 73045930 |  | 18 |  | Fabrication, galvanising and supply ofStandard Pipe Structure - 400 kV,3-Phase, ISOLATOR including nuts,bolts, all type of washers, packplates,step bolts and gusset plates excludingfoundation bolts | EA | 6 |  | Included | 0 | 0 | 0
10 | 7000015628 | 120 | structure | 1000020195 | 73045930 |  | 18 |  | Fabrication, galvanising and supply ofStandard Pipe Structure - 400 kV,1-Phase, SA including nuts, bolts,all type of washers, packplates, stepbolts and gusset plates excludingfoundation bolts | EA | 3 |  | Included | 0 | 0 | 0
11 | 7000015628 | 180 | PLCC equipment | 1000004288 | 85176210 |  | 18 |  | 400kV,3150A,0.5mH , 40kA Line Trap | EA | 2 |  | Included | 0 | 0 | 0
12 | 7000015628 | 200 | Foundation Bolts - Supply | 1000012366 | 73082011 |  | 18 |  | Fabrication, galvanising and supply of 28mm dia foundation boltsincluding nuts, checknuts, washers and packplates. | EA | 216 |  | Included | 0 | 0 | 0
13 | 7000015628 | 230 | CABLES | 1000000443 | 85446020 |  | 18 |  | 1.1kV grade Power Cables (PVCinsulated)along withlugs,glands,straight joints &accessories,etc. | LS | 1 |  | Included | 0 | 0 | 0
14 | 7000015628 | 240 | CABLES | 1000000442 | 85446020 |  | 18 |  | 1.1kV grade Control Cables (PVCinsulated) along withlugs,glands,straight joints &accessories,etc. | LS | 1 |  | Included | 0 | 0 | 0
15 | 7000015628 | 140 | Mandatory spares | 1000019919 | 85353090 |  | 18 |  | Spares for 420kV Double break Isolator | LS | 1 |  | Included | 0 | 0 | 0
16 | 7000015628 | 150 | Mandatory spares | 1000019918 | 85359090 |  | 18 |  | Spares for 420kV Circuit Breaker | LS | 1 |  | Included | 0 | 0 | 0
17 | 7000015628 | 160 | Mandatory spares | 1000025941 | 85389000 |  | 18 |  | Spare-420kV CT 1 | SET | 1 |  | Included | 0 | 0 | 0
18 | 7000015628 | 170 | Mandatory spares | 1000024186 | 85354010 |  | 18 |  | SPARES FOR 336KV SURGE ARRESTER | LS | 1 |  | Included | 0 | 0 | 0
II | Bay Works at NP Kunta SS
19 | 7000015628 | 290 | 400kV equipment | 1000004483 | 85353090 |  | 18 |  | 420kV, 3150A, 50KA, Isolator (3-phase)(Double Break) with one E/S | EA | 7 |  | Included | 0 | 0 | 0
20 | 7000015628 | 260 | Erection hardware | 1000011317 | 72169990 |  | 18 |  | Erection Hardware for 400kV I type layout-Bus Reactor bay as pertechnical specification | SET | 1 |  | Included | 0 | 0 | 0
21 | 7000015628 | 270 | Erection hardware | 1000011322 | 72169990 |  | 18 |  | Erection Hardware for 400kV I type layout-Line bay as per technicalspecification | SET | 1 |  | Included | 0 | 0 | 0
22 | 7000015628 | 310 | structure | 1000020194 | 73045930 |  | 18 |  | Fabrication, galvanising and supply ofStandard Pipe Structure - 400 kV,3-Phase, ISOLATOR including nuts,bolts, all type of washers, packplates,step bolts and gusset plates excludingfoundation bolts | EA | 7 |  | Included | 0 | 0 | 0
23 | 7000015628 | 340 | PLCC equipment | 1000004289 | 85176210 |  | 18 |  | 400kV,3150A,0.5mH , 50kA Line Trap | EA | 2 |  | Included | 0 | 0 | 0
24 | 7000015628 | 360 | Foundation Bolts - Supply | 1000012366 | 73082011 |  | 18 |  | Fabrication, galvanising and supply of 28mm dia foundation boltsincluding nuts, checknuts, washers and packplates. | EA | 204 |  | Included | 0 | 0 | 0
25 | 7000015628 | 330 | Mandatory spares | 1000019919 | 85353090 |  | 18 |  | Spares for 420kV Double break Isolator | LS | 1 |  | Included | 0 | 0 | 0
III | Bay Works at Hiriyur SS
26 | 7000014957 | 240 | 420kV, 40kA AIS EQUIPMENT | 1000004475 | 85352913 |  | 18 |  | 420kV, 3150A, 40kA Circuit Breaker(3-Phase) with closing resistor (withsupport structure) | EA | 1 |  | Included | 0 | 0 | 0
27 | 7000014957 | 250 | 420kV, 40kA AIS EQUIPMENT | 1000004474 | 85352913 |  | 18 |  | 420kV, 3150A, 40kA Circuit Breaker(3-Phase) without closing resistor(with support structure) | EA | 1 |  | Included | 0 | 0 | 0
28 | 7000014957 | 260 | 420kV, 40kA AIS EQUIPMENT | 1000004459 | 85359090 |  | 18 |  | 420 kV, 3000A, 40KA, 1-Phase CurrentTransformer with 120% extended currentrating | EA | 6 |  | Included | 0 | 0 | 0
29 | 7000014957 | 270 | 420kV, 40kA AIS EQUIPMENT | 1000004468 | 85353090 |  | 18 |  | 420kV, 3150A, 40KA, Isolator (3-phase)(Double Break) with one E/S | EA | 6 |  | Included | 0 | 0 | 0
30 | 7000014957 | 280 | 420kV, 40kA AIS EQUIPMENT | 1000020419 | 85354010 |  | 18 |  | 336kV Surge Arrester (1-phase) | EA | 3 |  | Included | 0 | 0 | 0
31 | 7000014957 | 290 | 420kV, 40kA AIS EQUIPMENT | 1000004401 | 85462040 |  | 18 |  | 420 kV, 1 phase Bus Post Insulator (except for Line Traps) | EA | 12 |  | Included | 0 | 0 | 0
32 | 7000014957 | 300 | 245kV, 40kA AIS EQUIPMENT | 1000001671 | 85352912 |  | 18 |  | 245kV, 1600A, 40KA Circuit Breaker(3-Phase) with support structure | EA | 2 |  | Included | 0 | 0 | 0
33 | 7000014957 | 310 | 245kV, 40kA AIS EQUIPMENT | 1000001673 | 85353090 |  | 18 |  | 245kV, 1600A, 40 KA, 3-phase DoubleBreak Isolator with one E/S | EA | 4 |  | Included | 0 | 0 | 0
34 | 7000014957 | 320 | 245kV, 40kA AIS EQUIPMENT | 1000001681 | 85359090 |  | 18 |  | 245 kV, 1600A, 40KA, 1-Phase CurrentTransformer with 120% extended currentrating | EA | 6 |  | Included | 0 | 0 | 0
35 | 7000014957 | 330 | 245kV, 40kA AIS EQUIPMENT | 1000020417 | 85354010 |  | 18 |  | 216kV Surge Arrester (1-phase) | EA | 6 |  | Included | 0 | 0 | 0
36 | 7000014957 | 340 | 245kV, 40kA AIS EQUIPMENT | 1000001695 | 85462040 |  | 18 |  | 245 kV, 1 phase Bus Post Insulator (except for Line Traps) | EA | 31 |  | Included | 0 | 0 | 0
37 | 7000014957 | 390 | Erection Hardware for 420&220KV | 1000011318 | 72169990 |  | 18 |  | Erection Hardware for 400kV I type layout-Bus Work (For one diameter)as per technical specification | SET | 1 |  | Included | 0 | 0 | 0
38 | 7000014957 | 350 | Erection Hardware for 420&220KV | 1000011327 | 72169990 |  | 18 |  | Erection Hardware for 400kV I type layout-Transformer bay as pertechnical specification | SET | 1 |  | Included | 0 | 0 | 0
39 | 7000014957 | 360 | Erection Hardware for 420&220KV | 1000011326 | 72169990 |  | 18 |  | Erection Hardware for 400kV I type layout-Spare bay of half dia as pertechnical specification | SET | 1 |  | Included | 0 | 0 | 0
40 | 7000014957 | 370 | Erection Hardware for 420&220KV | 1000033338 | 72169990 |  | 18 |  | ERECTION HARDWARE FOR 220KV LAYOUT ( ONE AND HALF BREAKER I TYPESCHEME)-TRANSFORMER BAY AS PER TECHNICAL SPECIIFCATION | SET | 1 |  | Included | 0 | 0 | 0
41 | 7000014957 | 380 | Erection Hardware for 420&220KV | 1000033340 | 72169990 |  | 18 |  | ERECTION HARDWARE FOR 220KV LAYOUT ( ONE AND HALF BREAKER I TYPESCHEME)-SPARE BAY OF HALF DIAMETER AS PER TECHNICAL SPECIIFCATION | SET | 1 |  | Included | 0 | 0 | 0
42 | 7000014957 | 400 | Earthmat | 1000032055 | 72159090 |  | 18 |  | 40 MM MS ROD FOR MAIN EARTHMAT | KM | 1.5 |  | Included | 0 | 0 | 0
43 | 7000014957 | 410 | CRP for conventianal 420kV & 220Kv Bays | 1000006843 | 85371000 |  | 18 |  | Augmentation of existing 400kV bus bar protection scheme | SET | 1 |  | Included | 0 | 0 | 0
44 | 7000014957 | 420 | CRP for conventianal 420kV & 220Kv Bays | 1000004273 | 85371000 |  | 18 |  | 400kV Transformer Protection Panel (For both HV & MV side) | EA | 1 |  | Included | 0 | 0 | 0
45 | 7000014957 | 450 | CRP for conventianal 420kV & 220Kv Bays | 1000055445 | 85371000 |  | 18 |  | 400KV CIRCUIT BREAKER RELAY PANEL | EA | 2 |  | Included | 0 | 0 | 0
46 | 7000014957 | 430 | CRP for conventianal 420kV & 220Kv Bays | 1000006842 | 85371000 |  | 18 |  | Augmentation of existing 220kV bus bar protection scheme | SET | 1 |  | Included | 0 | 0 | 0
47 | 7000014957 | 440 | CRP for conventianal 420kV & 220Kv Bays | 1000055442 | 85371000 |  | 18 |  | 220KV CIRCUIT BREAKER RELAY PANEL | EA | 2 |  | Included | 0 | 0 | 0
48 | 7000014957 | 460 | 220kV EHV Cable & Associated Equipments | 1000028468 | 85446020 |  | 18 |  | 220 KV OUTDOOR TERMINATION KIT SUITABLE FOR 220 KV XLPECABLE | SET | 8 |  | Included | 0 | 0 | 0
49 | 7000014957 | 470 | 220kV EHV Cable & Associated Equipments | 1000032030 | 85446090 |  | 18 |  | 220KV HV POWER CABLE ALONG WITH ACCESSORIES | KM | 1.2 |  | Included | 0 | 0 | 0
50 | 7000014957 | 480 | AIR CONDITIONING & VENTILATION SYSTEM | 1000006284 | 84151090 |  | 28 |  | Air conditioning system for Switchyard Panel Room of 6m length | SET | 2 |  | Included | 0 | 0 | 0
51 | 7000014957 | 490 | FIRE FIGHTING SYSTEM | 1000012069 | 84248990 |  | 18 |  | HVW spray system, Hydrant system and complete U/G & O/G piping andaccessories etc. out side the pump house for 500MVA , 400KV/220/33kV, 3-phase Autotransformer | SET | 1 |  | Included | 0 | 0 | 0
52 | 7000014957 | 500 | FIRE FIGHTING SYSTEM | 1000012018 | 85311020 |  | 18 |  | Fire Detection and Alarm System for Switchyard Panel Room of 6 mlength | SET | 2 |  | Included | 0 | 0 | 0
53 | 7000014957 | 510 | FIRE FIGHTING SYSTEM | 1000012022 | 84241000 |  | 18 |  | 4.5 kg CO2 type Portable Fire extinguisher | EA | 2 |  | Included | 0 | 0 | 0
54 | 7000014957 | 520 | ILLUMINATION SYSTEM | 1000014547 | 85371000 |  | 18 |  | Lighting Panel type ACP-2 as per technical specification | EA | 2 |  | Included | 0 | 0 | 0
55 | 7000014957 | 530 | ILLUMINATION SYSTEM | 1000004952 | 94059900 |  | 18 |  | 63A, 415V : Interlocked switch socket outdoor Receptacle (type RP) asper technical specifications | EA | 2 |  | Included | 0 | 0 | 0
56 | 7000014957 | 540 | ILLUMINATION SYSTEM | 1000001894 | 94059900 |  | 18 |  | Outdoor Power Receptacle for oilfiltration unit (250A) | EA | 1 |  | Included | 0 | 0 | 0
57 | 7000014957 | 550 | ILLUMINATION SYSTEM | 1000038387 | 94051090 |  | 18 |  | LED FLOOD LIGHT LUMINARIESTYPE FL-1 (150W) AS PER TECHNICALSPECIFICATION | EA | 15 |  | Included | 0 | 0 | 0
58 | 7000014957 | 560 | ILLUMINATION SYSTEM | 1000038325 | 94059900 |  | 18 |  | LIGHTING FIXTURE LED LUMINAIRES TYPE FL2 AS PER TECH. SPECIFICATIONS | EA | 10 |  | Included | 0 | 0 | 0
59 | 7000014957 | 570 | ILLUMINATION SYSTEM | 1000038385 | 94059900 |  | 18 |  | FIRE WALL MOUNTED LED LUMINARIE TYPE FL-2 (250W) | EA | 2 |  | Included | 0 | 0 | 0
60 | 7000014957 | 580 | ILLUMINATION SYSTEM | 1000013795 | 94059900 |  | 18 |  | Illumination System for switchyard panel room of 6 m length | LS | 2 |  | Included | 0 | 0 | 0
61 | 7000014957 | 590 | ILLUMINATION SYSTEM | 1000020248 | 94059900 |  | 18 |  | Street Light Pole 3-6m | EA | 6 |  | Included | 0 | 0 | 0
62 | 7000014957 | 600 | ILLUMINATION SYSTEM | 1000038389 | 94051090 |  | 18 |  | LED STREET LIGHT LUMINAIRE TYPE SL-L1 (= 45W)AS PER TECHNICALSPECIFICATION | EA | 6 |  | Included | 0 | 0 | 0
63 | 7000014957 | 610 | 400 kV & 220KV TOWERS | 1000020119 | 73082011 |  | 18 |  | Fabrication, galvanising and supply of Standard 400 kV Gantry G2including nuts, bolts, all type of washers, packplates, step bolts andgusset plates excluding foundation bolts | EA | 2 |  | Included | 0 | 0 | 0
64 | 7000014957 | 620 | 400 kV & 220KV TOWERS | 1000020118 | 73082011 |  | 18 |  | Fabrication, galvanising and supply of Standard 400 kV Gantry G1including nuts, bolts, all type of washers, packplates, step bolts andgusset plates excluding foundation bolts | EA | 2 |  | Included | 0 | 0 | 0
65 | 7000014957 | 630 | 400 kV & 220KV TOWERS | 1000020122 | 73082011 |  | 18 |  | Fabrication, galvanising and supply of Standard 400 kV Gantry GBincluding nuts, bolts, all type of washers, packplates, step bolts andgusset plates excluding foundation bolts | EA | 2 |  | Included | 0 | 0 | 0
66 | 7000014957 | 640 | 400 kV & 220KV TOWERS | 1000020125 | 73082011 |  | 18 |  | Fabrication, galvanising and supply of Standard 400 kV Tower TCincluding nuts, bolts, all type of washers, packplates, step bolts andgusset plates excluding foundation bolts | EA | 2 |  | Included | 0 | 0 | 0
67 | 7000014957 | 670 | 400 kV & 220KV TOWERS | 1000020135 | 73082011 |  | 18 |  | Fabrication, galvanising and supply of Standard 400 kV Tower TMincluding nuts, bolts, all type of washers, packplates, step bolts andgusset plates excluding foundation bolts | EA | 2 |  | Included | 0 | 0 | 0
68 | 7000014957 | 680 | 400 kV & 220KV TOWERS | 1000020131 | 73082011 |  | 18 |  | Fabrication, galvanising and supply of Standard 400 kV Tower TIincluding nuts, bolts, all type of washers, packplates, step bolts andgusset plates excluding foundation bolts | EA | 2 |  | Included | 0 | 0 | 0
69 | 7000014957 | 650 | 400 kV & 220KV TOWERS | 1000020103 | 73082011 |  | 18 |  | Fabrication, galvanising and supply of Standard 220 kV Tower CTAincluding nuts, bolts, all type of washers, packplates, step bolts andgusset plates excluding foundation bolts | EA | 2 |  | Included | 0 | 0 | 0
70 | 7000014957 | 660 | 400 kV & 220KV TOWERS | 1000020088 | 73082011 |  | 18 |  | Fabrication, galvanising and supply of Standard 220 kV Gantry BG1including nuts, bolts, all type of washers, packplates, step bolts andgusset plates excluding foundation bolts | EA | 1 |  | Included | 0 | 0 | 0
71 | 7000014957 | 690 | 400kV Equipment support structures | 1000017567 | 73045930 |  | 18 |  | Standard Pipe Structure for 400kV BPI (excluding wave trap) | EA | 12 |  | Included | 0 | 0 | 0
72 | 7000014957 | 700 | 400kV Equipment support structures | 1000020192 | 73045930 |  | 18 |  | Fabrication, galvanising and supply ofStandard Pipe Structure - 400 kV,1-Phase, CT including nuts, bolts, alltype of washers, packplates, step boltsand gusset plates excluding foundationbolts | EA | 6 |  | Included | 0 | 0 | 0
73 | 7000014957 | 710 | 400kV Equipment support structures | 1000020194 | 73045930 |  | 18 |  | Fabrication, galvanising and supply ofStandard Pipe Structure - 400 kV,3-Phase, ISOLATOR including nuts,bolts, all type of washers, packplates,step bolts and gusset plates excludingfoundation bolts | EA | 6 |  | Included | 0 | 0 | 0
74 | 7000014957 | 720 | 400kV Equipment support structures | 1000020195 | 73045930 |  | 18 |  | Fabrication, galvanising and supply ofStandard Pipe Structure - 400 kV,1-Phase, SA including nuts, bolts,all type of washers, packplates, stepbolts and gusset plates excludingfoundation bolts | EA | 3 |  | Included | 0 | 0 | 0
75 | 7000014957 | 730 | 220kV Equipment support structures | 1000017565 | 73045930 |  | 18 |  | Fabrication, galvanising and supply of Std Pipe Structure - 220 kV highBPI including nuts, bolts, all type of washers, packplates, step boltsand gusset plates excluding foundation bolts | EA | 12 |  | Included | 0 | 0 | 0
76 | 7000014957 | 740 | 220kV Equipment support structures | 1000017562 | 73045930 |  | 18 |  | Standard Pipe Structure for 220kV BPI (excluding wave trap) | EA | 19 |  | Included | 0 | 0 | 0
77 | 7000014957 | 750 | 220kV Equipment support structures | 1000020187 | 73045930 |  | 18 |  | Fabrication, galvanising and supply of Standard Pipe Structure - 220kV CT including nuts, bolts, all type of washers, packplates, stepbolts and gusset plates excluding foundation bolts | EA | 6 |  | Included | 0 | 0 | 0
78 | 7000014957 | 760 | 220kV Equipment support structures | 1000020189 | 73045930 |  | 18 |  | Fabrication, galvanising and supply of Standard Pipe Structure - 220kV ISOLATOR including nuts, bolts, all type of washers, packplates,step bolts and gusset plates excluding foundation bolts | EA | 4 |  | Included | 0 | 0 | 0
79 | 7000014957 | 770 | 220kV Equipment support structures | 1000020190 | 73045930 |  | 18 |  | Fabrication, galvanising and supply of Standard Pipe Structure - 220kV SA including nuts, bolts, all type of washers, packplates, stepbolts and gusset plates excluding foundation bolts | EA | 6 |  | Included | 0 | 0 | 0
80 | 7000014957 | 1000 | VMS | 1000017401 | 85258030 |  | 18 |  | PTZ Camera for Video Monitoring System | EA | 4 |  | Included | 0 | 0 | 0
81 | 7000014957 | 1020 | LT SWITCHGEAR | 1000004304 | 85371000 |  | 18 |  | 415V ACDB (Extn.) | SET | 1 |  | Included | 0 | 0 | 0
82 | 7000014957 | 1030 | LT SWITCHGEAR | 1000001145 | 85371000 |  | 18 |  | 220V DCDB (Extn.) | SET | 1 |  | Included | 0 | 0 | 0
83 | 7000014957 | 1050 | CABLES | 1000000443 | 85446020 |  | 18 |  | 1.1kV grade Power Cables (PVCinsulated)along withlugs,glands,straight joints &accessories,etc. | LS | 1 |  | Included | 0 | 0 | 0
84 | 7000014957 | 1060 | CABLES | 1000000442 | 85446020 |  | 18 |  | 1.1kV grade Control Cables (PVCinsulated) along withlugs,glands,straight joints &accessories,etc. | LS | 1 |  | Included | 0 | 0 | 0
85 | 7000014957 | 1070 | CABLES | 1000000444 | 85446090 |  | 18 |  | 1.1kV grade Power Cables (XLPEinsulated) along withlugs,glands,straight joints &accessories,etc. | LS | 1 |  | Included | 0 | 0 | 0
86 | 7000014957 | 780 | SPARES FOR 245kV & 400KV CB | 1000019918 | 85359090 |  | 18 |  | Spares for 420kV Circuit Breaker | LS | 1 |  | Included | 0 | 0 | 0
87 | 7000014957 | 790 | SPARES FOR 245kV & 400KV CB | 1000025935 | 85389000 |  | 18 |  | Spare-245kV Circuit Breaker | SET | 1 |  | Included | 0 | 0 | 0
88 | 7000014957 | 800 | SPARES FOR 245kV & 400KV ISO | 1000019919 | 85353090 |  | 18 |  | Spares for 420kV Double break Isolator | LS | 1 |  | Included | 0 | 0 | 0
89 | 7000014957 | 810 | SPARES FOR 245kV & 400KV ISO | 1000028206 | 85353090 |  | 18 |  | Spare- 245kV Isolator | LS | 1 |  | Included | 0 | 0 | 0
90 | 7000014957 | 820 | SPARES FOR 245kV & 400KV CT | 1000025941 | 85389000 |  | 18 |  | Spare-420kV CT 1 | SET | 1 |  | Included | 0 | 0 | 0
91 | 7000014957 | 830 | SPARES FOR 245kV & 400KV CT | 1000025933 | 85389000 |  | 18 |  | Spare-245kV CT | SET | 1 |  | Included | 0 | 0 | 0
92 | 7000014957 | 840 | SPARES FOR 216kV & 336KV Surge Arrester | 1000024186 | 85354010 |  | 18 |  | SPARES FOR 336KV SURGE ARRESTER | LS | 1 |  | Included | 0 | 0 | 0
93 | 7000014957 | 850 | SPARES FOR 216kV & 336KV Surge Arrester | 1000025930 | 85354010 |  | 18 |  | Spare-216kV Surge Arrester | SET | 1 |  | Included | 0 | 0 | 0
94 | 7000014957 | 860 | SPARES FOR CRP | 1000019912 | 85371000 |  | 18 |  | Relay & protection Panels (with automation) | LS | 1 |  | Included | 0 | 0 | 0
95 | 7000014985 | 10 | SPARES FOR CRP | 1000019927 | 85389000 |  | 18 |  | Spares-Substation Automation System | LS | 1 |  | Included | 0 | 0 | 0
96 | 7000014957 | 990 | SPARES FOR FF SYSTEM | 1000019925 | 84819090 |  | 18 |  | Spares for Fire Protection System | LS | 1 |  | Included | 0 | 0 | 0
97 | 7000014957 | 1080 | Foundation Bolts - Supply | 1000012366 | 73082011 |  | 18 |  | Fabrication, galvanising and supply of 28mm dia foundation boltsincluding nuts, checknuts, washers and packplates. | EA | 520 |  | Included | 0 | 0 | 0
98 | 7000014957 | 1090 | Foundation Bolts - Supply | 1000012368 | 73082011 |  | 18 |  | Fabrication, galvanising and supply of 40mm dia foundation boltsincluding nuts, checknuts, washers and packplates. | EA | 24 |  | Included | 0 | 0 | 0
99 | 7000014957 | 1100 | Foundation Bolts - Supply | 1000012369 | 73082011 |  | 18 |  | Fabrication, galvanising and supply of 56mm dia foundation boltsincluding nuts, checknuts, washers and packplates | EA | 48 |  | Included | 0 | 0 | 0
100 | 7000014957 | 1110 | Foundation Bolts - Supply | 1000012373 | 73082011 |  | 18 |  | Fabrication, galvanising and supply of foundation bolts including nuts,checknut and washers for lattice and pipe structures to be designedduring detailed engineering | MT | 0.2 |  | Included | 0 | 0 | 0
101 | 7000014957 | 1130 | Non Standard Steel Structures - Supply | 1000015954 | 73082011 |  | 18 |  | Fabrication, galvanising and supply of Lattice Structures (MS Steel),to be designed during detailed engineering, for towers, beams andequipment support structure including pack plates / packwashers andgusset plates excluding fasteners and foundation bolts | MT | 1.5 |  | Included | 0 | 0 | 0
102 | 7000014957 | 1140 | Non Standard Steel Structures - Supply | 1000011713 | 73082011 |  | 18 |  | Fabrication, galvanising and supply of fasteners ( nuts, bolts andwashers ) including step bolts for lattice and pipe structures to bedesigned during detailed engineering | MT | 0.05 |  | Included | 0 | 0 | 0
IV | Bay Works at Kochi SS
103 | 7000014957 | 1180 | 420kV, 40kA AIS EQUIPMENT | 1000004475 | 85352913 |  | 18 |  | 420kV, 3150A, 40kA Circuit Breaker(3-Phase) with closing resistor (withsupport structure) | EA | 1 |  | Included | 0 | 0 | 0
104 | 7000014957 | 1190 | 420kV, 40kA AIS EQUIPMENT | 1000004474 | 85352913 |  | 18 |  | 420kV, 3150A, 40kA Circuit Breaker(3-Phase) without closing resistor(with support structure) | EA | 1 |  | Included | 0 | 0 | 0
105 | 7000014957 | 1200 | 420kV, 40kA AIS EQUIPMENT | 1000004459 | 85359090 |  | 18 |  | 420 kV, 3000A, 40KA, 1-Phase CurrentTransformer with 120% extended currentrating | EA | 6 |  | Included | 0 | 0 | 0
106 | 7000014957 | 1210 | 420kV, 40kA AIS EQUIPMENT | 1000004468 | 85353090 |  | 18 |  | 420kV, 3150A, 40KA, Isolator (3-phase)(Double Break) with one E/S | EA | 6 |  | Included | 0 | 0 | 0
107 | 7000014957 | 1220 | 420kV, 40kA AIS EQUIPMENT | 1000020419 | 85354010 |  | 18 |  | 336kV Surge Arrester (1-phase) | EA | 3 |  | Included | 0 | 0 | 0
108 | 7000014957 | 1230 | 420kV, 40kA AIS EQUIPMENT | 1000004401 | 85462040 |  | 18 |  | 420 kV, 1 phase Bus Post Insulator (except for Line Traps) | EA | 10 |  | Included | 0 | 0 | 0
109 | 7000014957 | 1240 | 245kV, 40kA AIS EQUIPMENT | 1000001671 | 85352912 |  | 18 |  | 245kV, 1600A, 40KA Circuit Breaker(3-Phase) with support structure | EA | 1 |  | Included | 0 | 0 | 0
110 | 7000014957 | 1250 | 245kV, 40kA AIS EQUIPMENT | 1000001673 | 85353090 |  | 18 |  | 245kV, 1600A, 40 KA, 3-phase DoubleBreak Isolator with one E/S | EA | 1 |  | Included | 0 | 0 | 0
111 | 7000014957 | 1260 | 245kV, 40kA AIS EQUIPMENT | 1000001674 | 85353090 |  | 18 |  | 245kV, 1600A, 40 KA, 3-phase DoubleBreak Isolator with two E/S | EA | 1 |  | Included | 0 | 0 | 0
112 | 7000014957 | 1270 | 245kV, 40kA AIS EQUIPMENT | 1000001794 | 85353090 |  | 18 |  | 245kV, 1600A, 40 KA, 3-phase DoubleBreak Tandem Isolator without E/S | EA | 2 |  | Included | 0 | 0 | 0
113 | 7000014957 | 1280 | 245kV, 40kA AIS EQUIPMENT | 1000001681 | 85359090 |  | 18 |  | 245 kV, 1600A, 40KA, 1-Phase CurrentTransformer with 120% extended currentrating | EA | 3 |  | Included | 0 | 0 | 0
114 | 7000014957 | 1290 | 245kV, 40kA AIS EQUIPMENT | 1000020417 | 85354010 |  | 18 |  | 216kV Surge Arrester (1-phase) | EA | 3 |  | Included | 0 | 0 | 0
115 | 7000014957 | 1300 | 245kV, 40kA AIS EQUIPMENT | 1000001695 | 85462040 |  | 18 |  | 245 kV, 1 phase Bus Post Insulator (except for Line Traps) | EA | 17 |  | Included | 0 | 0 | 0
116 | 7000014957 | 1310 | Erection Hardware for 420 kV I Type S/Y | 1000011318 | 72169990 |  | 18 |  | Erection Hardware for 400kV I type layout-Bus Work (For one diameter)as per technical specification | SET | 1 |  | Included | 0 | 0 | 0
117 | 7000014957 | 1320 | Erection Hardware for 420 kV I Type S/Y | 1000011327 | 72169990 |  | 18 |  | Erection Hardware for 400kV I type layout-Transformer bay as pertechnical specification | SET | 1 |  | Included | 0 | 0 | 0
118 | 7000014957 | 1330 | Erection Hardware for 420 kV I Type S/Y | 1000011326 | 72169990 |  | 18 |  | Erection Hardware for 400kV I type layout-Spare bay of half dia as pertechnical specification | SET | 1 |  | Included | 0 | 0 | 0
119 | 7000014957 | 1340 | Erection Hardware for 220 kV DMT Type S | 1000011264 | 72169990 |  | 18 |  | Erection Hardware for 220kV layout (Double Main and TransferScheme)-Transformer Bay as per technical specification | SET | 1 |  | Included | 0 | 0 | 0
120 | 7000014957 | 1350 | CRP for 420kV Bays with SAS | 1000002146 | 85371000 |  | 18 |  | Augmentation of existing 400kV bus bar protection scheme.(No. of baysas per specification)-(with Automation) | SET | 1 |  | Included | 0 | 0 | 0
121 | 7000014957 | 1360 | CRP for 420kV Bays with SAS | 1000004274 | 85371000 |  | 18 |  | 400kV Transformer Protection Panel (For both HV & MV side)-(withAutomation) | EA | 1 |  | Included | 0 | 0 | 0
122 | 7000014957 | 1370 | CRP for 420kV Bays with SAS | 1000002165 | 85371000 |  | 18 |  | 400kV Circuit Breaker Relay Panel with Auto Reclose (with Automation) | EA | 2 |  | Included | 0 | 0 | 0
123 | 7000014957 | 1380 | CRP for 220kV Bays with SAS | 1000001170 | 85371000 |  | 18 |  | 220kV Circuit Breaker Relay Panel with Auto Reclose (with Automation) | EA | 1 |  | Included | 0 | 0 | 0
124 | 7000014957 | 1390 | SAS-AUG | 1000003409 | 85371000 |  | 18 |  | Augmentation of Substation automation System for 400kV Main bay as perTechnical Specification | EA | 2 |  | Included | 0 | 0 | 0
125 | 7000014957 | 1400 | SAS-AUG | 1000003411 | 85371000 |  | 18 |  | Augmentation of Substation automation System for 400kV Tie bay as perTechnical Specification | EA | 1 |  | Included | 0 | 0 | 0
126 | 7000014957 | 1410 | SAS-AUG | 1000001333 | 85371000 |  | 18 |  | Augmentation of Substation automation System for 220kV bay as perTechnical Specification | EA | 1 |  | Included | 0 | 0 | 0
127 | 7000014957 | 2000 | LT SWITCHGEAR | 1000001145 | 85371000 |  | 18 |  | 220V DCDB (Extn.) | SET | 1 |  | Included | 0 | 0 | 0
128 | 7000014957 | 2010 | LT SWITCHGEAR | 1000004304 | 85371000 |  | 18 |  | 415V ACDB (Extn.) | SET | 1 |  | Included | 0 | 0 | 0
129 | 7000014957 | 1420 | POWER & CONTROL CABLE | 1000000443 | 85446020 |  | 18 |  | 1.1kV grade Power Cables (PVCinsulated)along withlugs,glands,straight joints &accessories,etc. | LS | 1 |  | Included | 0 | 0 | 0
130 | 7000014957 | 1430 | POWER & CONTROL CABLE | 1000000444 | 85446090 |  | 18 |  | 1.1kV grade Power Cables (XLPEinsulated) along withlugs,glands,straight joints &accessories,etc. | LS | 1 |  | Included | 0 | 0 | 0
131 | 7000014957 | 1440 | POWER & CONTROL CABLE | 1000000442 | 85446020 |  | 18 |  | 1.1kV grade Control Cables (PVCinsulated) along withlugs,glands,straight joints &accessories,etc. | LS | 1 |  | Included | 0 | 0 | 0
132 | 7000014957 | 1450 | AIR CONDITIONING & VENTILATION SYSTEM | 1000006284 | 84151090 |  | 28 |  | Air conditioning system for Switchyard Panel Room of 6m length | SET | 1 |  | Included | 0 | 0 | 0
133 | 7000014957 | 1970 | VMS | 1000017401 | 85258030 |  | 18 |  | PTZ Camera for Video Monitoring System | EA | 3 |  | Included | 0 | 0 | 0
134 | 7000014957 | 1460 | FIRE FIGHTING SYSTEM | 1000012022 | 84241000 |  | 18 |  | 4.5 kg CO2 type Portable Fire extinguisher | EA | 1 |  | Included | 0 | 0 | 0
135 | 7000014957 | 1470 | FIRE FIGHTING SYSTEM | 1000012018 | 85311020 |  | 18 |  | Fire Detection and Alarm System for Switchyard Panel Room of 6 mlength | SET | 1 |  | Included | 0 | 0 | 0
136 | 7000014957 | 1480 | FIRE FIGHTING SYSTEM | 1000012069 | 84248990 |  | 18 |  | HVW spray system, Hydrant system and complete U/G & O/G piping andaccessories etc. out side the pump house for 500MVA , 400KV/220/33kV, 3-phase Autotransformer | SET | 1 |  | Included | 0 | 0 | 0
137 | 7000014957 | 1490 | ILLUMINATION SYSTEM | 1000014547 | 85371000 |  | 18 |  | Lighting Panel type ACP-2 as per technical specification | EA | 1 |  | Included | 0 | 0 | 0
138 | 7000014957 | 1500 | ILLUMINATION SYSTEM | 1000004952 | 94059900 |  | 18 |  | 63A, 415V : Interlocked switch socket outdoor Receptacle (type RP) asper technical specifications | EA | 2 |  | Included | 0 | 0 | 0
139 | 7000014957 | 1510 | ILLUMINATION SYSTEM | 1000001894 | 94059900 |  | 18 |  | Outdoor Power Receptacle for oilfiltration unit (250A) | EA | 1 |  | Included | 0 | 0 | 0
140 | 7000014957 | 1520 | ILLUMINATION SYSTEM | 1000038387 | 94051090 |  | 18 |  | LED FLOOD LIGHT LUMINARIESTYPE FL-1 (150W) AS PER TECHNICALSPECIFICATION | EA | 12 |  | Included | 0 | 0 | 0
141 | 7000014957 | 1530 | ILLUMINATION SYSTEM | 1000038325 | 94059900 |  | 18 |  | LIGHTING FIXTURE LED LUMINAIRES TYPE FL2 AS PER TECH. SPECIFICATIONS | EA | 12 |  | Included | 0 | 0 | 0
142 | 7000014957 | 1540 | ILLUMINATION SYSTEM | 1000038385 | 94059900 |  | 18 |  | FIRE WALL MOUNTED LED LUMINARIE TYPE FL-2 (250W) | EA | 2 |  | Included | 0 | 0 | 0
143 | 7000014957 | 1550 | ILLUMINATION SYSTEM | 1000013795 | 94059900 |  | 18 |  | Illumination System for switchyard panel room of 6 m length | LS | 1 |  | Included | 0 | 0 | 0
144 | 7000014957 | 1570 | 400 kV TOWERS | 1000020118 | 73082011 |  | 18 |  | Fabrication, galvanising and supply of Standard 400 kV Gantry G1including nuts, bolts, all type of washers, packplates, step bolts andgusset plates excluding foundation bolts | EA | 1 |  | Included | 0 | 0 | 0
145 | 7000014957 | 1560 | 400 kV TOWERS | 1000020119 | 73082011 |  | 18 |  | Fabrication, galvanising and supply of Standard 400 kV Gantry G2including nuts, bolts, all type of washers, packplates, step bolts andgusset plates excluding foundation bolts | EA | 5 |  | Included | 0 | 0 | 0
146 | 7000014957 | 1600 | 400 kV TOWERS | 1000020135 | 73082011 |  | 18 |  | Fabrication, galvanising and supply of Standard 400 kV Tower TMincluding nuts, bolts, all type of washers, packplates, step bolts andgusset plates excluding foundation bolts | EA | 2 |  | Included | 0 | 0 | 0
147 | 7000014957 | 1590 | 400 kV TOWERS | 1000020131 | 73082011 |  | 18 |  | Fabrication, galvanising and supply of Standard 400 kV Tower TIincluding nuts, bolts, all type of washers, packplates, step bolts andgusset plates excluding foundation bolts | EA | 2 |  | Included | 0 | 0 | 0
148 | 7000014957 | 1580 | 400 kV TOWERS | 1000020125 | 73082011 |  | 18 |  | Fabrication, galvanising and supply of Standard 400 kV Tower TCincluding nuts, bolts, all type of washers, packplates, step bolts andgusset plates excluding foundation bolts | EA | 2 |  | Included | 0 | 0 | 0
149 | 7000014957 | 1610 | 400kV Equipment support structures | 1000017567 | 73045930 |  | 18 |  | Standard Pipe Structure for 400kV BPI (excluding wave trap) | EA | 10 |  | Included | 0 | 0 | 0
150 | 7000014957 | 1620 | 400kV Equipment support structures | 1000020192 | 73045930 |  | 18 |  | Fabrication, galvanising and supply ofStandard Pipe Structure - 400 kV,1-Phase, CT including nuts, bolts, alltype of washers, packplates, step boltsand gusset plates excluding foundationbolts | EA | 6 |  | Included | 0 | 0 | 0
151 | 7000014957 | 1630 | 400kV Equipment support structures | 1000020194 | 73045930 |  | 18 |  | Fabrication, galvanising and supply ofStandard Pipe Structure - 400 kV,3-Phase, ISOLATOR including nuts,bolts, all type of washers, packplates,step bolts and gusset plates excludingfoundation bolts | EA | 6 |  | Included | 0 | 0 | 0
152 | 7000014957 | 1640 | 400kV Equipment support structures | 1000020195 | 73045930 |  | 18 |  | Fabrication, galvanising and supply ofStandard Pipe Structure - 400 kV,1-Phase, SA including nuts, bolts,all type of washers, packplates, stepbolts and gusset plates excludingfoundation bolts | EA | 3 |  | Included | 0 | 0 | 0
153 | 7000014957 | 1650 | 220 kV Towers | 1000020097 | 73082011 |  | 18 |  | Fabrication, galvanising and supply of Standard 220 kV Tower CAincluding nuts, bolts, all type of washers, packplates, step bolts andgusset plates excluding foundation bolts | EA | 4 |  | Included | 0 | 0 | 0
154 | 7000014957 | 1660 | 220 kV Towers | 1000020105 | 73082011 |  | 18 |  | Fabrication, galvanising and supply of Standard 220 kV Tower CTCincluding nuts, bolts, all type of washers, packplates, step bolts andgusset plates excluding foundation bolts | EA | 1 |  | Included | 0 | 0 | 0
155 | 7000014957 | 1670 | 220 kV Towers | 1000020086 | 73082011 |  | 18 |  | Fabrication, galvanising and supply of Standard 220 kV Gantry B1including nuts, bolts, all type of washers, packplates, step bolts andgusset plates excluding foundation bolts | EA | 5 |  | Included | 0 | 0 | 0
156 | 7000014957 | 1680 | 220kV Equipment support structures | 1000017565 | 73045930 |  | 18 |  | Fabrication, galvanising and supply of Std Pipe Structure - 220 kV highBPI including nuts, bolts, all type of washers, packplates, step boltsand gusset plates excluding foundation bolts | EA | 3 |  | Included | 0 | 0 | 0
157 | 7000014957 | 1690 | 220kV Equipment support structures | 1000017562 | 73045930 |  | 18 |  | Standard Pipe Structure for 220kV BPI (excluding wave trap) | EA | 14 |  | Included | 0 | 0 | 0
158 | 7000014957 | 1700 | 220kV Equipment support structures | 1000020187 | 73045930 |  | 18 |  | Fabrication, galvanising and supply of Standard Pipe Structure - 220kV CT including nuts, bolts, all type of washers, packplates, stepbolts and gusset plates excluding foundation bolts | EA | 3 |  | Included | 0 | 0 | 0
159 | 7000014957 | 1710 | 220kV Equipment support structures | 1000020189 | 73045930 |  | 18 |  | Fabrication, galvanising and supply of Standard Pipe Structure - 220kV ISOLATOR including nuts, bolts, all type of washers, packplates,step bolts and gusset plates excluding foundation bolts | EA | 4 |  | Included | 0 | 0 | 0
160 | 7000014957 | 1720 | 220kV Equipment support structures | 1000020190 | 73045930 |  | 18 |  | Fabrication, galvanising and supply of Standard Pipe Structure - 220kV SA including nuts, bolts, all type of washers, packplates, stepbolts and gusset plates excluding foundation bolts | EA | 3 |  | Included | 0 | 0 | 0
161 | 7000014957 | 1730 | SPARES FOR 400&220KV CB | 1000019918 | 85359090 |  | 18 |  | Spares for 420kV Circuit Breaker | LS | 1 |  | Included | 0 | 0 | 0
162 | 7000014957 | 1740 | SPARES FOR 400&220KV CB | 1000025935 | 85389000 |  | 18 |  | Spare-245kV Circuit Breaker | SET | 1 |  | Included | 0 | 0 | 0
163 | 7000014957 | 1750 | SPARES FOR 245KV& 400KV ISO | 1000019919 | 85353090 |  | 18 |  | Spares for 420kV Double break Isolator | LS | 1 |  | Included | 0 | 0 | 0
164 | 7000014957 | 1760 | SPARES FOR 245KV& 400KV ISO | 1000028206 | 85353090 |  | 18 |  | Spare- 245kV Isolator | LS | 1 |  | Included | 0 | 0 | 0
165 | 7000014957 | 1770 | SPARES FOR 245kV 40kA CT | 1000025941 | 85389000 |  | 18 |  | Spare-420kV CT 1 | SET | 1 |  | Included | 0 | 0 | 0
166 | 7000014957 | 1780 | SPARES FOR 245kV 40kA CT | 1000025933 | 85389000 |  | 18 |  | Spare-245kV CT | SET | 1 |  | Included | 0 | 0 | 0
167 | 7000014957 | 1790 | SPARES FOR 216kV Surge Arrester | 1000024186 | 85354010 |  | 18 |  | SPARES FOR 336KV SURGE ARRESTER | LS | 1 |  | Included | 0 | 0 | 0
168 | 7000014957 | 1800 | SPARES FOR 216kV Surge Arrester | 1000025930 | 85354010 |  | 18 |  | Spare-216kV Surge Arrester | SET | 1 |  | Included | 0 | 0 | 0
169 | 7000014957 | 1810 | SPARES FOR CRP | 1000019912 | 85371000 |  | 18 |  | Relay & protection Panels (with automation) | LS | 1 |  | Included | 0 | 0 | 0
170 | 7000014986 | 10 | SPARES FOR CRP | 1000019927 | 85389000 |  | 18 |  | Spares-Substation Automation System | LS | 1 |  | Included | 0 | 0 | 0
171 | 7000014957 | 1990 | SPARES FOR FF SYSTEM | 1000019925 | 84819090 |  | 18 |  | Spares for Fire Protection System | LS | 1 |  | Included | 0 | 0 | 0
172 | 7000014957 | 2030 | Foundation Bolts Supply | 1000012366 | 73082011 |  | 18 |  | Fabrication, galvanising and supply of 28mm dia foundation boltsincluding nuts, checknuts, washers and packplates. | EA | 432 |  | Included | 0 | 0 | 0
173 | 7000014957 | 2040 | Foundation Bolts Supply | 1000012368 | 73082011 |  | 18 |  | Fabrication, galvanising and supply of 40mm dia foundation boltsincluding nuts, checknuts, washers and packplates. | EA | 88 |  | Included | 0 | 0 | 0
174 | 7000014957 | 2050 | Foundation Bolts Supply | 1000012369 | 73082011 |  | 18 |  | Fabrication, galvanising and supply of 56mm dia foundation boltsincluding nuts, checknuts, washers and packplates | EA | 56 |  | Included | 0 | 0 | 0
V | 1 no. 230kV Bay at Tuticorin-II GIS PS
175 | 7000015629 | 420 | 220 kV HYBRID EQP | 1000045815 | 85389000 |  | 18 |  | 245KV, 1600 A, DM TYPE SF6 MTS/HYBRID GIS ICT/LINEFEEDER BAYSWITCHGEAR ASSEMBLY AS PER SECTION-PROJECT, TECHNICAL SPECIFICATION | EA | 1 |  | Included | 0 | 0 | 0
176 | 7000015629 | 70 | 220 kV Equipment | 1000001695 | 85462040 |  | 18 |  | 245 kV, 1 phase Bus Post Insulator (except for Line Traps) | EA | 16 |  | Included | 0 | 0 | 0
177 | 7000015629 | 80 | 220 kV Equipment | 1000020380 | 85354010 |  | 18 |  | 216kV, 10 kA ,ZnO (Gapless) type Surge Arrester (1-phase) | EA | 3 |  | Included | 0 | 0 | 0
178 | 7000015629 | 90 | 220 kV Equipment | 1000001772 | 85359090 |  | 18 |  | 245 kV, 4400pf Capacitive Voltage Transformer (1- Phase) | EA | 3 |  | Included | 0 | 0 | 0
179 | 7000015629 | 10 | 220 kV Erection Hardware | 1000011246 | 72169990 |  | 18 |  | Erection Hardware for 220kV DM-type layout for GIS terminationarrangement-Line bay as per technical specification | SET | 1 |  | Included | 0 | 0 | 0
180 | 7000015629 | 20 | 220 kV Erection Hardware | 1000033098 | 72169990 |  | 18 |  | ERECTION HARDWARE FOR 220KV LAYOUT (DOUBLE MAIN SCHEME)-BUS WORK(THREE BAY) AS PER TECHNICAL SPECIFICATION | SET | 1 |  | Included | 0 | 0 | 0
181 | 7000015629 | 100 | 220 KV CRP | 1000001170 | 85371000 |  | 18 |  | 220kV Circuit Breaker Relay Panel with Auto Reclose (with Automation) | EA | 1 |  | Included | 0 | 0 | 0
182 | 7000015629 | 110 | 220 KV CRP | 1000001330 | 85371000 |  | 18 |  | 220kV Line Protection Panel (with Automation) | EA | 1 |  | Included | 0 | 0 | 0
183 | 7000015629 | 120 | 220 KV CRP | 1000026235 | 85371000 |  | 18 |  | Line Current Differential Relay | SET | 2 |  | Included | 0 | 0 | 0
184 | 7000015629 | 130 | 220 KV Substation Automation | 1000001333 | 85371000 |  | 18 |  | Augmentation of Substation automation System for 220kV bay as perTechnical Specification | EA | 1 |  | Included | 0 | 0 | 0
185 | 7000015629 | 30 | Illumination | 1000014547 | 85371000 |  | 18 |  | Lighting Panel type ACP-2 as per technical specification | EA | 1 |  | Included | 0 | 0 | 0
186 | 7000015629 | 40 | Illumination | 1000038387 | 94051090 |  | 18 |  | LED FLOOD LIGHT LUMINARIESTYPE FL-1 (150W) AS PER TECHNICALSPECIFICATION | EA | 10 |  | Included | 0 | 0 | 0
187 | 7000015629 | 50 | Illumination | 1000038325 | 94059900 |  | 18 |  | LIGHTING FIXTURE LED LUMINAIRES TYPE FL2 AS PER TECH. SPECIFICATIONS | EA | 5 |  | Included | 0 | 0 | 0
188 | 7000015629 | 60 | Illumination | 1000004952 | 94059900 |  | 18 |  | 63A, 415V : Interlocked switch socket outdoor Receptacle (type RP) asper technical specifications | EA | 1 |  | Included | 0 | 0 | 0
189 | 7000014984 | 20 | Illumination | 1000013795 | 94059900 |  | 18 |  | Illumination System for switchyard panel room of 6 m length | LS | 1 |  | Included | 0 | 0 | 0
190 | 7000015629 | 140 | STEEL STRUCTURE | 1000017562 | 73045930 |  | 18 |  | Standard Pipe Structure for 220kV BPI (excluding wave trap) | EA | 10 |  | Included | 0 | 0 | 0
191 | 7000015629 | 150 | STEEL STRUCTURE | 1000020190 | 73045930 |  | 18 |  | Fabrication, galvanising and supply of Standard Pipe Structure - 220kV SA including nuts, bolts, all type of washers, packplates, stepbolts and gusset plates excluding foundation bolts | EA | 3 |  | Included | 0 | 0 | 0
192 | 7000015629 | 160 | STEEL STRUCTURE | 1000020109 | 73082011 |  | 18 |  | Fabrication, galvanising and supply of Standard 220 kV Tower CTGincluding nuts, bolts, all type of washers, packplates, step bolts andgusset plates excluding foundation bolts | EA | 2 |  | Included | 0 | 0 | 0
193 | 7000015629 | 170 | STEEL STRUCTURE | 1000020110 | 73082011 |  | 18 |  | Fabrication, galvanising and supply of Standard 220 kV Tower CTHincluding nuts, bolts, all type of washers, packplates, step bolts andgusset plates excluding foundation bolts | EA | 1 |  | Included | 0 | 0 | 0
194 | 7000015629 | 180 | STEEL STRUCTURE | 1000029300 | 73082011 |  | 18 |  | Fabrication, galvanising and supply of Standard 220 kV Gantry B1including nuts, bolts, all type of washers, packplates, step bolts andgusset plates excluding foundation bolts | EA | 1 |  | Included | 0 | 0 | 0
195 | 7000015629 | 190 | STEEL STRUCTURE | 1000020098 | 73082011 |  | 18 |  | Fabrication, galvanising and supply of Standard 220 kV Tower CBincluding nuts, bolts, all type of washers, packplates, step bolts andgusset plates excluding foundation bolts | EA | 2 |  | Included | 0 | 0 | 0
196 | 7000015629 | 200 | STEEL STRUCTURE | 1000017565 | 73045930 |  | 18 |  | Fabrication, galvanising and supply of Std Pipe Structure - 220 kV highBPI including nuts, bolts, all type of washers, packplates, step boltsand gusset plates excluding foundation bolts | EA | 6 |  | Included | 0 | 0 | 0
197 | 7000015629 | 210 | STEEL STRUCTURE | 1000020188 | 73045930 |  | 18 |  | Fabrication, galvanising and supply of Standard Pipe Structure - 220kV CVT including nuts, bolts, all type of washers, packplates, stepbolts and gusset plates excluding foundation bolts | EA | 3 |  | Included | 0 | 0 | 0
198 | 7000015629 | 220 | STEEL STRUCTURE | 1000056295 | 73082011 |  | 18 |  | FABRICATION, GALVANISING AND SUPPLY OF STANDARD 220 KV GANTRY BG1(14M) INCLUDING NUTS, BOLTS, ALL TYPE OF WASHERS, PACKPLATES, STEPBOLTS AND GUSSET PLATES EXCLUDING FOUNDATION BOLTS | EA | 2 |  | Included | 0 | 0 | 0
199 | 7000015629 | 330 | Power and Control Cable | 1000000443 | 85446020 |  | 18 |  | 1.1kV grade Power Cables (PVCinsulated)along withlugs,glands,straight joints &accessories,etc. | LS | 1 |  | Included | 0 | 0 | 0
200 | 7000015629 | 340 | Power and Control Cable | 1000000442 | 85446020 |  | 18 |  | 1.1kV grade Control Cables (PVCinsulated) along withlugs,glands,straight joints &accessories,etc. | LS | 1 |  | Included | 0 | 0 | 0
201 | 7000015629 | 350 | CRP Common | 1000025391 | 82032000 |  | 18 |  | Relay Test kit | EA | 1 |  | Included | 0 | 0 | 0
202 | 7000015629 | 360 | VMS System | 1000030433 | 85287390 |  | 28 |  | COLOR IP CAMERA, WITH PAN, TILT AND ZOOM FACILITIES, ALONGWITH ALLREQUIRED ITEMS, ACCESSORIES, LINE INTERFACE UNITS, FIBER PATCH CORDS,POWER SUPPLY UNITS, JUNCTION BOXES, CABLES, FIBER OPTIC CABLES, ETC.,AND INCLUDING INTEGRATION IN EXISTING HARDWARE AND SOFTWARE FORAUGMENTATION OF VISUAL MONITORING SYSTEM AS PER TECHNICALSPECIFICATION. | SET | 2 |  | Included | 0 | 0 | 0
203 | 7000015629 | 390 | Foundation Bolts | 1000012366 | 73082011 |  | 18 |  | Fabrication, galvanising and supply of 28mm dia foundation boltsincluding nuts, checknuts, washers and packplates. | EA | 120 |  | Included | 0 | 0 | 0
204 | 7000015629 | 400 | Foundation Bolts | 1000012369 | 73082011 |  | 18 |  | Fabrication, galvanising and supply of 56mm dia foundation boltsincluding nuts, checknuts, washers and packplates | EA | 32 |  | Included | 0 | 0 | 0
205 | 7000015629 | 410 | Foundation Bolts | 1000012368 | 73082011 |  | 18 |  | Fabrication, galvanising and supply of 40mm dia foundation boltsincluding nuts, checknuts, washers and packplates. | EA | 16 |  | Included | 0 | 0 | 0
206 | 7000015629 | 440 | SPARE-Hybrid GIS | 1000046559 | 85389000 |  | 18 |  | SPARE - 220KV HYBRID GIS/MTS ASSEMBLY (AS PER TECHNICAL SPECIFICATION) | SET | 1 |  | Included | 0 | 0 | 0
207 | 7000015629 | 290 | 220 kV Spare | 1000025930 | 85354010 |  | 18 |  | Spare-216kV Surge Arrester | SET | 1 |  | Included | 0 | 0 | 0
208 | 7000015629 | 300 | 220 kV Spare | 1000025934 | 85359090 |  | 18 |  | Spare-245kV CVT | SET | 1 |  | Included | 0 | 0 | 0
209 | 7000015629 | 310 | 220 kV Spare | 1000019912 | 85371000 |  | 18 |  | Relay & protection Panels (with automation) | LS | 1 |  | Included | 0 | 0 | 0
210 | 7000014984 | 10 | 220 kV Spare | 1000019927 | 85389000 |  | 18 |  | Spares-Substation Automation System | LS | 1 |  | Included | 0 | 0 | 0
211 | 7000014984 | 30 | Fire fighting system | 1000012018 | 85311020 |  | 18 |  | Fire Detection and Alarm System for Switchyard Panel Room of 6 mlength | SET | 1 |  | Included | 0 | 0 | 0
212 | 7000014984 | 40 | Fire fighting system | 1000012022 | 84241000 |  | 18 |  | 4.5 kg CO2 type Portable Fire extinguisher | EA | 1 |  | Included | 0 | 0 | 0
213 | 7000014984 | 60 | Air conditioning system | 1000006284 | 84151090 |  | 28 |  | Air conditioning system for Switchyard Panel Room of 6m length | SET | 1 |  | Included | 0 | 0 | 0
[7 empty] | Total Ex-works Price | [5 empty] | 0 | 0
[7 empty] | Total Type Test charges as per Schedule-7 | [5 empty] | 0
[7 empty] | Total Ex-works Price including Type Test charges | [5 empty] | 0
[7 empty] | Total GST Tax as confirmed by Bidder | [5 empty] | 0
Note : | Specify amount of GST on the transaction between the Contractor and the Employer.
* | In case the bidder leaves the cell for confirmation of the HSN code and/or GST rate “blank”, the HSN code and corresponding GST rate indicated by the Employer shall be deemed to be the one confirmed by the Bidder.
Date : | --
Place : | [10 empty] | Printed Name :
Designation :
Click for Sch-2

## Sch-1 dis (hidden)
Specification No.: 5002001880/SUB-STATION(EXCLUDIN/DOM/A02-CC CS -3 | [5 empty] | Schedule - 1 |  |  |  | Direct Total | 0 | 0 | `
[10 empty] | BO Total | #REF! | 0
Substation Package-SS82 for extension of NP Kunta substation, Kolar substation, Hiriyur substation, Kochi substation & Tuticorin GIS substation under (a) Regional system strengthening scheme to mitigate the overloading of 400kV NP Kunta – Kolar S/C line; (b) Augmentation of transformation capacity at existing Hiriyur S/S and Kochi S/S; & (c) Implementation of 1 no. of 230kV bay at Tuticorin – II GIS PS.
(SCHEDULE OF RATES AND PRICES : EX-WORKS PRICES)
Bidder’s Name and Address (Lead Partner) : |  |  |  | To:
Contract Services
Name : | …….. …….. …….. …….. …….. …….. |  |  | Power Grid Corporation of India Ltd.,
Address : | …….. …….. …….. …….. …….. …….. |  |  | "Saudamini", Plot No.-2
| …….. …….. …….. …….. …….. …….. |  |  | Sector-29,
| …….. …….. …….. …….. …….. …….. |  |  | Gurgaon (Haryana) - 122001
Plant and Equipment (including Mandatory Spares Parts) to be supplied, including Type Test Charges for Tests to be conducted. | [10 empty] | Direct
[6 empty] | All Prices are in Indian Rupees. |  |  |  |  | Bought-Out
SI. No. | Item Description | Unit | Qty. | Unit Ex-works price | Total Ex-works price | Mode of Transaction (Direct / Bought-out)
1 | 2 | 3 | 4 | 5 | 6 = 4 x 5 | 7
0 | 0
#REF! | #REF!
0 | 0
#REF! | #REF! | #REF! | #REF! | #REF! | #REF! | #REF!
#REF! | #REF! | #REF! | #REF! | #REF! | #REF! | #REF!
#REF! | #REF!
#REF! | #REF! | #REF! | #REF! | #REF! | #REF! | #REF!
#REF! | #REF! | #REF! | #REF! | #REF! | #REF! | #REF!
#REF! | #REF!
#REF! | #REF! | #REF! | #REF! | #REF! | #REF! | #REF!
#REF! | #REF! | #REF! | #REF! | #REF! | #REF! | #REF!
#REF! | #REF!
#REF! | #REF!
#REF! | #REF! | #REF! | #REF! | #REF! | #REF! | #REF!
#REF! | #REF! | #REF! | #REF! | #REF! | #REF! | #REF!
#REF! | #REF!
#REF! | #REF! | #REF! | #REF! | #REF! | #REF! | #REF!
#REF! | #REF! | #REF! | #REF! | #REF! | #REF! | #REF!
#REF! | #REF! | #REF! | #REF! | #REF! | #REF! | #REF!
#REF! | #REF! | #REF! | #REF! | #REF! | #REF! | #REF!
#REF! | #REF! | #REF! | #REF! | #REF! | #REF! | #REF!
#REF! | #REF! | #REF! | #REF! | #REF! | #REF! | #REF!
#REF! | #REF!
#REF! | #REF! | #REF! | #REF! | #REF! | #REF! | #REF!
#REF! | #REF!
#REF! | #REF! | #REF! | #REF! | #REF! | #REF! | #REF!
#REF! | #REF! | #REF! | #REF! | #REF! | #REF! | #REF!
#REF! | #REF! | #REF! | #REF! | #REF! | #REF! | #REF!
#REF! | #REF! | #REF! | #REF! | #REF! | #REF! | #REF!
#REF! | #REF!
#REF! | #REF! | #REF! | #REF! | #REF! | #REF! | #REF!
#REF! | #REF! | #REF! | #REF! | #REF! | #REF! | #REF!
#REF! | #REF! | #REF! | #REF! | #REF! | #REF! | #REF!
#REF! | #REF!
#REF! | #REF! | #REF! | #REF! | #REF! | #REF! | #REF!
#REF! | #REF! | #REF! | #REF! | #REF! | #REF! | #REF!
#REF! | #REF! | #REF! | #REF! | #REF! | #REF! | #REF!
#REF! | #REF! | #REF! | #REF! | #REF! | #REF! | #REF!
#REF! | #REF! | #REF! | #REF! | #REF! | #REF! | #REF!
#REF! | #REF!
| #REF! | #REF! | #REF! | #REF! | #REF! | #REF!
#REF!
| #REF! | #REF! | #REF! | #REF! | #REF! | #REF!
| #REF! | #REF! | #REF! | #REF! | #REF! | #REF!
| Total Ex-Works Price Direct |  |  |  | 0 | Direct
| Total Ex-Works Price Bought Out |  |  |  | 0
| Total Ex-Works Price |  |  |  | 0
| Total Type Test charges as per Schedule-7 |  |  |  | #REF! |  |  | #REF! |  | #REF!
| Total Ex-works Price including Type Test charges |  |  |  | #REF! |  |  | #REF! |  | #REF!
[7 empty] | Discount Sch-1 | #REF! | MPD Sch-1 | #REF!
[7 empty] | Dis Alert | #REF!
Note : | Specify amount of Excise Duty, Sales Tax/'VAT and other taxes payable on the transaction between the Contractor and the Employer and octroi/entry tax as applicable for destination site/state on all items of supply including bought-out finished items (to be identified in the Contract), which shall be dispatched directly from the sub-vendor’s works to the Employer’s site (sale-in-transit), separately in Schedule-5. Excise Duty, Sales tax and other levies for all the bought-out items are to be included in the EXW Price (Col. No. 5) only and not to be indicated in Schedule-5.
Date : | --
Place : |  |  | Printed Name :
Designation :
Click for Sch-2

## Sch-2
Specification No.: 5002001880/SUB-STATION(EXCLUDIN/DOM/A02-CC CS -3 | [8 empty] | Schedule - 2
Substation Package-SS82 for extension of NP Kunta substation, Kolar substation, Hiriyur substation, Kochi substation & Tuticorin GIS substation under (a) Regional system strengthening scheme to mitigate the overloading of 400kV NP Kunta – Kolar S/C line; (b) Augmentation of transformation capacity at existing Hiriyur S/S and Kochi S/S; & (c) Implementation of 1 no. of 230kV bay at Tuticorin – II GIS PS.
(SCHEDULE OF RATES AND PRICES)
Bidder’s Name and Address (Lead Partner) : | [7 empty] | To:
Contracts Services, 3rd Floor
Name : |  | …….. …….. …….. …….. …….. …….. | [5 empty] | Power Grid Corporation of India Ltd.,
Address : |  | …….. …….. …….. …….. …….. …….. | [5 empty] | "Saudamini", Plot No.-2
|  | …….. …….. …….. …….. …….. …….. | [5 empty] | Sector-29,
|  | …….. …….. …….. …….. …….. …….. | [5 empty] | Gurgaon (Haryana) - 122001
LOCAL TRANSPORTATION, IN-TRANSIT INSURANCE, LOADING AND UNLOADING
All Prices are in Indian Rupees.
SI. No. | PR No | PR Line Item No | Activity Description | Material Code | Description | Unit | Quantity | Unit Freight, In-transit Insurance, loading & unloading Charges | Total Freight, In-transit Insurance, loading & unloading Charges
1 | 2 | 3 | 4 | 5 | 4 | 5 | 6 | 7 | 8= 6 x 7
PART A (Substation Portion)
I | Bay Works at Kolar SS
1 | 7000015628 | 40 | 400kV equipment | 1000004475 | 420kV, 3150A, 40kA Circuit Breaker(3-Phase) with closing resistor (withsupport structure) | EA | 1 |  | Included
2 | 7000015628 | 50 | 400kV equipment | 1000004474 | 420kV, 3150A, 40kA Circuit Breaker(3-Phase) without closing resistor(with support structure) | EA | 1 |  | Included
3 | 7000015628 | 60 | 400kV equipment | 1000004459 | 420 kV, 3000A, 40KA, 1-Phase CurrentTransformer with 120% extended currentrating | EA | 6 |  | Included
4 | 7000015628 | 70 | 400kV equipment | 1000004468 | 420kV, 3150A, 40KA, Isolator (3-phase)(Double Break) with one E/S | EA | 6 |  | Included
5 | 7000015628 | 80 | 400kV equipment | 1000020419 | 336kV Surge Arrester (1-phase) | EA | 3 |  | Included
6 | 7000015628 | 10 | Erection hardware | 1000011301 | Erection Hardware for 400kV D type layout-Line bay as per technicalspecification | SET | 1 |  | Included
7 | 7000015628 | 20 | Erection hardware | 1000011297 | Erection Hardware for 400kV D type layout-Spare bay of half dia. asper technical specification | SET | 1 |  | Included
8 | 7000015628 | 100 | structure | 1000020192 | Fabrication, galvanising and supply ofStandard Pipe Structure - 400 kV,1-Phase, CT including nuts, bolts, alltype of washers, packplates, step boltsand gusset plates excluding foundationbolts | EA | 6 |  | Included
9 | 7000015628 | 110 | structure | 1000020194 | Fabrication, galvanising and supply ofStandard Pipe Structure - 400 kV,3-Phase, ISOLATOR including nuts,bolts, all type of washers, packplates,step bolts and gusset plates excludingfoundation bolts | EA | 6 |  | Included
10 | 7000015628 | 120 | structure | 1000020195 | Fabrication, galvanising and supply ofStandard Pipe Structure - 400 kV,1-Phase, SA including nuts, bolts,all type of washers, packplates, stepbolts and gusset plates excludingfoundation bolts | EA | 3 |  | Included
11 | 7000015628 | 180 | PLCC equipment | 1000004288 | 400kV,3150A,0.5mH , 40kA Line Trap | EA | 2 |  | Included
12 | 7000015628 | 200 | Foundation Bolts - Supply | 1000012366 | Fabrication, galvanising and supply of 28mm dia foundation boltsincluding nuts, checknuts, washers and packplates. | EA | 216 |  | Included
13 | 7000015628 | 230 | CABLES | 1000000443 | 1.1kV grade Power Cables (PVCinsulated)along withlugs,glands,straight joints &accessories,etc. | LS | 1 |  | Included
14 | 7000015628 | 240 | CABLES | 1000000442 | 1.1kV grade Control Cables (PVCinsulated) along withlugs,glands,straight joints &accessories,etc. | LS | 1 |  | Included
15 | 7000015628 | 140 | Mandatory spares | 1000019919 | Spares for 420kV Double break Isolator | LS | 1 |  | Included
16 | 7000015628 | 150 | Mandatory spares | 1000019918 | Spares for 420kV Circuit Breaker | LS | 1 |  | Included
17 | 7000015628 | 160 | Mandatory spares | 1000025941 | Spare-420kV CT 1 | SET | 1 |  | Included
18 | 7000015628 | 170 | Mandatory spares | 1000024186 | SPARES FOR 336KV SURGE ARRESTER | LS | 1 |  | Included
II | Bay Works at NP Kunta SS
19 | 7000015628 | 290 | 400kV equipment | 1000004483 | 420kV, 3150A, 50KA, Isolator (3-phase)(Double Break) with one E/S | EA | 7 |  | Included
20 | 7000015628 | 260 | Erection hardware | 1000011317 | Erection Hardware for 400kV I type layout-Bus Reactor bay as pertechnical specification | SET | 1 |  | Included
21 | 7000015628 | 270 | Erection hardware | 1000011322 | Erection Hardware for 400kV I type layout-Line bay as per technicalspecification | SET | 1 |  | Included
22 | 7000015628 | 310 | structure | 1000020194 | Fabrication, galvanising and supply ofStandard Pipe Structure - 400 kV,3-Phase, ISOLATOR including nuts,bolts, all type of washers, packplates,step bolts and gusset plates excludingfoundation bolts | EA | 7 |  | Included
23 | 7000015628 | 340 | PLCC equipment | 1000004289 | 400kV,3150A,0.5mH , 50kA Line Trap | EA | 2 |  | Included
24 | 7000015628 | 360 | Foundation Bolts - Supply | 1000012366 | Fabrication, galvanising and supply of 28mm dia foundation boltsincluding nuts, checknuts, washers and packplates. | EA | 204 |  | Included
25 | 7000015628 | 330 | Mandatory spares | 1000019919 | Spares for 420kV Double break Isolator | LS | 1 |  | Included
III | Bay Works at Hiriyur SS
26 | 7000014957 | 240 | 420kV, 40kA AIS EQUIPMENT | 1000004475 | 420kV, 3150A, 40kA Circuit Breaker(3-Phase) with closing resistor (withsupport structure) | EA | 1 |  | Included
27 | 7000014957 | 250 | 420kV, 40kA AIS EQUIPMENT | 1000004474 | 420kV, 3150A, 40kA Circuit Breaker(3-Phase) without closing resistor(with support structure) | EA | 1 |  | Included
28 | 7000014957 | 260 | 420kV, 40kA AIS EQUIPMENT | 1000004459 | 420 kV, 3000A, 40KA, 1-Phase CurrentTransformer with 120% extended currentrating | EA | 6 |  | Included
29 | 7000014957 | 270 | 420kV, 40kA AIS EQUIPMENT | 1000004468 | 420kV, 3150A, 40KA, Isolator (3-phase)(Double Break) with one E/S | EA | 6 |  | Included
30 | 7000014957 | 280 | 420kV, 40kA AIS EQUIPMENT | 1000020419 | 336kV Surge Arrester (1-phase) | EA | 3 |  | Included
31 | 7000014957 | 290 | 420kV, 40kA AIS EQUIPMENT | 1000004401 | 420 kV, 1 phase Bus Post Insulator (except for Line Traps) | EA | 12 |  | Included
32 | 7000014957 | 300 | 245kV, 40kA AIS EQUIPMENT | 1000001671 | 245kV, 1600A, 40KA Circuit Breaker(3-Phase) with support structure | EA | 2 |  | Included
33 | 7000014957 | 310 | 245kV, 40kA AIS EQUIPMENT | 1000001673 | 245kV, 1600A, 40 KA, 3-phase DoubleBreak Isolator with one E/S | EA | 4 |  | Included
34 | 7000014957 | 320 | 245kV, 40kA AIS EQUIPMENT | 1000001681 | 245 kV, 1600A, 40KA, 1-Phase CurrentTransformer with 120% extended currentrating | EA | 6 |  | Included
35 | 7000014957 | 330 | 245kV, 40kA AIS EQUIPMENT | 1000020417 | 216kV Surge Arrester (1-phase) | EA | 6 |  | Included
36 | 7000014957 | 340 | 245kV, 40kA AIS EQUIPMENT | 1000001695 | 245 kV, 1 phase Bus Post Insulator (except for Line Traps) | EA | 31 |  | Included
37 | 7000014957 | 390 | Erection Hardware for 420&220KV | 1000011318 | Erection Hardware for 400kV I type layout-Bus Work (For one diameter)as per technical specification | SET | 1 |  | Included
38 | 7000014957 | 350 | Erection Hardware for 420&220KV | 1000011327 | Erection Hardware for 400kV I type layout-Transformer bay as pertechnical specification | SET | 1 |  | Included
39 | 7000014957 | 360 | Erection Hardware for 420&220KV | 1000011326 | Erection Hardware for 400kV I type layout-Spare bay of half dia as pertechnical specification | SET | 1 |  | Included
40 | 7000014957 | 370 | Erection Hardware for 420&220KV | 1000033338 | ERECTION HARDWARE FOR 220KV LAYOUT ( ONE AND HALF BREAKER I TYPESCHEME)-TRANSFORMER BAY AS PER TECHNICAL SPECIIFCATION | SET | 1 |  | Included
41 | 7000014957 | 380 | Erection Hardware for 420&220KV | 1000033340 | ERECTION HARDWARE FOR 220KV LAYOUT ( ONE AND HALF BREAKER I TYPESCHEME)-SPARE BAY OF HALF DIAMETER AS PER TECHNICAL SPECIIFCATION | SET | 1 |  | Included
42 | 7000014957 | 400 | Earthmat | 1000032055 | 40 MM MS ROD FOR MAIN EARTHMAT | KM | 1.5 |  | Included
43 | 7000014957 | 410 | CRP for conventianal 420kV & 220Kv Bays | 1000006843 | Augmentation of existing 400kV bus bar protection scheme | SET | 1 |  | Included
44 | 7000014957 | 420 | CRP for conventianal 420kV & 220Kv Bays | 1000004273 | 400kV Transformer Protection Panel (For both HV & MV side) | EA | 1 |  | Included
45 | 7000014957 | 450 | CRP for conventianal 420kV & 220Kv Bays | 1000055445 | 400KV CIRCUIT BREAKER RELAY PANEL | EA | 2 |  | Included
46 | 7000014957 | 430 | CRP for conventianal 420kV & 220Kv Bays | 1000006842 | Augmentation of existing 220kV bus bar protection scheme | SET | 1 |  | Included
47 | 7000014957 | 440 | CRP for conventianal 420kV & 220Kv Bays | 1000055442 | 220KV CIRCUIT BREAKER RELAY PANEL | EA | 2 |  | Included
48 | 7000014957 | 460 | 220kV EHV Cable & Associated Equipments | 1000028468 | 220 KV OUTDOOR TERMINATION KIT SUITABLE FOR 220 KV XLPECABLE | SET | 8 |  | Included
49 | 7000014957 | 470 | 220kV EHV Cable & Associated Equipments | 1000032030 | 220KV HV POWER CABLE ALONG WITH ACCESSORIES | KM | 1.2 |  | Included
50 | 7000014957 | 480 | AIR CONDITIONING & VENTILATION SYSTEM | 1000006284 | Air conditioning system for Switchyard Panel Room of 6m length | SET | 2 |  | Included
51 | 7000014957 | 490 | FIRE FIGHTING SYSTEM | 1000012069 | HVW spray system, Hydrant system and complete U/G & O/G piping andaccessories etc. out side the pump house for 500MVA , 400KV/220/33kV, 3-phase Autotransformer | SET | 1 |  | Included
52 | 7000014957 | 500 | FIRE FIGHTING SYSTEM | 1000012018 | Fire Detection and Alarm System for Switchyard Panel Room of 6 mlength | SET | 2 |  | Included
53 | 7000014957 | 510 | FIRE FIGHTING SYSTEM | 1000012022 | 4.5 kg CO2 type Portable Fire extinguisher | EA | 2 |  | Included
54 | 7000014957 | 520 | ILLUMINATION SYSTEM | 1000014547 | Lighting Panel type ACP-2 as per technical specification | EA | 2 |  | Included
55 | 7000014957 | 530 | ILLUMINATION SYSTEM | 1000004952 | 63A, 415V : Interlocked switch socket outdoor Receptacle (type RP) asper technical specifications | EA | 2 |  | Included
56 | 7000014957 | 540 | ILLUMINATION SYSTEM | 1000001894 | Outdoor Power Receptacle for oilfiltration unit (250A) | EA | 1 |  | Included
57 | 7000014957 | 550 | ILLUMINATION SYSTEM | 1000038387 | LED FLOOD LIGHT LUMINARIESTYPE FL-1 (150W) AS PER TECHNICALSPECIFICATION | EA | 15 |  | Included
58 | 7000014957 | 560 | ILLUMINATION SYSTEM | 1000038325 | LIGHTING FIXTURE LED LUMINAIRES TYPE FL2 AS PER TECH. SPECIFICATIONS | EA | 10 |  | Included
59 | 7000014957 | 570 | ILLUMINATION SYSTEM | 1000038385 | FIRE WALL MOUNTED LED LUMINARIE TYPE FL-2 (250W) | EA | 2 |  | Included
60 | 7000014957 | 580 | ILLUMINATION SYSTEM | 1000013795 | Illumination System for switchyard panel room of 6 m length | LS | 2 |  | Included
61 | 7000014957 | 590 | ILLUMINATION SYSTEM | 1000020248 | Street Light Pole 3-6m | EA | 6 |  | Included
62 | 7000014957 | 600 | ILLUMINATION SYSTEM | 1000038389 | LED STREET LIGHT LUMINAIRE TYPE SL-L1 (= 45W)AS PER TECHNICALSPECIFICATION | EA | 6 |  | Included
63 | 7000014957 | 610 | 400 kV & 220KV TOWERS | 1000020119 | Fabrication, galvanising and supply of Standard 400 kV Gantry G2including nuts, bolts, all type of washers, packplates, step bolts andgusset plates excluding foundation bolts | EA | 2 |  | Included
64 | 7000014957 | 620 | 400 kV & 220KV TOWERS | 1000020118 | Fabrication, galvanising and supply of Standard 400 kV Gantry G1including nuts, bolts, all type of washers, packplates, step bolts andgusset plates excluding foundation bolts | EA | 2 |  | Included
65 | 7000014957 | 630 | 400 kV & 220KV TOWERS | 1000020122 | Fabrication, galvanising and supply of Standard 400 kV Gantry GBincluding nuts, bolts, all type of washers, packplates, step bolts andgusset plates excluding foundation bolts | EA | 2 |  | Included
66 | 7000014957 | 640 | 400 kV & 220KV TOWERS | 1000020125 | Fabrication, galvanising and supply of Standard 400 kV Tower TCincluding nuts, bolts, all type of washers, packplates, step bolts andgusset plates excluding foundation bolts | EA | 2 |  | Included
67 | 7000014957 | 670 | 400 kV & 220KV TOWERS | 1000020135 | Fabrication, galvanising and supply of Standard 400 kV Tower TMincluding nuts, bolts, all type of washers, packplates, step bolts andgusset plates excluding foundation bolts | EA | 2 |  | Included
68 | 7000014957 | 680 | 400 kV & 220KV TOWERS | 1000020131 | Fabrication, galvanising and supply of Standard 400 kV Tower TIincluding nuts, bolts, all type of washers, packplates, step bolts andgusset plates excluding foundation bolts | EA | 2 |  | Included
69 | 7000014957 | 650 | 400 kV & 220KV TOWERS | 1000020103 | Fabrication, galvanising and supply of Standard 220 kV Tower CTAincluding nuts, bolts, all type of washers, packplates, step bolts andgusset plates excluding foundation bolts | EA | 2 |  | Included
70 | 7000014957 | 660 | 400 kV & 220KV TOWERS | 1000020088 | Fabrication, galvanising and supply of Standard 220 kV Gantry BG1including nuts, bolts, all type of washers, packplates, step bolts andgusset plates excluding foundation bolts | EA | 1 |  | Included
71 | 7000014957 | 690 | 400kV Equipment support structures | 1000017567 | Standard Pipe Structure for 400kV BPI (excluding wave trap) | EA | 12 |  | Included
72 | 7000014957 | 700 | 400kV Equipment support structures | 1000020192 | Fabrication, galvanising and supply ofStandard Pipe Structure - 400 kV,1-Phase, CT including nuts, bolts, alltype of washers, packplates, step boltsand gusset plates excluding foundationbolts | EA | 6 |  | Included
73 | 7000014957 | 710 | 400kV Equipment support structures | 1000020194 | Fabrication, galvanising and supply ofStandard Pipe Structure - 400 kV,3-Phase, ISOLATOR including nuts,bolts, all type of washers, packplates,step bolts and gusset plates excludingfoundation bolts | EA | 6 |  | Included
74 | 7000014957 | 720 | 400kV Equipment support structures | 1000020195 | Fabrication, galvanising and supply ofStandard Pipe Structure - 400 kV,1-Phase, SA including nuts, bolts,all type of washers, packplates, stepbolts and gusset plates excludingfoundation bolts | EA | 3 |  | Included
75 | 7000014957 | 730 | 220kV Equipment support structures | 1000017565 | Fabrication, galvanising and supply of Std Pipe Structure - 220 kV highBPI including nuts, bolts, all type of washers, packplates, step boltsand gusset plates excluding foundation bolts | EA | 12 |  | Included
76 | 7000014957 | 740 | 220kV Equipment support structures | 1000017562 | Standard Pipe Structure for 220kV BPI (excluding wave trap) | EA | 19 |  | Included
77 | 7000014957 | 750 | 220kV Equipment support structures | 1000020187 | Fabrication, galvanising and supply of Standard Pipe Structure - 220kV CT including nuts, bolts, all type of washers, packplates, stepbolts and gusset plates excluding foundation bolts | EA | 6 |  | Included
78 | 7000014957 | 760 | 220kV Equipment support structures | 1000020189 | Fabrication, galvanising and supply of Standard Pipe Structure - 220kV ISOLATOR including nuts, bolts, all type of washers, packplates,step bolts and gusset plates excluding foundation bolts | EA | 4 |  | Included
79 | 7000014957 | 770 | 220kV Equipment support structures | 1000020190 | Fabrication, galvanising and supply of Standard Pipe Structure - 220kV SA including nuts, bolts, all type of washers, packplates, stepbolts and gusset plates excluding foundation bolts | EA | 6 |  | Included
80 | 7000014957 | 1000 | VMS | 1000017401 | PTZ Camera for Video Monitoring System | EA | 4 |  | Included
81 | 7000014957 | 1020 | LT SWITCHGEAR | 1000004304 | 415V ACDB (Extn.) | SET | 1 |  | Included
82 | 7000014957 | 1030 | LT SWITCHGEAR | 1000001145 | 220V DCDB (Extn.) | SET | 1 |  | Included
83 | 7000014957 | 1050 | CABLES | 1000000443 | 1.1kV grade Power Cables (PVCinsulated)along withlugs,glands,straight joints &accessories,etc. | LS | 1 |  | Included
84 | 7000014957 | 1060 | CABLES | 1000000442 | 1.1kV grade Control Cables (PVCinsulated) along withlugs,glands,straight joints &accessories,etc. | LS | 1 |  | Included
85 | 7000014957 | 1070 | CABLES | 1000000444 | 1.1kV grade Power Cables (XLPEinsulated) along withlugs,glands,straight joints &accessories,etc. | LS | 1 |  | Included
86 | 7000014957 | 780 | SPARES FOR 245kV & 400KV CB | 1000019918 | Spares for 420kV Circuit Breaker | LS | 1 |  | Included
87 | 7000014957 | 790 | SPARES FOR 245kV & 400KV CB | 1000025935 | Spare-245kV Circuit Breaker | SET | 1 |  | Included
88 | 7000014957 | 800 | SPARES FOR 245kV & 400KV ISO | 1000019919 | Spares for 420kV Double break Isolator | LS | 1 |  | Included
89 | 7000014957 | 810 | SPARES FOR 245kV & 400KV ISO | 1000028206 | Spare- 245kV Isolator | LS | 1 |  | Included
90 | 7000014957 | 820 | SPARES FOR 245kV & 400KV CT | 1000025941 | Spare-420kV CT 1 | SET | 1 |  | Included
91 | 7000014957 | 830 | SPARES FOR 245kV & 400KV CT | 1000025933 | Spare-245kV CT | SET | 1 |  | Included
92 | 7000014957 | 840 | SPARES FOR 216kV & 336KV Surge Arrester | 1000024186 | SPARES FOR 336KV SURGE ARRESTER | LS | 1 |  | Included
93 | 7000014957 | 850 | SPARES FOR 216kV & 336KV Surge Arrester | 1000025930 | Spare-216kV Surge Arrester | SET | 1 |  | Included
94 | 7000014957 | 860 | SPARES FOR CRP | 1000019912 | Relay & protection Panels (with automation) | LS | 1 |  | Included
95 | 7000014985 | 10 | SPARES FOR CRP | 1000019927 | Spares-Substation Automation System | LS | 1 |  | Included
96 | 7000014957 | 990 | SPARES FOR FF SYSTEM | 1000019925 | Spares for Fire Protection System | LS | 1 |  | Included
97 | 7000014957 | 1080 | Foundation Bolts - Supply | 1000012366 | Fabrication, galvanising and supply of 28mm dia foundation boltsincluding nuts, checknuts, washers and packplates. | EA | 520 |  | Included
98 | 7000014957 | 1090 | Foundation Bolts - Supply | 1000012368 | Fabrication, galvanising and supply of 40mm dia foundation boltsincluding nuts, checknuts, washers and packplates. | EA | 24 |  | Included
99 | 7000014957 | 1100 | Foundation Bolts - Supply | 1000012369 | Fabrication, galvanising and supply of 56mm dia foundation boltsincluding nuts, checknuts, washers and packplates | EA | 48 |  | Included
100 | 7000014957 | 1110 | Foundation Bolts - Supply | 1000012373 | Fabrication, galvanising and supply of foundation bolts including nuts,checknut and washers for lattice and pipe structures to be designedduring detailed engineering | MT | 0.2 |  | Included
101 | 7000014957 | 1130 | Non Standard Steel Structures - Supply | 1000015954 | Fabrication, galvanising and supply of Lattice Structures (MS Steel),to be designed during detailed engineering, for towers, beams andequipment support structure including pack plates / packwashers andgusset plates excluding fasteners and foundation bolts | MT | 1.5 |  | Included
102 | 7000014957 | 1140 | Non Standard Steel Structures - Supply | 1000011713 | Fabrication, galvanising and supply of fasteners ( nuts, bolts andwashers ) including step bolts for lattice and pipe structures to bedesigned during detailed engineering | MT | 0.05 |  | Included
IV | Bay Works at Kochi SS
103 | 7000014957 | 1180 | 420kV, 40kA AIS EQUIPMENT | 1000004475 | 420kV, 3150A, 40kA Circuit Breaker(3-Phase) with closing resistor (withsupport structure) | EA | 1 |  | Included
104 | 7000014957 | 1190 | 420kV, 40kA AIS EQUIPMENT | 1000004474 | 420kV, 3150A, 40kA Circuit Breaker(3-Phase) without closing resistor(with support structure) | EA | 1 |  | Included
105 | 7000014957 | 1200 | 420kV, 40kA AIS EQUIPMENT | 1000004459 | 420 kV, 3000A, 40KA, 1-Phase CurrentTransformer with 120% extended currentrating | EA | 6 |  | Included
106 | 7000014957 | 1210 | 420kV, 40kA AIS EQUIPMENT | 1000004468 | 420kV, 3150A, 40KA, Isolator (3-phase)(Double Break) with one E/S | EA | 6 |  | Included
107 | 7000014957 | 1220 | 420kV, 40kA AIS EQUIPMENT | 1000020419 | 336kV Surge Arrester (1-phase) | EA | 3 |  | Included
108 | 7000014957 | 1230 | 420kV, 40kA AIS EQUIPMENT | 1000004401 | 420 kV, 1 phase Bus Post Insulator (except for Line Traps) | EA | 10 |  | Included
109 | 7000014957 | 1240 | 245kV, 40kA AIS EQUIPMENT | 1000001671 | 245kV, 1600A, 40KA Circuit Breaker(3-Phase) with support structure | EA | 1 |  | Included
110 | 7000014957 | 1250 | 245kV, 40kA AIS EQUIPMENT | 1000001673 | 245kV, 1600A, 40 KA, 3-phase DoubleBreak Isolator with one E/S | EA | 1 |  | Included
111 | 7000014957 | 1260 | 245kV, 40kA AIS EQUIPMENT | 1000001674 | 245kV, 1600A, 40 KA, 3-phase DoubleBreak Isolator with two E/S | EA | 1 |  | Included
112 | 7000014957 | 1270 | 245kV, 40kA AIS EQUIPMENT | 1000001794 | 245kV, 1600A, 40 KA, 3-phase DoubleBreak Tandem Isolator without E/S | EA | 2 |  | Included
113 | 7000014957 | 1280 | 245kV, 40kA AIS EQUIPMENT | 1000001681 | 245 kV, 1600A, 40KA, 1-Phase CurrentTransformer with 120% extended currentrating | EA | 3 |  | Included
114 | 7000014957 | 1290 | 245kV, 40kA AIS EQUIPMENT | 1000020417 | 216kV Surge Arrester (1-phase) | EA | 3 |  | Included
115 | 7000014957 | 1300 | 245kV, 40kA AIS EQUIPMENT | 1000001695 | 245 kV, 1 phase Bus Post Insulator (except for Line Traps) | EA | 17 |  | Included
116 | 7000014957 | 1310 | Erection Hardware for 420 kV I Type S/Y | 1000011318 | Erection Hardware for 400kV I type layout-Bus Work (For one diameter)as per technical specification | SET | 1 |  | Included
117 | 7000014957 | 1320 | Erection Hardware for 420 kV I Type S/Y | 1000011327 | Erection Hardware for 400kV I type layout-Transformer bay as pertechnical specification | SET | 1 |  | Included
118 | 7000014957 | 1330 | Erection Hardware for 420 kV I Type S/Y | 1000011326 | Erection Hardware for 400kV I type layout-Spare bay of half dia as pertechnical specification | SET | 1 |  | Included
119 | 7000014957 | 1340 | Erection Hardware for 220 kV DMT Type S | 1000011264 | Erection Hardware for 220kV layout (Double Main and TransferScheme)-Transformer Bay as per technical specification | SET | 1 |  | Included
120 | 7000014957 | 1350 | CRP for 420kV Bays with SAS | 1000002146 | Augmentation of existing 400kV bus bar protection scheme.(No. of baysas per specification)-(with Automation) | SET | 1 |  | Included
121 | 7000014957 | 1360 | CRP for 420kV Bays with SAS | 1000004274 | 400kV Transformer Protection Panel (For both HV & MV side)-(withAutomation) | EA | 1 |  | Included
122 | 7000014957 | 1370 | CRP for 420kV Bays with SAS | 1000002165 | 400kV Circuit Breaker Relay Panel with Auto Reclose (with Automation) | EA | 2 |  | Included
123 | 7000014957 | 1380 | CRP for 220kV Bays with SAS | 1000001170 | 220kV Circuit Breaker Relay Panel with Auto Reclose (with Automation) | EA | 1 |  | Included
124 | 7000014957 | 1390 | SAS-AUG | 1000003409 | Augmentation of Substation automation System for 400kV Main bay as perTechnical Specification | EA | 2 |  | Included
125 | 7000014957 | 1400 | SAS-AUG | 1000003411 | Augmentation of Substation automation System for 400kV Tie bay as perTechnical Specification | EA | 1 |  | Included
126 | 7000014957 | 1410 | SAS-AUG | 1000001333 | Augmentation of Substation automation System for 220kV bay as perTechnical Specification | EA | 1 |  | Included
127 | 7000014957 | 2000 | LT SWITCHGEAR | 1000001145 | 220V DCDB (Extn.) | SET | 1 |  | Included
128 | 7000014957 | 2010 | LT SWITCHGEAR | 1000004304 | 415V ACDB (Extn.) | SET | 1 |  | Included
129 | 7000014957 | 1420 | POWER & CONTROL CABLE | 1000000443 | 1.1kV grade Power Cables (PVCinsulated)along withlugs,glands,straight joints &accessories,etc. | LS | 1 |  | Included
130 | 7000014957 | 1430 | POWER & CONTROL CABLE | 1000000444 | 1.1kV grade Power Cables (XLPEinsulated) along withlugs,glands,straight joints &accessories,etc. | LS | 1 |  | Included
131 | 7000014957 | 1440 | POWER & CONTROL CABLE | 1000000442 | 1.1kV grade Control Cables (PVCinsulated) along withlugs,glands,straight joints &accessories,etc. | LS | 1 |  | Included
132 | 7000014957 | 1450 | AIR CONDITIONING & VENTILATION SYSTEM | 1000006284 | Air conditioning system for Switchyard Panel Room of 6m length | SET | 1 |  | Included
133 | 7000014957 | 1970 | VMS | 1000017401 | PTZ Camera for Video Monitoring System | EA | 3 |  | Included
134 | 7000014957 | 1460 | FIRE FIGHTING SYSTEM | 1000012022 | 4.5 kg CO2 type Portable Fire extinguisher | EA | 1 |  | Included
135 | 7000014957 | 1470 | FIRE FIGHTING SYSTEM | 1000012018 | Fire Detection and Alarm System for Switchyard Panel Room of 6 mlength | SET | 1 |  | Included
136 | 7000014957 | 1480 | FIRE FIGHTING SYSTEM | 1000012069 | HVW spray system, Hydrant system and complete U/G & O/G piping andaccessories etc. out side the pump house for 500MVA , 400KV/220/33kV, 3-phase Autotransformer | SET | 1 |  | Included
137 | 7000014957 | 1490 | ILLUMINATION SYSTEM | 1000014547 | Lighting Panel type ACP-2 as per technical specification | EA | 1 |  | Included
138 | 7000014957 | 1500 | ILLUMINATION SYSTEM | 1000004952 | 63A, 415V : Interlocked switch socket outdoor Receptacle (type RP) asper technical specifications | EA | 2 |  | Included
139 | 7000014957 | 1510 | ILLUMINATION SYSTEM | 1000001894 | Outdoor Power Receptacle for oilfiltration unit (250A) | EA | 1 |  | Included
140 | 7000014957 | 1520 | ILLUMINATION SYSTEM | 1000038387 | LED FLOOD LIGHT LUMINARIESTYPE FL-1 (150W) AS PER TECHNICALSPECIFICATION | EA | 12 |  | Included
141 | 7000014957 | 1530 | ILLUMINATION SYSTEM | 1000038325 | LIGHTING FIXTURE LED LUMINAIRES TYPE FL2 AS PER TECH. SPECIFICATIONS | EA | 12 |  | Included
142 | 7000014957 | 1540 | ILLUMINATION SYSTEM | 1000038385 | FIRE WALL MOUNTED LED LUMINARIE TYPE FL-2 (250W) | EA | 2 |  | Included
143 | 7000014957 | 1550 | ILLUMINATION SYSTEM | 1000013795 | Illumination System for switchyard panel room of 6 m length | LS | 1 |  | Included
144 | 7000014957 | 1570 | 400 kV TOWERS | 1000020118 | Fabrication, galvanising and supply of Standard 400 kV Gantry G1including nuts, bolts, all type of washers, packplates, step bolts andgusset plates excluding foundation bolts | EA | 1 |  | Included
145 | 7000014957 | 1560 | 400 kV TOWERS | 1000020119 | Fabrication, galvanising and supply of Standard 400 kV Gantry G2including nuts, bolts, all type of washers, packplates, step bolts andgusset plates excluding foundation bolts | EA | 5 |  | Included
146 | 7000014957 | 1600 | 400 kV TOWERS | 1000020135 | Fabrication, galvanising and supply of Standard 400 kV Tower TMincluding nuts, bolts, all type of washers, packplates, step bolts andgusset plates excluding foundation bolts | EA | 2 |  | Included
147 | 7000014957 | 1590 | 400 kV TOWERS | 1000020131 | Fabrication, galvanising and supply of Standard 400 kV Tower TIincluding nuts, bolts, all type of washers, packplates, step bolts andgusset plates excluding foundation bolts | EA | 2 |  | Included
148 | 7000014957 | 1580 | 400 kV TOWERS | 1000020125 | Fabrication, galvanising and supply of Standard 400 kV Tower TCincluding nuts, bolts, all type of washers, packplates, step bolts andgusset plates excluding foundation bolts | EA | 2 |  | Included
149 | 7000014957 | 1610 | 400kV Equipment support structures | 1000017567 | Standard Pipe Structure for 400kV BPI (excluding wave trap) | EA | 10 |  | Included
150 | 7000014957 | 1620 | 400kV Equipment support structures | 1000020192 | Fabrication, galvanising and supply ofStandard Pipe Structure - 400 kV,1-Phase, CT including nuts, bolts, alltype of washers, packplates, step boltsand gusset plates excluding foundationbolts | EA | 6 |  | Included
151 | 7000014957 | 1630 | 400kV Equipment support structures | 1000020194 | Fabrication, galvanising and supply ofStandard Pipe Structure - 400 kV,3-Phase, ISOLATOR including nuts,bolts, all type of washers, packplates,step bolts and gusset plates excludingfoundation bolts | EA | 6 |  | Included
152 | 7000014957 | 1640 | 400kV Equipment support structures | 1000020195 | Fabrication, galvanising and supply ofStandard Pipe Structure - 400 kV,1-Phase, SA including nuts, bolts,all type of washers, packplates, stepbolts and gusset plates excludingfoundation bolts | EA | 3 |  | Included
153 | 7000014957 | 1650 | 220 kV Towers | 1000020097 | Fabrication, galvanising and supply of Standard 220 kV Tower CAincluding nuts, bolts, all type of washers, packplates, step bolts andgusset plates excluding foundation bolts | EA | 4 |  | Included
154 | 7000014957 | 1660 | 220 kV Towers | 1000020105 | Fabrication, galvanising and supply of Standard 220 kV Tower CTCincluding nuts, bolts, all type of washers, packplates, step bolts andgusset plates excluding foundation bolts | EA | 1 |  | Included
155 | 7000014957 | 1670 | 220 kV Towers | 1000020086 | Fabrication, galvanising and supply of Standard 220 kV Gantry B1including nuts, bolts, all type of washers, packplates, step bolts andgusset plates excluding foundation bolts | EA | 5 |  | Included
156 | 7000014957 | 1680 | 220kV Equipment support structures | 1000017565 | Fabrication, galvanising and supply of Std Pipe Structure - 220 kV highBPI including nuts, bolts, all type of washers, packplates, step boltsand gusset plates excluding foundation bolts | EA | 3 |  | Included
157 | 7000014957 | 1690 | 220kV Equipment support structures | 1000017562 | Standard Pipe Structure for 220kV BPI (excluding wave trap) | EA | 14 |  | Included
158 | 7000014957 | 1700 | 220kV Equipment support structures | 1000020187 | Fabrication, galvanising and supply of Standard Pipe Structure - 220kV CT including nuts, bolts, all type of washers, packplates, stepbolts and gusset plates excluding foundation bolts | EA | 3 |  | Included
159 | 7000014957 | 1710 | 220kV Equipment support structures | 1000020189 | Fabrication, galvanising and supply of Standard Pipe Structure - 220kV ISOLATOR including nuts, bolts, all type of washers, packplates,step bolts and gusset plates excluding foundation bolts | EA | 4 |  | Included
160 | 7000014957 | 1720 | 220kV Equipment support structures | 1000020190 | Fabrication, galvanising and supply of Standard Pipe Structure - 220kV SA including nuts, bolts, all type of washers, packplates, stepbolts and gusset plates excluding foundation bolts | EA | 3 |  | Included
161 | 7000014957 | 1730 | SPARES FOR 400&220KV CB | 1000019918 | Spares for 420kV Circuit Breaker | LS | 1 |  | Included
162 | 7000014957 | 1740 | SPARES FOR 400&220KV CB | 1000025935 | Spare-245kV Circuit Breaker | SET | 1 |  | Included
163 | 7000014957 | 1750 | SPARES FOR 245KV& 400KV ISO | 1000019919 | Spares for 420kV Double break Isolator | LS | 1 |  | Included
164 | 7000014957 | 1760 | SPARES FOR 245KV& 400KV ISO | 1000028206 | Spare- 245kV Isolator | LS | 1 |  | Included
165 | 7000014957 | 1770 | SPARES FOR 245kV 40kA CT | 1000025941 | Spare-420kV CT 1 | SET | 1 |  | Included
166 | 7000014957 | 1780 | SPARES FOR 245kV 40kA CT | 1000025933 | Spare-245kV CT | SET | 1 |  | Included
167 | 7000014957 | 1790 | SPARES FOR 216kV Surge Arrester | 1000024186 | SPARES FOR 336KV SURGE ARRESTER | LS | 1 |  | Included
168 | 7000014957 | 1800 | SPARES FOR 216kV Surge Arrester | 1000025930 | Spare-216kV Surge Arrester | SET | 1 |  | Included
169 | 7000014957 | 1810 | SPARES FOR CRP | 1000019912 | Relay & protection Panels (with automation) | LS | 1 |  | Included
170 | 7000014986 | 10 | SPARES FOR CRP | 1000019927 | Spares-Substation Automation System | LS | 1 |  | Included
171 | 7000014957 | 1990 | SPARES FOR FF SYSTEM | 1000019925 | Spares for Fire Protection System | LS | 1 |  | Included
172 | 7000014957 | 2030 | Foundation Bolts Supply | 1000012366 | Fabrication, galvanising and supply of 28mm dia foundation boltsincluding nuts, checknuts, washers and packplates. | EA | 432 |  | Included
173 | 7000014957 | 2040 | Foundation Bolts Supply | 1000012368 | Fabrication, galvanising and supply of 40mm dia foundation boltsincluding nuts, checknuts, washers and packplates. | EA | 88 |  | Included
174 | 7000014957 | 2050 | Foundation Bolts Supply | 1000012369 | Fabrication, galvanising and supply of 56mm dia foundation boltsincluding nuts, checknuts, washers and packplates | EA | 56 |  | Included
V | 1 no. 230kV Bay at Tuticorin-II GIS PS
175 | 7000015629 | 420 | 220 kV HYBRID EQP | 1000045815 | 245KV, 1600 A, DM TYPE SF6 MTS/HYBRID GIS ICT/LINEFEEDER BAYSWITCHGEAR ASSEMBLY AS PER SECTION-PROJECT, TECHNICAL SPECIFICATION | EA | 1 |  | Included
176 | 7000015629 | 70 | 220 kV Equipment | 1000001695 | 245 kV, 1 phase Bus Post Insulator (except for Line Traps) | EA | 16 |  | Included
177 | 7000015629 | 80 | 220 kV Equipment | 1000020380 | 216kV, 10 kA ,ZnO (Gapless) type Surge Arrester (1-phase) | EA | 3 |  | Included
178 | 7000015629 | 90 | 220 kV Equipment | 1000001772 | 245 kV, 4400pf Capacitive Voltage Transformer (1- Phase) | EA | 3 |  | Included
179 | 7000015629 | 10 | 220 kV Erection Hardware | 1000011246 | Erection Hardware for 220kV DM-type layout for GIS terminationarrangement-Line bay as per technical specification | SET | 1 |  | Included
180 | 7000015629 | 20 | 220 kV Erection Hardware | 1000033098 | ERECTION HARDWARE FOR 220KV LAYOUT (DOUBLE MAIN SCHEME)-BUS WORK(THREE BAY) AS PER TECHNICAL SPECIFICATION | SET | 1 |  | Included
181 | 7000015629 | 100 | 220 KV CRP | 1000001170 | 220kV Circuit Breaker Relay Panel with Auto Reclose (with Automation) | EA | 1 |  | Included
182 | 7000015629 | 110 | 220 KV CRP | 1000001330 | 220kV Line Protection Panel (with Automation) | EA | 1 |  | Included
183 | 7000015629 | 120 | 220 KV CRP | 1000026235 | Line Current Differential Relay | SET | 2 |  | Included
184 | 7000015629 | 130 | 220 KV Substation Automation | 1000001333 | Augmentation of Substation automation System for 220kV bay as perTechnical Specification | EA | 1 |  | Included
185 | 7000015629 | 30 | Illumination | 1000014547 | Lighting Panel type ACP-2 as per technical specification | EA | 1 |  | Included
186 | 7000015629 | 40 | Illumination | 1000038387 | LED FLOOD LIGHT LUMINARIESTYPE FL-1 (150W) AS PER TECHNICALSPECIFICATION | EA | 10 |  | Included
187 | 7000015629 | 50 | Illumination | 1000038325 | LIGHTING FIXTURE LED LUMINAIRES TYPE FL2 AS PER TECH. SPECIFICATIONS | EA | 5 |  | Included
188 | 7000015629 | 60 | Illumination | 1000004952 | 63A, 415V : Interlocked switch socket outdoor Receptacle (type RP) asper technical specifications | EA | 1 |  | Included
189 | 7000014984 | 20 | Illumination | 1000013795 | Illumination System for switchyard panel room of 6 m length | LS | 1 |  | Included
190 | 7000015629 | 140 | STEEL STRUCTURE | 1000017562 | Standard Pipe Structure for 220kV BPI (excluding wave trap) | EA | 10 |  | Included
191 | 7000015629 | 150 | STEEL STRUCTURE | 1000020190 | Fabrication, galvanising and supply of Standard Pipe Structure - 220kV SA including nuts, bolts, all type of washers, packplates, stepbolts and gusset plates excluding foundation bolts | EA | 3 |  | Included
192 | 7000015629 | 160 | STEEL STRUCTURE | 1000020109 | Fabrication, galvanising and supply of Standard 220 kV Tower CTGincluding nuts, bolts, all type of washers, packplates, step bolts andgusset plates excluding foundation bolts | EA | 2 |  | Included
193 | 7000015629 | 170 | STEEL STRUCTURE | 1000020110 | Fabrication, galvanising and supply of Standard 220 kV Tower CTHincluding nuts, bolts, all type of washers, packplates, step bolts andgusset plates excluding foundation bolts | EA | 1 |  | Included
194 | 7000015629 | 180 | STEEL STRUCTURE | 1000029300 | Fabrication, galvanising and supply of Standard 220 kV Gantry B1including nuts, bolts, all type of washers, packplates, step bolts andgusset plates excluding foundation bolts | EA | 1 |  | Included
195 | 7000015629 | 190 | STEEL STRUCTURE | 1000020098 | Fabrication, galvanising and supply of Standard 220 kV Tower CBincluding nuts, bolts, all type of washers, packplates, step bolts andgusset plates excluding foundation bolts | EA | 2 |  | Included
196 | 7000015629 | 200 | STEEL STRUCTURE | 1000017565 | Fabrication, galvanising and supply of Std Pipe Structure - 220 kV highBPI including nuts, bolts, all type of washers, packplates, step boltsand gusset plates excluding foundation bolts | EA | 6 |  | Included
197 | 7000015629 | 210 | STEEL STRUCTURE | 1000020188 | Fabrication, galvanising and supply of Standard Pipe Structure - 220kV CVT including nuts, bolts, all type of washers, packplates, stepbolts and gusset plates excluding foundation bolts | EA | 3 |  | Included
198 | 7000015629 | 220 | STEEL STRUCTURE | 1000056295 | FABRICATION, GALVANISING AND SUPPLY OF STANDARD 220 KV GANTRY BG1(14M) INCLUDING NUTS, BOLTS, ALL TYPE OF WASHERS, PACKPLATES, STEPBOLTS AND GUSSET PLATES EXCLUDING FOUNDATION BOLTS | EA | 2 |  | Included
199 | 7000015629 | 330 | Power and Control Cable | 1000000443 | 1.1kV grade Power Cables (PVCinsulated)along withlugs,glands,straight joints &accessories,etc. | LS | 1 |  | Included
200 | 7000015629 | 340 | Power and Control Cable | 1000000442 | 1.1kV grade Control Cables (PVCinsulated) along withlugs,glands,straight joints &accessories,etc. | LS | 1 |  | Included
201 | 7000015629 | 350 | CRP Common | 1000025391 | Relay Test kit | EA | 1 |  | Included
202 | 7000015629 | 360 | VMS System | 1000030433 | COLOR IP CAMERA, WITH PAN, TILT AND ZOOM FACILITIES, ALONGWITH ALLREQUIRED ITEMS, ACCESSORIES, LINE INTERFACE UNITS, FIBER PATCH CORDS,POWER SUPPLY UNITS, JUNCTION BOXES, CABLES, FIBER OPTIC CABLES, ETC.,AND INCLUDING INTEGRATION IN EXISTING HARDWARE AND SOFTWARE FORAUGMENTATION OF VISUAL MONITORING SYSTEM AS PER TECHNICALSPECIFICATION. | SET | 2 |  | Included
203 | 7000015629 | 390 | Foundation Bolts | 1000012366 | Fabrication, galvanising and supply of 28mm dia foundation boltsincluding nuts, checknuts, washers and packplates. | EA | 120 |  | Included
204 | 7000015629 | 400 | Foundation Bolts | 1000012369 | Fabrication, galvanising and supply of 56mm dia foundation boltsincluding nuts, checknuts, washers and packplates | EA | 32 |  | Included
205 | 7000015629 | 410 | Foundation Bolts | 1000012368 | Fabrication, galvanising and supply of 40mm dia foundation boltsincluding nuts, checknuts, washers and packplates. | EA | 16 |  | Included
206 | 7000015629 | 440 | SPARE-Hybrid GIS | 1000046559 | SPARE - 220KV HYBRID GIS/MTS ASSEMBLY (AS PER TECHNICAL SPECIFICATION) | SET | 1 |  | Included
207 | 7000015629 | 290 | 220 kV Spare | 1000025930 | Spare-216kV Surge Arrester | SET | 1 |  | Included
208 | 7000015629 | 300 | 220 kV Spare | 1000025934 | Spare-245kV CVT | SET | 1 |  | Included
209 | 7000015629 | 310 | 220 kV Spare | 1000019912 | Relay & protection Panels (with automation) | LS | 1 |  | Included
210 | 7000014984 | 10 | 220 kV Spare | 1000019927 | Spares-Substation Automation System | LS | 1 |  | Included
211 | 7000014984 | 30 | Fire fighting system | 1000012018 | Fire Detection and Alarm System for Switchyard Panel Room of 6 mlength | SET | 1 |  | Included
212 | 7000014984 | 40 | Fire fighting system | 1000012022 | 4.5 kg CO2 type Portable Fire extinguisher | EA | 1 |  | Included
213 | 7000014984 | 60 | Air conditioning system | 1000006284 | Air conditioning system for Switchyard Panel Room of 6m length | SET | 1 |  | Included
[5 empty] | Total F&I Price |  |  |  | 0
#
Bidders to note that the item description under various schedules are through unique material ID for respective items under SAP ERP System and therefore, identical item description appears in schedule-1(Ex-works) & schedule-2(F&I). However, the prices to be quoted in Price Schedule-2(F&I) shall be towards Local Transportation, Insurance and other Incidental Services only in line with clause ITB 11.4(b).
Date: | --
Place: | [6 empty] | Printed Name :
Designation :
Click for Sch-3

## Sch-2 Dis (hidden)
Specification No.: 5002001880/SUB-STATION(EXCLUDIN/DOM/A02-CC CS -3 |  |  |  |  | Schedule - 2 Dis
Substation Package-SS82 for extension of NP Kunta substation, Kolar substation, Hiriyur substation, Kochi substation & Tuticorin GIS substation under (a) Regional system strengthening scheme to mitigate the overloading of 400kV NP Kunta – Kolar S/C line; (b) Augmentation of transformation capacity at existing Hiriyur S/S and Kochi S/S; & (c) Implementation of 1 no. of 230kV bay at Tuticorin – II GIS PS. | [5 empty] | As per Lum-sum |  | 0
(SCHEDULE OF RATES AND PRICES : FREIGHT & INSURANCE CHARGES) | [5 empty] | AS per Percent |  | #REF!
[6 empty] | As per lum-sum on Sch-2 |  | 0%
Bidder’s Name and Address (Lead Partner) : |  |  |  | To: |  | As per Percent on Sch-2 |  | #REF!
|  |  |  | Contracts Services, 3rd Floor |  | Total Discount |  | #REF!
Name : | …….. …….. …….. …….. …….. …….. |  |  | Power Grid Corporation of India Ltd.,
Address : | …….. …….. …….. …….. …….. …….. |  |  | "Saudamini", Plot No.-2
| …….. …….. …….. …….. …….. …….. |  |  | Sector-29, |  | Multipackage Discount |  | 0%
| …….. …….. …….. …….. …….. …….. |  |  | Gurgaon (Haryana) - 122001
[5 empty] | All Prices are in Indian Rupees. |  | Amount after Discount (Rs.) |  | Dis Alert | Amount after MPD (Rs.)
SI. No. | Description | Unit | Quantity | Unit Freight & Insurance Charges | Total Freight & Insurance Charges |  | Unit Freight & Insurance Charges | Total Freight & Insurance Charges |  | Unit Freight & Insurance Charges | Total Freight & Insurance Charges
1 | 2 | 3 | 4 | 5 | 6 = 4 x 5 |  | 5 | 6 = 4 x 5 |  | 5 | 6 = 4 x 5
#REF! | #REF!
#REF! | #REF! | #REF! | #REF! | #REF! | #REF!
#REF! | #REF! | #REF! | #REF! | #REF! | #REF!
#REF! | #REF!
#REF! | #REF! | #REF! | #REF! | #REF! | #REF!
#REF! | #REF! | #REF! | #REF! | #REF! | #REF!
#REF! | #REF!
#REF! | #REF! | #REF! | #REF! | #REF! | #REF!
#REF! | #REF! | #REF! | #REF! | #REF! | #REF!
#REF! | #REF! | #REF! | #REF! | #REF! | #REF!
#REF! | #REF! | #REF! | #REF! | #REF! | #REF!
#REF! | #REF! | #REF! | #REF! | #REF! | #REF!
#REF! | #REF! | #REF! | #REF! | #REF! | #REF!
#REF! | #REF!
#REF! | #REF! | #REF! | #REF! | #REF! | #REF!
#REF! | #REF!
#REF! | #REF! | #REF! | #REF! | #REF! | #REF!
#REF! | #REF! | #REF! | #REF! | #REF! | #REF!
#REF! | #REF! | #REF! | #REF! | #REF! | #REF!
#REF! | #REF! | #REF! | #REF! | #REF! | #REF!
#REF! | #REF!
#REF! | #REF! | #REF! | #REF! | #REF! | #REF!
#REF! | #REF! | #REF! | #REF! | #REF! | #REF!
#REF! | #REF! | #REF! | #REF! | #REF! | #REF!
#REF! | #REF! | #REF! | #REF! | #REF! | #REF!
#REF! | #REF! | #REF! | #REF! | #REF! | #REF!
#REF! | #REF! | #REF! | #REF! | #REF! | #REF!
#REF! | #REF! | #REF! | #REF! | #REF! | #REF!
#REF! | #REF! | #REF! | #REF! | #REF! | #REF!
#REF! | #REF!
| #REF! | #REF! | #REF! | #REF! | #REF!
#REF! | #REF! | #REF! | #REF! | #REF! | #REF!
#REF! | #REF! | #REF! | #REF! | #REF! | #REF!
| Total F&I Price |  |  |  | #REF!
Date : | --
Place : |  |  | Printed Name :
Designation :
Click for Sch-3

## Sch-3
Specification No.: 5002001880/SUB-STATION(EXCLUDIN/DOM/A02-CC CS -3 | [14 empty] | Schedule - 3
Substation Package-SS82 for extension of NP Kunta substation, Kolar substation, Hiriyur substation, Kochi substation & Tuticorin GIS substation under (a) Regional system strengthening scheme to mitigate the overloading of 400kV NP Kunta – Kolar S/C line; (b) Augmentation of transformation capacity at existing Hiriyur S/S and Kochi S/S; & (c) Implementation of 1 no. of 230kV bay at Tuticorin – II GIS PS. | [18 empty] | As per Lum-sum |  | 0%
(SCHEDULE OF RATES AND PRICES ) | [18 empty] | AS per Percent |  | #REF!
[19 empty] | As per lum-sum on Sch-3 |  | 0%
Bidder’s Name and Address (Lead Partner) : | [11 empty] | To: | [6 empty] | As per Percent on Sch-3 |  | #REF!
[12 empty] | Contracts Services, 3rd Floor | [6 empty] | Total Discount |  | #REF!
Name : |  | …….. …….. …….. …….. …….. …….. | [9 empty] | Power Grid Corporation of India Ltd.,
Address : |  | …….. …….. …….. …….. …….. …….. | [9 empty] | "Saudamini", Plot No.-2
|  | …….. …….. …….. …….. …….. …….. | [9 empty] | Sector-29, | [6 empty] | Multipackage lum-sum |  | 0%
|  | …….. …….. …….. …….. …….. …….. | [9 empty] | Gurgaon (Haryana) - 122001
[7 empty] | INSTALLATION CHARGES | [12 empty] | Amount after Discount (Rs.) |  | Dis Alert | Amount after MPD (Rs.)
All Prices are in Indian Rupees.
SI. No. | PR No | PR Line Item No | Activity Header | PR Activity No | Activity Description | Service Code | SAC (Service Accounting Codes) | Whether SAC in column '8’ is confirmed. If not indicate applicable the SAC * | Rate of GST applicable ( in %) | Whether rate of GST in column ‘4’ is confirmed. If not indicate applicable rate of GST * | Description | Unit | Quantity | Unit Erection Charges | Total Erection Charges | Total GST as confirmed by Bidder |  |  |  | Unit Erection Charges | Total Erection Charges |  | Unit Erection Charges | Total Erection Charges
1 | 2 | 3 | 4 | 5 | 6 | 7 | 8 | 9 | 10 | 11 | 12 | 13 | 14 | 15 | 16 = 14 x 15 | 17 |  |  |  | 5 | 6 = 4 x 5 |  | 5 | 6 = 4 x 5
PART A (Substation Portion)
I | Bay Works at Kolar SS | [15 empty] | Revaluation of J column | Tax Calculation
1 | 7000015628 | 90 | 15 | 30 | 400kV equipment | 100000262 | 998736 |  | 18 |  | 420kV, 3150A, 40kA Circuit Breaker(3-Phase) with closing resistor (withsupport structure) | EA | 1 |  | Included | 0 | 0 | 0
2 | 7000015628 | 90 | 15 | 40 | 400kV equipment | 100000263 | 998736 |  | 18 |  | 420kV, 3150A, 40kA Circuit Breaker(3-Phase) without closing resistor(with support structure) | EA | 1 |  | Included | 0 | 0 | 0
3 | 7000015628 | 90 | 15 | 50 | 400kV equipment | 100000271 | 998736 |  | 18 |  | 420 kV, 3000A, 40KA, 1-Phase CurrentTransformer with 120% extended currentrating | EA | 6 |  | Included | 0 | 0 | 0
4 | 7000015628 | 90 | 15 | 60 | 400kV equipment | 100000281 | 998736 |  | 18 |  | 420kV, 3150A, 40KA, Isolator (3-phase)(Double Break) with one E/S | EA | 6 |  | Included | 0 | 0 | 0
5 | 7000015628 | 90 | 15 | 70 | 400kV equipment | 100000328 | 998736 |  | 18 |  | 336kV Surge Arrester (1-phase) | EA | 3 |  | Included | 0 | 0 | 0
6 | 7000015628 | 90 | 15 | 80 | 400kV equipment | 100001559 | 995429 |  | 18 |  | Dismantling of 400kV CB | EA | 2 |  | Included | 0 | 0 | 0
7 | 7000015628 | 90 | 15 | 90 | 400kV equipment | 100001560 | 995429 |  | 18 |  | Dismantling of 400kV CT | EA | 6 |  | Included | 0 | 0 | 0
8 | 7000015628 | 90 | 15 | 100 | 400kV equipment | 100001562 | 995429 |  | 18 |  | Dismantling of 400kV Isolators | EA | 6 |  | Included | 0 | 0 | 0
9 | 7000015628 | 90 | 15 | 110 | 400kV equipment | 100001563 | 995429 |  | 18 |  | Dismantling of 400kV SA | EA | 3 |  | Included | 0 | 0 | 0
10 | 7000015628 | 30 | 40 | 110 | Erection hardware | 100000341 | 998731 |  | 18 |  | Erection Hardware for 400kV D type layout-Line bay as per specification | SET | 1 |  | Included | 0 | 0 | 0
11 | 7000015628 | 30 | 40 | 120 | Erection hardware | 100000347 | 998731 |  | 18 |  | Erection Hardware for 400kV D type layout-Spare bay of half dia. as per specification | SET | 1 |  | Included | 0 | 0 | 0
12 | 7000015628 | 130 | 80 | 20 | structure | 100001212 | 995455 |  | 18 |  | Erection of Pipe Structure - 400 kV 1-Phase CT including nuts, bolts, all type of washers, packplates, step bolts and gusset platesexcluding foundation bolts | EA | 6 |  | Included | 0 | 0 | 0
13 | 7000015628 | 130 | 80 | 30 | structure | 100001214 | 995455 |  | 18 |  | Erection of Pipe Structure - 400 kV 3-Phase ISOLATOR including nuts, bolts, all type of washers, packplates, step bolts and gussetplates excluding foundation bolts | EA | 6 |  | Included | 0 | 0 | 0
14 | 7000015628 | 130 | 80 | 40 | structure | 100001216 | 995455 |  | 18 |  | Erection of Pipe Structure - 400 kV 1-Phase SA including nuts, bolts, all type of washers, packplates, step bolts and gusset platesexcluding foundation bolts | EA | 3 |  | Included | 0 | 0 | 0
15 | 7000015628 | 190 | 110 | 10 | plcc equipment | 100000871 | 998734 |  | 18 |  | 400kV,3150A,0.5mH , 40kA Line Trap | EA | 2 |  | Included | 0 | 0 | 0
16 | 7000015628 | 190 | 110 | 20 | plcc equipment | 100004454 | 995429 |  | 18 |  | DISMANTLING OF 400KV WAVE TRAP | SET | 2 |  | Included | 0 | 0 | 0
17 | 7000015628 | 210 | 130 | 10 | Foundation Bolts - Erection | 100001674 | 995455 |  | 18 |  | Erection of 28mm dia foundation bolts including nuts, checknuts, washers and packplates. | EA | 216 |  | Included | 0 | 0 | 0
18 | 7000015628 | 220 | 140 | 10 | Civil Works | 100004518 | 995433 |  | 18 |  | Excavation in all kind of soil including rock for all leads and lifts, backfilling, disposal of surplus earth within a lead up to2Km as per technical specification. The surplus earth shall be roughly graded . | M3 | 337 |  | Included | 0 | 0 | 0
19 | 7000015628 | 220 | 140 | 20 | Civil Works | 100001325 | 995454 |  | 18 |  | Providing and laying of Plain Cement Concrete (PCC) (1:4:8) | M3 | 17 |  | Included | 0 | 0 | 0
20 | 7000015628 | 220 | 140 | 30 | Civil Works | 100001327 | 995454 |  | 18 |  | Providing and laying of Reinforced Cement Concrete M25 mix including pre cast, shuttering, Grouting of pockets & underpinning butexcluding steel reinforcement | M3 | 107 |  | Included | 0 | 0 | 0
21 | 7000015628 | 220 | 140 | 40 | Civil Works | 100001328 | 995454 |  | 18 |  | Providing and laying Plain Cement Concrete 1:5:10 (1 cement : 5 sand : 10 brick aggregate) | M3 | 498 |  | Included | 0 | 0 | 0
22 | 7000015628 | 220 | 140 | 50 | Civil Works | 100001329 | 995454 |  | 18 |  | Steel Reinforcement | MT | 3 |  | Included | 0 | 0 | 0
23 | 7000015628 | 220 | 140 | 60 | Civil Works | 100001376 | 995428 |  | 18 |  | Removing,cleaning and washing of existing stones and respreading of stones in switchyard after doing anti-weed treatment excludingPCC | M2 | 6500 |  | Included | 0 | 0 | 0
24 | 7000015628 | 220 | 140 | 70 | Civil Works | 100001720 | 995428 |  | 18 |  | Supplying, filling and compacting CNS material as per specification under floors, foundations, roads, cable trenches, drains etc inlayers not exceeding 200 mm thickness | M3 | 68 |  | Included | 0 | 0 | 0
25 | 7000015628 | 220 | 140 | 80 | Civil Works | 100001454 | 995429 |  | 18 |  | Demolishing RCC work including stacking of steel bars and disposal of unserviceable material. | M3 | 103 |  | Included | 0 | 0 | 0
26 | 7000015628 | 250 | 180 | 20 | CABLES for release | 100002181 | 998736 |  | 18 |  | 1.1kV grade Power Cables (PVCinsulated)along withlugs,glands,straight joints &accessories,etc. | LS | 1 |  | Included | 0 | 0 | 0
27 | 7000015628 | 250 | 180 | 30 | CABLES for release | 100002182 | 998736 |  | 18 |  | 1.1kV grade Control Cables (PVCinsulated) along withlugs,glands,straight joints &accessories,etc. | LS | 1 |  | Included | 0 | 0 | 0
II | Bay Works at NP Kunta SS
28 | 7000015628 | 300 | 15 | 20 | 400kV equipment | 100000307 | 998736 |  | 18 |  | 420kV, 3150A, 50KA, Isolator (3-phase)(Double Break) with one E/S | EA | 7 |  | Included | 0 | 0 | 0
29 | 7000015628 | 300 | 15 | 30 | 400kV equipment | 100001562 | 995429 |  | 18 |  | Dismantling of 400kV Isolators | EA | 7 |  | Included | 0 | 0 | 0
30 | 7000015628 | 280 | 40 | 20 | Erection hardware | 100000329 | 998731 |  | 18 |  | Erection Hardware for 400kV I type layout-Line bay as per specification | SET | 1 |  | Included | 0 | 0 | 0
31 | 7000015628 | 280 | 40 | 30 | Erection hardware | 100000331 | 998731 |  | 18 |  | Erection Hardware for 400kV I type layout-Bus Reactor bay as per specification as per specification | SET | 1 |  | Included | 0 | 0 | 0
32 | 7000015628 | 320 | 80 | 10 | structure | 100001214 | 995455 |  | 18 |  | Erection of Pipe Structure - 400 kV 3-Phase ISOLATOR including nuts, bolts, all type of washers, packplates, step bolts and gussetplates excluding foundation bolts | EA | 7 |  | Included | 0 | 0 | 0
33 | 7000015628 | 350 | 110 | 10 | PLCC equipment | 100000874 | 998734 |  | 18 |  | 400kV,3150A,0.5mH , 50kA Line Trap | EA | 2 |  | Included | 0 | 0 | 0
34 | 7000015628 | 350 | 110 | 20 | PLCC equipment | 100004454 | 995429 |  | 18 |  | DISMANTLING OF 400KV WAVE TRAP | SET | 2 |  | Included | 0 | 0 | 0
35 | 7000015628 | 370 | 130 | 10 | Foundation Bolts - Erection | 100001674 | 995455 |  | 18 |  | Erection of 28mm dia foundation bolts including nuts, checknuts, washers and packplates. | EA | 204 |  | Included | 0 | 0 | 0
36 | 7000015628 | 380 | 140 | 10 | Civil Works | 100004518 | 995433 |  | 18 |  | Excavation in all kind of soil including rock for all leads and lifts, backfilling, disposal of surplus earth within a lead up to2Km as per technical specification. The surplus earth shall be roughly graded . | M3 | 145 |  | Included | 0 | 0 | 0
37 | 7000015628 | 380 | 140 | 20 | Civil Works | 100001325 | 995454 |  | 18 |  | Providing and laying of Plain Cement Concrete (PCC) (1:4:8) | M3 | 13 |  | Included | 0 | 0 | 0
38 | 7000015628 | 380 | 140 | 30 | Civil Works | 100001327 | 995454 |  | 18 |  | Providing and laying of Reinforced Cement Concrete M25 mix including pre cast, shuttering, Grouting of pockets & underpinning butexcluding steel reinforcement | M3 | 65 |  | Included | 0 | 0 | 0
39 | 7000015628 | 380 | 140 | 40 | Civil Works | 100001328 | 995454 |  | 18 |  | Providing and laying Plain Cement Concrete 1:5:10 (1 cement : 5 sand : 10 brick aggregate) | M3 | 153 |  | Included | 0 | 0 | 0
40 | 7000015628 | 380 | 140 | 50 | Civil Works | 100001329 | 995454 |  | 18 |  | Steel Reinforcement | MT | 1 |  | Included | 0 | 0 | 0
41 | 7000015628 | 380 | 140 | 70 | Civil Works | 100001376 | 995428 |  | 18 |  | Removing,cleaning and washing of existing stones and respreading of stones in switchyard after doing anti-weed treatment excludingPCC | M2 | 2000 |  | Included | 0 | 0 | 0
42 | 7000015628 | 380 | 140 | 80 | Civil Works | 100001720 | 995428 |  | 18 |  | Supplying, filling and compacting CNS material as per specification under floors, foundations, roads, cable trenches, drains etc inlayers not exceeding 200 mm thickness | M3 | 52 |  | Included | 0 | 0 | 0
43 | 7000015628 | 380 | 140 | 90 | Civil Works | 100001454 | 995429 |  | 18 |  | Demolishing RCC work including stacking of steel bars and disposal of unserviceable material. | M3 | 65 |  | Included | 0 | 0 | 0
III | Bay Works at Hiriyur SS
44 | 7000014957 | 870 | 1 | 10 | 420kV, 40kA AIS EQUIPMENT | 100000262 | 998736 |  | 18 |  | 420kV, 3150A, 40kA Circuit Breaker(3-Phase) with closing resistor (withsupport structure) | EA | 1 |  | Included | 0 | 0 | 0
45 | 7000014957 | 870 | 1 | 20 | 420kV, 40kA AIS EQUIPMENT | 100000263 | 998736 |  | 18 |  | 420kV, 3150A, 40kA Circuit Breaker(3-Phase) without closing resistor(with support structure) | EA | 1 |  | Included | 0 | 0 | 0
46 | 7000014957 | 870 | 1 | 30 | 420kV, 40kA AIS EQUIPMENT | 100000271 | 998736 |  | 18 |  | 420 kV, 3000A, 40KA, 1-Phase CurrentTransformer with 120% extended currentrating | EA | 6 |  | Included | 0 | 0 | 0
47 | 7000014957 | 870 | 1 | 40 | 420kV, 40kA AIS EQUIPMENT | 100000281 | 998736 |  | 18 |  | 420kV, 3150A, 40KA, Isolator (3-phase)(Double Break) with one E/S | EA | 6 |  | Included | 0 | 0 | 0
48 | 7000014957 | 870 | 1 | 50 | 420kV, 40kA AIS EQUIPMENT | 100000328 | 998736 |  | 18 |  | 336kV Surge Arrester (1-phase) | EA | 3 |  | Included | 0 | 0 | 0
49 | 7000014957 | 870 | 1 | 60 | 420kV, 40kA AIS EQUIPMENT | 100005443 | 998734 |  | 18 |  | 420KV, 1-PHASE BUS POST INSULATORS | EA | 12 |  | Included | 0 | 0 | 0
50 | 7000014957 | 880 | 1350 | 10 | 245kV, 40kA AIS EQUIPMENT | 100000435 | 998736 |  | 18 |  | 245kV, 1600A, 40KA Circuit Breaker(3-Phase) with support structure | EA | 2 |  | Included | 0 | 0 | 0
51 | 7000014957 | 880 | 1350 | 20 | 245kV, 40kA AIS EQUIPMENT | 100000461 | 998736 |  | 18 |  | 245kV, 1600A, 40 KA, 3-phase DoubleBreak Isolator with one E/S | EA | 4 |  | Included | 0 | 0 | 0
52 | 7000014957 | 880 | 1350 | 30 | 245kV, 40kA AIS EQUIPMENT | 100000443 | 998736 |  | 18 |  | 245 kV, 1600A, 40KA, 1-Phase CurrentTransformer with 120% extended currentrating | EA | 6 |  | Included | 0 | 0 | 0
53 | 7000014957 | 880 | 1350 | 40 | 245kV, 40kA AIS EQUIPMENT | 100000484 | 998736 |  | 18 |  | 216kV Surge Arrester (1-phase) | EA | 6 |  | Included | 0 | 0 | 0
54 | 7000014957 | 880 | 1350 | 50 | 245kV, 40kA AIS EQUIPMENT | 100001907 | 998736 |  | 18 |  | 245 kV,1 phase Bus Post Insulator (except for Line Traps) | EA | 31 |  | Included | 0 | 0 | 0
55 | 7000014957 | 890 | 1410 | 10 | Erection Hardware for 420&220KV | 100000335 | 998731 |  | 18 |  | Erection Hardware for 400kV I type layout-Spare bay of half dia as per specification | SET | 1 |  | Included | 0 | 0 | 0
56 | 7000014957 | 890 | 1410 | 20 | Erection Hardware for 420&220KV | 100000330 | 998731 |  | 18 |  | Erection Hardware for 400kV I type layout-Transformer bay as per specification | SET | 1 |  | Included | 0 | 0 | 0
57 | 7000014957 | 890 | 1410 | 30 | Erection Hardware for 420&220KV | 100000338 | 998731 |  | 18 |  | Erection Hardware for 400kV I type layout-Bus Work (For one diameter) as per specification | SET | 1 |  | Included | 0 | 0 | 0
58 | 7000014957 | 890 | 1410 | 50 | Erection Hardware for 420&220KV | 100003787 | 998731 |  | 18 |  | Erection Hardware for 220kV layout ( One And Half Breaker I type Scheme)-transformer bay as per technical speciifcation | SET | 1 |  | Included | 0 | 0 | 0
59 | 7000014957 | 890 | 1410 | 60 | Erection Hardware for 420&220KV | 100003788 | 998731 |  | 18 |  | Erection Hardware for 220kV layout ( One And Half Breaker I type Scheme)-Spare bay of half diameter as per technical speciifcation | SET | 1 |  | Included | 0 | 0 | 0
60 | 7000014957 | 900 | 1451 | 10 | Earthmat | 100003103 | 998731 |  | 18 |  | 40 mm MS rod for Main Earthmat | KM | 1.5 |  | Included | 0 | 0 | 0
61 | 7000014957 | 910 | 1480 | 10 | CRP for conventianal 420kV Bays | 100016775 | 998736 |  | 18 |  | 400kV Circuit Breaker Relay Panel | EA | 2 |  | Included | 0 | 0 | 0
62 | 7000014957 | 910 | 1480 | 20 | CRP for conventianal 420kV Bays | 100000793 | 998736 |  | 18 |  | 400kV Transformer Protection Panel (For both HV & MV side) | EA | 1 |  | Included | 0 | 0 | 0
63 | 7000014957 | 910 | 1480 | 30 | CRP for conventianal 420kV Bays | 100000796 | 998736 |  | 18 |  | Augmentation of existing 400kV bus bar protection scheme | SET | 1 |  | Included | 0 | 0 | 0
64 | 7000014957 | 910 | 1480 | 40 | CRP for conventianal 420kV Bays | 100000808 | 998736 |  | 18 |  | Augmentation of existing 220kV bus bar protection scheme | SET | 1 |  | Included | 0 | 0 | 0
65 | 7000014957 | 910 | 1480 | 60 | CRP for conventianal 420kV Bays | 100016774 | 998736 |  | 18 |  | 220kV Circuit Breaker Relay Panel | EA | 2 |  | Included | 0 | 0 | 0
66 | 7000014957 | 920 | 1580 | 10 | 220kV EHV Cable & Associated Equipments | 100003359 | 998736 |  | 18 |  | 220 KV Cable end termination(s) (AIS TYPE) at substation as per technical specification | EA | 8 |  | Included | 0 | 0 | 0
67 | 7000014957 | 920 | 1580 | 20 | 220kV EHV Cable & Associated Equipments | 100003013 | 998736 |  | 18 |  | 220kV HV Power Cable along with accessories | KM | 1.2 |  | Included | 0 | 0 | 0
68 | 7000014957 | 920 | 1580 | 30 | 220kV EHV Cable & Associated Equipments | 100003969 | 995423 |  | 18 |  | Construction of buried cable trench along with excavation, PCC, back filling, restoration and construction of jointing bays (asper requirement) etc. as per technical specification | KM | 0.3 |  | Included | 0 | 0 | 0
69 | 7000014957 | 930 | 1600 | 10 | AIR CONDITIONING & VENTILATION SYSTEM | 100001882 | 995463 |  | 18 |  | Air conditioning system for Switchyard Panel Room of 6m length | SET | 2 |  | Included | 0 | 0 | 0
70 | 7000014957 | 940 | 1610 | 20 | FIRE FIGHTING SYSTEM | 100000975 | 995461 |  | 18 |  | 4.5 kg CO2 type Portable Fire extinguisher | EA | 2 |  | Included | 0 | 0 | 0
71 | 7000014957 | 940 | 1610 | 30 | FIRE FIGHTING SYSTEM | 100002062 | 995461 |  | 18 |  | Fire Detection and Alarm System for Switchyard Panel Room of 6 m length | SET | 2 |  | Included | 0 | 0 | 0
72 | 7000014957 | 940 | 1610 | 40 | FIRE FIGHTING SYSTEM | 100000983 | 998736 |  | 18 |  | HVW spray system, Hydrant system and complete U/G & O/G piping and accessories etc. out side the pump house for 500MVA ,400KV/220/33 kV, 3-phase Autotransformer | SET | 1 |  | Included | 0 | 0 | 0
73 | 7000014957 | 950 | 1620 | 10 | ILLUMINATION SYSTEM | 100001021 | 995461 |  | 18 |  | Lighting Panel type ACP-2 as per technical specification | EA | 2 |  | Included | 0 | 0 | 0
74 | 7000014957 | 950 | 1620 | 20 | ILLUMINATION SYSTEM | 100001052 | 998731 |  | 18 |  | 63A, 415V : Interlocked switch socket outdoor Receptacle (type RP) as per technical specifications | EA | 2 |  | Included | 0 | 0 | 0
75 | 7000014957 | 950 | 1620 | 30 | ILLUMINATION SYSTEM | 100001885 | 998739 |  | 18 |  | Outdoor Power Receptacle for oilfiltration unit (250A) | EA | 1 |  | Included | 0 | 0 | 0
76 | 7000014957 | 950 | 1620 | 40 | ILLUMINATION SYSTEM | 100004852 | 998731 |  | 18 |  | Lighting Fixture LED Luminaires type FL-1 as per tech. specifications | EA | 15 |  | Included | 0 | 0 | 0
77 | 7000014957 | 950 | 1620 | 50 | ILLUMINATION SYSTEM | 100004926 | 998731 |  | 18 |  | Lighting Fixture LED Luminaires type FL2 as per tech. specifications | EA | 10 |  | Included | 0 | 0 | 0
78 | 7000014957 | 950 | 1620 | 60 | ILLUMINATION SYSTEM | 100004937 | 998731 |  | 18 |  | Fire Wall Mounted LED Luminarie Type FL-2 (250W) | EA | 2 |  | Included | 0 | 0 | 0
79 | 7000014957 | 950 | 1620 | 70 | ILLUMINATION SYSTEM | 100001116 | 998739 |  | 18 |  | Illumination System for switchyard panel room of 6 m length | SET | 2 |  | Included | 0 | 0 | 0
80 | 7000014957 | 950 | 1620 | 90 | ILLUMINATION SYSTEM | 100004934 | 998731 |  | 18 |  | Type L1 Street Lighting Pole of 6 meter as per technical specification. | EA | 6 |  | Included | 0 | 0 | 0
81 | 7000014957 | 950 | 1620 | 100 | ILLUMINATION SYSTEM | 100002407 | 995429 |  | 18 |  | Dismantling and reerection of existing street light poles alongwith fixtures, junction box etc. | EA | 14 |  | Included | 0 | 0 | 0
82 | 7000014957 | 950 | 1620 | 99 | ILLUMINATION SYSTEM | 100004850 | 998731 |  | 18 |  | Lighting Fixture LED Luminaires type SL-L1 as per tech. specifications | EA | 6 |  | Included | 0 | 0 | 0
83 | 7000014957 | 960 | 1650 | 10 | 400 kV TOWERS | 100001172 | 995455 |  | 18 |  | Erection of Std 400 kV Gantry G2 including nuts, bolts, all type of washers, packplates, step bolts and gusset plates excludingfoundation bolts | EA | 2 |  | Included | 0 | 0 | 0
84 | 7000014957 | 960 | 1650 | 20 | 400 kV TOWERS | 100001171 | 995455 |  | 18 |  | Erection of Std 400 kV Gantry G1 including nuts, bolts, all type of washers, packplates, step bolts and gusset plates excludingfoundation bolts | EA | 2 |  | Included | 0 | 0 | 0
85 | 7000014957 | 960 | 1650 | 30 | 400 kV TOWERS | 100001169 | 995455 |  | 18 |  | Erection of Std 400 kV Gantry GB including nuts, bolts, all type of washers, packplates, step bolts and gusset plates excludingfoundation bolts | EA | 2 |  | Included | 0 | 0 | 0
86 | 7000014957 | 960 | 1650 | 40 | 400 kV TOWERS | 100001163 | 995455 |  | 18 |  | Erection of Std 400 kV Tower TM including nuts, bolts, all type of washers, packplates, step bolts and gusset plates excludingfoundation bolts | EA | 2 |  | Included | 0 | 0 | 0
87 | 7000014957 | 960 | 1650 | 50 | 400 kV TOWERS | 100001159 | 995455 |  | 18 |  | Erection of Std 400 kV Tower TI including nuts, bolts, all type of washers, packplates, step bolts and gusset plates excludingfoundation bolts | EA | 2 |  | Included | 0 | 0 | 0
88 | 7000014957 | 960 | 1650 | 70 | 400 kV TOWERS | 100001153 | 995455 |  | 18 |  | Erection of Std 400 kV Tower TC including nuts, bolts, all type of washers, packplates, step bolts and gusset plates excludingfoundation bolts | EA | 2 |  | Included | 0 | 0 | 0
89 | 7000014957 | 960 | 1650 | 80 | 400 kV TOWERS | 100001191 | 995455 |  | 18 |  | Erection of Std 220 kV Tower CTA including nuts, bolts, all type of washers, packplates, step bolts and gusset plates excludingfoundation bolts | EA | 2 |  | Included | 0 | 0 | 0
90 | 7000014957 | 960 | 1650 | 90 | 400 kV TOWERS | 100001205 | 995455 |  | 18 |  | Erection of Std 220 kV Gantry BG1 including nuts, bolts, all type of washers, packplates, step bolts and gusset plates excludingfoundation bolts | EA | 1 |  | Included | 0 | 0 | 0
91 | 7000014957 | 970 | 1660 | 10 | 400kV Equipment support structures | 100001217 | 995455 |  | 18 |  | Erection of Pipe Structure - 400 kV, 1-Phase, BPI, (Excluding Wave Trap), including nuts, bolts, all type of washers,packplates, step bolts and gusset plates excluding foundation bolts | EA | 12 |  | Included | 0 | 0 | 0
92 | 7000014957 | 970 | 1660 | 20 | 400kV Equipment support structures | 100001212 | 995455 |  | 18 |  | Erection of Pipe Structure - 400 kV 1-Phase CT including nuts, bolts, all type of washers, packplates, step bolts and gusset platesexcluding foundation bolts | EA | 6 |  | Included | 0 | 0 | 0
93 | 7000014957 | 970 | 1660 | 30 | 400kV Equipment support structures | 100001214 | 995455 |  | 18 |  | Erection of Pipe Structure - 400 kV 3-Phase ISOLATOR including nuts, bolts, all type of washers, packplates, step bolts and gussetplates excluding foundation bolts | EA | 6 |  | Included | 0 | 0 | 0
94 | 7000014957 | 970 | 1660 | 40 | 400kV Equipment support structures | 100001216 | 995455 |  | 18 |  | Erection of Pipe Structure - 400 kV 1-Phase SA including nuts, bolts, all type of washers, packplates, step bolts and gusset platesexcluding foundation bolts | EA | 3 |  | Included | 0 | 0 | 0
95 | 7000014957 | 980 | 1680 | 10 | 220kV Equipment support structures | 100001226 | 995455 |  | 18 |  | Erection of Pipe Structure - 220 kV 1-Phase High BPI including nuts, bolts, all type of washers, packplates, step bolts and gussetplates excluding foundation bolts | EA | 12 |  | Included | 0 | 0 | 0
96 | 7000014957 | 980 | 1680 | 20 | 220kV Equipment support structures | 100001225 | 995455 |  | 18 |  | Erection of Pipe Structure - 220 kV 1-Phase BPI including nuts, bolts, all type of washers, packplates, step bolts and gusset platesexcluding foundation bolts | EA | 19 |  | Included | 0 | 0 | 0
97 | 7000014957 | 980 | 1680 | 30 | 220kV Equipment support structures | 100001220 | 995455 |  | 18 |  | Erection of Pipe Structure - 220 kV 1-Phase CT including nuts, bolts, all type of washers, packplates, step bolts and gusset platesexcluding foundation bolts | EA | 6 |  | Included | 0 | 0 | 0
98 | 7000014957 | 980 | 1680 | 40 | 220kV Equipment support structures | 100001222 | 995455 |  | 18 |  | Erection of Pipe Structure - 220 kV 3-Phase ISOLATOR including nuts, bolts, all type of washers, packplates, step bolts and gussetplates excluding foundation bolts | EA | 4 |  | Included | 0 | 0 | 0
99 | 7000014957 | 980 | 1680 | 50 | 220kV Equipment support structures | 100001224 | 995455 |  | 18 |  | Erection of Pipe Structure - 220 kV 1-Phase SA including nuts, bolts, all type of washers, packplates, step bolts and gusset platesexcluding foundation bolts | EA | 6 |  | Included | 0 | 0 | 0
100 | 7000014957 | 1010 | 1700 | 10 | VMS | 100002500 | 998731 |  | 18 |  | Color IP camera, with PAN, TILT and ZOOM facilities, alongwith all required Items, Accessories, Line Interface units, Fiber patchcords, Power supply units, Junction Boxes, Cables, Fiber Optic Cables, etc., and including Integration in existing Hardware andSoftware for Augmentation of Visual Monitoring System as per technical specification. | SET | 4 |  | Included | 0 | 0 | 0
101 | 7000014957 | 1040 | 1710 | 10 | LT SWITCHGEAR | 100000896 | 998736 |  | 18 |  | 415V ACDB (Extn.) | SET | 1 |  | Included | 0 | 0 | 0
102 | 7000014957 | 1040 | 1710 | 20 | LT SWITCHGEAR | 100000903 | 998736 |  | 18 |  | 220V DCDB (Extn.) | SET | 1 |  | Included | 0 | 0 | 0
103 | 7000014957 | 1120 | 1740 | 10 | Foundation Bolts - Erection | 100001674 | 995455 |  | 18 |  | Erection of 28mm dia foundation bolts including nuts, checknuts, washers and packplates. | EA | 520 |  | Included | 0 | 0 | 0
104 | 7000014957 | 1120 | 1740 | 20 | Foundation Bolts - Erection | 100001676 | 995455 |  | 18 |  | Erection of 40mm dia foundation bolts including nuts, checknuts, washers and packplates. | EA | 24 |  | Included | 0 | 0 | 0
105 | 7000014957 | 1120 | 1740 | 30 | Foundation Bolts - Erection | 100001677 | 995455 |  | 18 |  | Erection of 56mm dia foundation bolts including nuts, checknuts, washers and packplates | EA | 48 |  | Included | 0 | 0 | 0
106 | 7000014957 | 1120 | 1740 | 40 | Foundation Bolts - Erection | 100001681 | 995455 |  | 18 |  | Erection of foundation bolts including nuts, checknut and washers for lattice and pipe structures to be designed during detailedengineering | MT | 0.2 |  | Included | 0 | 0 | 0
107 | 7000014957 | 1150 | 1760 | 10 | Non Standard Steel Structures - Erection | 100001210 | 995455 |  | 18 |  | Erection of Lattice Structures (MS Steel), to be designed during detailed engineering, for towers, beams and equipment supportstructure including pack plates / packwashers and gusset plates excluding fasteners and foundation bolts | MT | 1.5 |  | Included | 0 | 0 | 0
108 | 7000014957 | 1150 | 1760 | 20 | Non Standard Steel Structures - Erection | 100001680 | 995455 |  | 18 |  | Erection of fasteners ( nuts, bolts and washers ) including step bolts for lattice and pipe structures to be designed duringdetailed engineering | MT | 0.05 |  | Included | 0 | 0 | 0
109 | 7000014957 | 1160 | 1770 | 10 | Civil Works | 100004518 | 995433 |  | 18 |  | Excavation in all kind of soil including rock for all leads and lifts, backfilling, disposal of surplus earth within a lead up to2Km as per technical specification. The surplus earth shall be roughly graded . | M3 | 1000 |  | Included | 0 | 0 | 0
110 | 7000014957 | 1160 | 1770 | 20 | Civil Works | 100011662 | 995433 |  | 18 |  | Excavation in hard rock which require blasting (including chemical blasting and rock excavated using specialized tools) for allfoundation works including stacking, measuring, disposal etc.for all leads and lifts as per technical specification. | M3 | 4000 |  | Included | 0 | 0 | 0
111 | 7000014957 | 1160 | 1770 | 30 | Civil Works | 100001325 | 995454 |  | 18 |  | Providing and laying of Plain Cement Concrete (PCC) (1:4:8) | M3 | 248 |  | Included | 0 | 0 | 0
112 | 7000014957 | 1160 | 1770 | 40 | Civil Works | 100001326 | 995454 |  | 18 |  | Providing and laying of Plain Cement Concrete (PCC) (1:2:4) | M3 | 36 |  | Included | 0 | 0 | 0
113 | 7000014957 | 1160 | 1770 | 50 | Civil Works | 100001327 | 995454 |  | 18 |  | Providing and laying of Reinforced Cement Concrete M25 mix including pre cast, shuttering, Grouting of pockets & underpinning butexcluding steel reinforcement | M3 | 1192 |  | Included | 0 | 0 | 0
114 | 7000014957 | 1160 | 1770 | 60 | Civil Works | 100001328 | 995454 |  | 18 |  | Providing and laying Plain Cement Concrete 1:5:10 (1 cement : 5 sand : 10 brick aggregate) | M3 | 1530 |  | Included | 0 | 0 | 0
115 | 7000014957 | 1160 | 1770 | 70 | Civil Works | 100001329 | 995454 |  | 18 |  | Steel Reinforcement | MT | 61 |  | Included | 0 | 0 | 0
116 | 7000014957 | 1160 | 1770 | 80 | Civil Works | 100001331 | 995455 |  | 18 |  | Misc. Structural steel including rails, embedments, edge protection angles, gratings etc. but excluding the reinforcement steel andsteel for lattice and pipe structures. | MT | 36 |  | Included | 0 | 0 | 0
117 | 7000014957 | 1160 | 1770 | 90 | Civil Works | 100001714 | 995428 |  | 18 |  | Stone spreading in switchyard excluding PCC | M2 | 12000 |  | Included | 0 | 0 | 0
118 | 7000014957 | 1160 | 1770 | 100 | Civil Works | 100001713 | 995424 |  | 18 |  | Antiweed treatment | M2 | 20000 |  | Included | 0 | 0 | 0
119 | 7000014957 | 1160 | 1770 | 110 | Civil Works | 100001330 | 995428 |  | 18 |  | Stone filling (40 mm size) for transformer/Reactor foundation | M3 | 18 |  | Included | 0 | 0 | 0
120 | 7000014957 | 1160 | 1770 | 120 | Civil Works | 100002580 | 995421 |  | 18 |  | Construction of rail cum road as per drawing including all item such as excavation,compactions, rolling watering, WBM etc. butexcluding concrete reinforcement and structural steel-Section having four rails | M2 | 105 |  | Included | 0 | 0 | 0
121 | 7000014957 | 1160 | 1770 | 130 | Civil Works | 100003114 | 995454 |  | 18 |  | External finishing / painting of fire wall (water proofing cement paint) (DSR 13.44.1) | M2 | 200 |  | Included | 0 | 0 | 0
122 | 7000014957 | 1160 | 1770 | 140 | Civil Works | 100001735 | 995462 |  | 18 |  | RCC culverts and cable trench crossings including supplying and laying hume pipe 250mm dia of grade (NP-3) excluding concrete as perspecification. | M | 50 |  | Included | 0 | 0 | 0
123 | 7000014957 | 1160 | 1770 | 150 | Civil Works | 100001737 | 995462 |  | 18 |  | RCC culverts and cable trench crossings including supplying and laying hume pipe 450mm dia of grade (NP-3) excluding concrete as perspecification. | M | 65 |  | Included | 0 | 0 | 0
124 | 7000014957 | 1160 | 1770 | 160 | Civil Works | 100007701 | 995462 |  | 18 |  | Supplying and erecting dewatering pumps- 2 HP | EA | 2 |  | Included | 0 | 0 | 0
125 | 7000014957 | 1160 | 1770 | 170 | Civil Works | 100001761 | 995462 |  | 18 |  | Drains section A-A including culverts but excluding concrete & reinforcement steel | M | 450 |  | Included | 0 | 0 | 0
126 | 7000014957 | 1160 | 1770 | 180 | Civil Works | 100001762 | 995462 |  | 18 |  | Drains Section B-B including culverts but excluding concrete & reinforcement steel | M | 315 |  | Included | 0 | 0 | 0
127 | 7000014957 | 1160 | 1770 | 190 | Civil Works | 100001763 | 995462 |  | 18 |  | Drains Section C-C including culverts but excluding concrete & reinforcement steel | M | 90 |  | Included | 0 | 0 | 0
128 | 7000014957 | 1160 | 1770 | 200 | Civil Works | 100001764 | 995462 |  | 18 |  | Drains Section D-D including culverts but excluding concrete & reinforcement steel | M | 45 |  | Included | 0 | 0 | 0
129 | 7000014957 | 1160 | 1770 | 210 | Civil Works | 100003437 | 995454 |  | 18 |  | Switchyard Panel Room - Civil Works. All civil works as per drawing and specifications complete, including - brickwork, finishing(external and internal), windows etc. However, excavation, PCC, RCC and reinforcement shall be paid separately as per BPS. | M2 | 60 |  | Included | 0 | 0 | 0
130 | 7000014957 | 1160 | 1770 | 220 | Civil Works | 100002911 | 995432 |  | 18 |  | Earthwork in excavation & filling in all types of soil and soft/disintegrated rock in open areas/nallas/channels, to the requiredslopes, shapes, levels, elevations and profile, including trimming of bottom and slopes of excavation, bailing out rain(dewatering), pumping, removal of slush, preparing embankments/marginal banks, loosening, dressing, spreading material in layers notexceeding 200mm, as per direction of Engineer-in-Charge, water flooding, compacting to achieve 95% consolidation at optimum moisturecontent, finishing etc. all complete, for all leads and lifts within leveling boundary, including disposal of surplus earth andstacking of unsuitable material within a lead of 2.0 Km beyond substation boundary, with all labour, material, tools, tackles andequipment, safeguards and incidentals, Royalty,taxes etc. as necessary, as per drawings, specification and directions of theEngineer-in-Charge. Clearing of jungle is included in this item. (Only excavation/cutting will be measured for payment purpose.) | M3 | 7200 |  | Included | 0 | 0 | 0
131 | 7000014957 | 1160 | 1770 | 230 | Civil Works | 100002914 | 995432 |  | 18 |  | Earthwork in excavation in Hard rocks in open areas/nallas/ channels, to the required slopes, shapes, levels, elevations andprofile, including trimming of bottom and slopes of excavation and stacking and disposal of rock for a lead up to 2.0 KM beyondleveling boundary and all lifts , with all labour, material, tools, tackles and equipment, safeguards and incidentals,Royalty,taxesetc. as per directions of the Engineer-in-Charge. Serviceable material if available shall be stacked at site as identified byEngineer-in-Charge.(50% void deduction from stack measurement) | M3 | 1800 |  | Included | 0 | 0 | 0
132 | 7000014957 | 1160 | 1770 | 240 | Civil Works | 170002803 | 995473 |  | 18 |  | Providing and fixing 100mm UPVC pipes conforming to IS : 15328, for weep holes | M | 30 |  | Included | 0 | 0 | 0
133 | 7000014957 | 1160 | 1770 | 250 | Civil Works | 170002158 | 995454 |  | 18 |  | P&F filter media with coarse aggregate confined in chicken mesh . | EA | 60 |  | Included | 0 | 0 | 0
134 | 7000014957 | 1160 | 1770 | 260 | Civil Works | 100004507 | 995421 |  | 18 |  | 3.75m wide Cement Concrete road with PCC shoulder including 100 mm dia RCC Hume Pipe @ 100 metre interval as per drawing and TS.However, reinforcement steel and all type concrete shall be paid separately under relevant items | M2 | 1687.5 |  | Included | 0 | 0 | 0
135 | 7000014957 | 1160 | 1770 | 270 | Civil Works | 100001376 | 995428 |  | 18 |  | Removing,cleaning and washing of existing stones and respreading of stones in switchyard after doing anti-weed treatment excludingPCC | M2 | 8000 |  | Included | 0 | 0 | 0
136 | 7000014957 | 1160 | 1770 | 280 | Civil Works | 100003121 | 995429 |  | 18 |  | Dismantling of Chain Link fencing and disposal of unserviceable material and stackinmg of serviceable material with in S/S Boundaryas per direction of site-In-charge. | M | 310 |  | Included | 0 | 0 | 0
137 | 7000014957 | 1160 | 1770 | 290 | Civil Works | 100001391 | 995477 |  | 18 |  | New chain Link Fencing excluding concrete | M | 410 |  | Included | 0 | 0 | 0
138 | 7000014957 | 1160 | 1770 | 310 | Civil Works | 170002274 | 995431 |  | 18 |  | Dismantling of RCC road(3.75m wide) . | RM | 350 |  | Included | 0 | 0 | 0
139 | 7000014957 | 1170 | 1780 | 10 | CABLES for release | 100002180 | 998736 |  | 18 |  | 1.1kV grade Power Cables (XLPEinsulated) along withlugs,glands,straight joints &accessories,etc. | LS | 1 |  | Included | 0 | 0 | 0
140 | 7000014957 | 1170 | 1780 | 20 | CABLES for release | 100002181 | 998736 |  | 18 |  | 1.1kV grade Power Cables (PVCinsulated)along withlugs,glands,straight joints &accessories,etc. | LS | 1 |  | Included | 0 | 0 | 0
141 | 7000014957 | 1170 | 1780 | 30 | CABLES for release | 100002182 | 998736 |  | 18 |  | 1.1kV grade Control Cables (PVCinsulated) along withlugs,glands,straight joints &accessories,etc. | LS | 1 |  | Included | 0 | 0 | 0
IV | Bay Works at Kochi SS
142 | 7000014957 | 1830 | 1330 | 10 | 420kV, 40kA AIS EQUIPMENT | 100000262 | 998736 |  | 18 |  | 420kV, 3150A, 40kA Circuit Breaker(3-Phase) with closing resistor (withsupport structure) | EA | 1 |  | Included | 0 | 0 | 0
143 | 7000014957 | 1830 | 1330 | 20 | 420kV, 40kA AIS EQUIPMENT | 100000263 | 998736 |  | 18 |  | 420kV, 3150A, 40kA Circuit Breaker(3-Phase) without closing resistor(with support structure) | EA | 1 |  | Included | 0 | 0 | 0
144 | 7000014957 | 1830 | 1330 | 30 | 420kV, 40kA AIS EQUIPMENT | 100000271 | 998736 |  | 18 |  | 420 kV, 3000A, 40KA, 1-Phase CurrentTransformer with 120% extended currentrating | EA | 6 |  | Included | 0 | 0 | 0
145 | 7000014957 | 1830 | 1330 | 40 | 420kV, 40kA AIS EQUIPMENT | 100000281 | 998736 |  | 18 |  | 420kV, 3150A, 40KA, Isolator (3-phase)(Double Break) with one E/S | EA | 6 |  | Included | 0 | 0 | 0
146 | 7000014957 | 1830 | 1330 | 50 | 420kV, 40kA AIS EQUIPMENT | 100000328 | 998736 |  | 18 |  | 336kV Surge Arrester (1-phase) | EA | 3 |  | Included | 0 | 0 | 0
147 | 7000014957 | 1830 | 1330 | 60 | 420kV, 40kA AIS EQUIPMENT | 100005443 | 998734 |  | 18 |  | 420KV, 1-PHASE BUS POST INSULATORS | EA | 10 |  | Included | 0 | 0 | 0
148 | 7000014957 | 1840 | 1350 | 10 | 245kV, 40kA AIS EQUIPMENT | 100000435 | 998736 |  | 18 |  | 245kV, 1600A, 40KA Circuit Breaker(3-Phase) with support structure | EA | 1 |  | Included | 0 | 0 | 0
149 | 7000014957 | 1840 | 1350 | 20 | 245kV, 40kA AIS EQUIPMENT | 100000461 | 998736 |  | 18 |  | 245kV, 1600A, 40 KA, 3-phase DoubleBreak Isolator with one E/S | EA | 1 |  | Included | 0 | 0 | 0
150 | 7000014957 | 1840 | 1350 | 30 | 245kV, 40kA AIS EQUIPMENT | 100000462 | 998736 |  | 18 |  | 245kV, 1600A, 40 KA, 3-phase DoubleBreak Isolator with two E/S | EA | 1 |  | Included | 0 | 0 | 0
151 | 7000014957 | 1840 | 1350 | 40 | 245kV, 40kA AIS EQUIPMENT | 100000464 | 998736 |  | 18 |  | 245kV, 1600A, 40 KA, 3-phase DoubleBreak Tandem Isolator without E/S | EA | 2 |  | Included | 0 | 0 | 0
152 | 7000014957 | 1840 | 1350 | 50 | 245kV, 40kA AIS EQUIPMENT | 100000443 | 998736 |  | 18 |  | 245 kV, 1600A, 40KA, 1-Phase CurrentTransformer with 120% extended currentrating | EA | 3 |  | Included | 0 | 0 | 0
153 | 7000014957 | 1840 | 1350 | 60 | 245kV, 40kA AIS EQUIPMENT | 100000484 | 998736 |  | 18 |  | 216kV Surge Arrester (1-phase) | EA | 3 |  | Included | 0 | 0 | 0
154 | 7000014957 | 1840 | 1350 | 70 | 245kV, 40kA AIS EQUIPMENT | 100001907 | 998736 |  | 18 |  | 245 kV,1 phase Bus Post Insulator (except for Line Traps) | EA | 17 |  | Included | 0 | 0 | 0
155 | 7000014957 | 1850 | 1410 | 10 | Erection Hardware for 420 kV I Type S/Y | 100000335 | 998731 |  | 18 |  | Erection Hardware for 400kV I type layout-Spare bay of half dia as per specification | SET | 1 |  | Included | 0 | 0 | 0
156 | 7000014957 | 1850 | 1410 | 20 | Erection Hardware for 420 kV I Type S/Y | 100000330 | 998731 |  | 18 |  | Erection Hardware for 400kV I type layout-Transformer bay as per specification | SET | 1 |  | Included | 0 | 0 | 0
157 | 7000014957 | 1850 | 1410 | 30 | Erection Hardware for 420 kV I Type S/Y | 100000338 | 998731 |  | 18 |  | Erection Hardware for 400kV I type layout-Bus Work (For one diameter) as per specification | SET | 1 |  | Included | 0 | 0 | 0
158 | 7000014957 | 1860 | 1430 | 10 | Erection Hardware for 220 kV DMT Type S | 100000486 | 998731 |  | 18 |  | Erection Hardware for 220kV layout (Double Main and Transfer Scheme as per SLD)-Transformer Bay as per specification | SET | 1 |  | Included | 0 | 0 | 0
159 | 7000014957 | 1870 | 1470 | 10 | CRP for 420kV Bays with SAS | 100000728 | 998736 |  | 18 |  | 400kV Circuit Breaker Relay Panel with Auto Reclose (with Automation) | EA | 2 |  | Included | 0 | 0 | 0
160 | 7000014957 | 1870 | 1470 | 30 | CRP for 420kV Bays with SAS | 100000731 | 998736 |  | 18 |  | 400kV Transformer Protection Panel (For both HV & MV side)-(with Automation) | EA | 1 |  | Included | 0 | 0 | 0
161 | 7000014957 | 1870 | 1470 | 40 | CRP for 420kV Bays with SAS | 100000735 | 998736 |  | 18 |  | Augmentation of existing 400kV bus bar protection scheme.(No. of bays as per specification)-(with Automation) | SET | 1 |  | Included | 0 | 0 | 0
162 | 7000014957 | 1880 | 1490 | 20 | CRP for 220kV Bays with SAS | 100000736 | 998736 |  | 18 |  | 220kV Circuit Breaker Relay Panel with Auto Reclose (with Automation) | EA | 1 |  | Included | 0 | 0 | 0
163 | 7000014957 | 1890 | 1513 | 10 | SAS-AUG | 100002069 | 998736 |  | 18 |  | Augmentation of Substation automation System for 400kV Main bay as per Technical Specification | EA | 2 |  | Included | 0 | 0 | 0
164 | 7000014957 | 1890 | 1513 | 20 | SAS-AUG | 100002075 | 998736 |  | 18 |  | Augmentation of Substation automation System for 400kV Tie bay as per Technical Specification | EA | 1 |  | Included | 0 | 0 | 0
165 | 7000014957 | 1890 | 1513 | 30 | SAS-AUG | 100002070 | 998736 |  | 18 |  | Augmentation of Substation automation System for 220kV bay as per Technical Specification | EA | 1 |  | Included | 0 | 0 | 0
166 | 7000014957 | 2020 | 1514 | 10 | LT SWITCHGEAR | 100000903 | 998736 |  | 18 |  | 220V DCDB (Extn.) | SET | 1 |  | Included | 0 | 0 | 0
167 | 7000014957 | 2020 | 1514 | 20 | LT SWITCHGEAR | 100000896 | 998736 |  | 18 |  | 415V ACDB (Extn.) | SET | 1 |  | Included | 0 | 0 | 0
168 | 7000014957 | 1900 | 1600 | 10 | AIR CONDITIONING & VENTILATION SYSTEM | 100001882 | 995463 |  | 18 |  | Air conditioning system for Switchyard Panel Room of 6m length | SET | 1 |  | Included | 0 | 0 | 0
169 | 7000014957 | 1980 | 1601 | 10 | VMS | 100002500 | 998731 |  | 18 |  | Color IP camera, with PAN, TILT and ZOOM facilities, alongwith all required Items, Accessories, Line Interface units, Fiber patchcords, Power supply units, Junction Boxes, Cables, Fiber Optic Cables, etc., and including Integration in existing Hardware andSoftware for Augmentation of Visual Monitoring System as per technical specification. | SET | 3 |  | Included | 0 | 0 | 0
170 | 7000014957 | 1910 | 1610 | 10 | FIRE FIGHTING SYSTEM | 100000983 | 998736 |  | 18 |  | HVW spray system, Hydrant system and complete U/G & O/G piping and accessories etc. out side the pump house for 500MVA ,400KV/220/33 kV, 3-phase Autotransformer | SET | 1 |  | Included | 0 | 0 | 0
171 | 7000014957 | 1910 | 1610 | 20 | FIRE FIGHTING SYSTEM | 100002062 | 995461 |  | 18 |  | Fire Detection and Alarm System for Switchyard Panel Room of 6 m length | SET | 1 |  | Included | 0 | 0 | 0
172 | 7000014957 | 1910 | 1610 | 30 | FIRE FIGHTING SYSTEM | 100000975 | 995461 |  | 18 |  | 4.5 kg CO2 type Portable Fire extinguisher | EA | 1 |  | Included | 0 | 0 | 0
173 | 7000014957 | 1920 | 1620 | 10 | ILLUMINATION SYSTEM | 100001021 | 995461 |  | 18 |  | Lighting Panel type ACP-2 as per technical specification | EA | 1 |  | Included | 0 | 0 | 0
174 | 7000014957 | 1920 | 1620 | 20 | ILLUMINATION SYSTEM | 100001052 | 998731 |  | 18 |  | 63A, 415V : Interlocked switch socket outdoor Receptacle (type RP) as per technical specifications | EA | 2 |  | Included | 0 | 0 | 0
175 | 7000014957 | 1920 | 1620 | 30 | ILLUMINATION SYSTEM | 100001885 | 998739 |  | 18 |  | Outdoor Power Receptacle for oilfiltration unit (250A) | EA | 1 |  | Included | 0 | 0 | 0
176 | 7000014957 | 1920 | 1620 | 40 | ILLUMINATION SYSTEM | 100004852 | 998731 |  | 18 |  | Lighting Fixture LED Luminaires type FL-1 as per tech. specifications | EA | 12 |  | Included | 0 | 0 | 0
177 | 7000014957 | 1920 | 1620 | 50 | ILLUMINATION SYSTEM | 100004926 | 998731 |  | 18 |  | Lighting Fixture LED Luminaires type FL2 as per tech. specifications | EA | 12 |  | Included | 0 | 0 | 0
178 | 7000014957 | 1920 | 1620 | 60 | ILLUMINATION SYSTEM | 100004937 | 998731 |  | 18 |  | Fire Wall Mounted LED Luminarie Type FL-2 (250W) | EA | 2 |  | Included | 0 | 0 | 0
179 | 7000014957 | 1920 | 1620 | 70 | ILLUMINATION SYSTEM | 100001116 | 998739 |  | 18 |  | Illumination System for switchyard panel room of 6 m length | SET | 1 |  | Included | 0 | 0 | 0
180 | 7000014957 | 1930 | 1650 | 20 | 400 kV TOWERS | 100001172 | 995455 |  | 18 |  | Erection of Std 400 kV Gantry G2 including nuts, bolts, all type of washers, packplates, step bolts and gusset plates excludingfoundation bolts | EA | 5 |  | Included | 0 | 0 | 0
181 | 7000014957 | 1930 | 1650 | 10 | 400 kV TOWERS | 100001171 | 995455 |  | 18 |  | Erection of Std 400 kV Gantry G1 including nuts, bolts, all type of washers, packplates, step bolts and gusset plates excludingfoundation bolts | EA | 1 |  | Included | 0 | 0 | 0
182 | 7000014957 | 1930 | 1650 | 50 | 400 kV TOWERS | 100001153 | 995455 |  | 18 |  | Erection of Std 400 kV Tower TC including nuts, bolts, all type of washers, packplates, step bolts and gusset plates excludingfoundation bolts | EA | 2 |  | Included | 0 | 0 | 0
183 | 7000014957 | 1930 | 1650 | 40 | 400 kV TOWERS | 100001159 | 995455 |  | 18 |  | Erection of Std 400 kV Tower TI including nuts, bolts, all type of washers, packplates, step bolts and gusset plates excludingfoundation bolts | EA | 2 |  | Included | 0 | 0 | 0
184 | 7000014957 | 1930 | 1650 | 30 | 400 kV TOWERS | 100001163 | 995455 |  | 18 |  | Erection of Std 400 kV Tower TM including nuts, bolts, all type of washers, packplates, step bolts and gusset plates excludingfoundation bolts | EA | 2 |  | Included | 0 | 0 | 0
185 | 7000014957 | 1940 | 1660 | 10 | 400kV Equipment support structures | 100001217 | 995455 |  | 18 |  | Erection of Pipe Structure - 400 kV, 1-Phase, BPI, (Excluding Wave Trap), including nuts, bolts, all type of washers,packplates, step bolts and gusset plates excluding foundation bolts | EA | 10 |  | Included | 0 | 0 | 0
186 | 7000014957 | 1940 | 1660 | 20 | 400kV Equipment support structures | 100001212 | 995455 |  | 18 |  | Erection of Pipe Structure - 400 kV 1-Phase CT including nuts, bolts, all type of washers, packplates, step bolts and gusset platesexcluding foundation bolts | EA | 6 |  | Included | 0 | 0 | 0
187 | 7000014957 | 1940 | 1660 | 30 | 400kV Equipment support structures | 100001214 | 995455 |  | 18 |  | Erection of Pipe Structure - 400 kV 3-Phase ISOLATOR including nuts, bolts, all type of washers, packplates, step bolts and gussetplates excluding foundation bolts | EA | 6 |  | Included | 0 | 0 | 0
188 | 7000014957 | 1940 | 1660 | 40 | 400kV Equipment support structures | 100001216 | 995455 |  | 18 |  | Erection of Pipe Structure - 400 kV 1-Phase SA including nuts, bolts, all type of washers, packplates, step bolts and gusset platesexcluding foundation bolts | EA | 3 |  | Included | 0 | 0 | 0
189 | 7000014957 | 1950 | 1670 | 10 | 220 kV Towers | 100001183 | 995455 |  | 18 |  | Erection of Std 220 kV Tower CA including nuts, bolts, all type of washers, packplates, step bolts and gusset plates excludingfoundation bolts | EA | 4 |  | Included | 0 | 0 | 0
190 | 7000014957 | 1950 | 1670 | 20 | 220 kV Towers | 100001193 | 995455 |  | 18 |  | Erection of Std 220 kV Tower CTC including nuts, bolts, all type of washers, packplates, step bolts and gusset plates excludingfoundation bolts | EA | 1 |  | Included | 0 | 0 | 0
191 | 7000014957 | 1950 | 1670 | 30 | 220 kV Towers | 100001204 | 995455 |  | 18 |  | Erection of Std 220 kV Gantry B1 including nuts, bolts, all type of washers, packplates, step bolts and gusset plates excludingfoundation bolts | EA | 5 |  | Included | 0 | 0 | 0
192 | 7000014957 | 1960 | 1680 | 10 | 220kV Equipment support structures | 100001226 | 995455 |  | 18 |  | Erection of Pipe Structure - 220 kV 1-Phase High BPI including nuts, bolts, all type of washers, packplates, step bolts and gussetplates excluding foundation bolts | EA | 3 |  | Included | 0 | 0 | 0
193 | 7000014957 | 1960 | 1680 | 20 | 220kV Equipment support structures | 100001225 | 995455 |  | 18 |  | Erection of Pipe Structure - 220 kV 1-Phase BPI including nuts, bolts, all type of washers, packplates, step bolts and gusset platesexcluding foundation bolts | EA | 14 |  | Included | 0 | 0 | 0
194 | 7000014957 | 1960 | 1680 | 30 | 220kV Equipment support structures | 100001220 | 995455 |  | 18 |  | Erection of Pipe Structure - 220 kV 1-Phase CT including nuts, bolts, all type of washers, packplates, step bolts and gusset platesexcluding foundation bolts | EA | 3 |  | Included | 0 | 0 | 0
195 | 7000014957 | 1960 | 1680 | 40 | 220kV Equipment support structures | 100001222 | 995455 |  | 18 |  | Erection of Pipe Structure - 220 kV 3-Phase ISOLATOR including nuts, bolts, all type of washers, packplates, step bolts and gussetplates excluding foundation bolts | EA | 4 |  | Included | 0 | 0 | 0
196 | 7000014957 | 1960 | 1680 | 50 | 220kV Equipment support structures | 100001224 | 995455 |  | 18 |  | Erection of Pipe Structure - 220 kV 1-Phase SA including nuts, bolts, all type of washers, packplates, step bolts and gusset platesexcluding foundation bolts | EA | 3 |  | Included | 0 | 0 | 0
197 | 7000014957 | 1960 | 1680 | 60 | 220kV Equipment support structures | 100001575 | 995429 |  | 18 |  | Dismantling and Re-erection of LM | EA | 1 |  | Included | 0 | 0 | 0
198 | 7000014957 | 2060 | 1720 | 10 | Foundation Bolts Erection | 100001674 | 995455 |  | 18 |  | Erection of 28mm dia foundation bolts including nuts, checknuts, washers and packplates. | EA | 432 |  | Included | 0 | 0 | 0
199 | 7000014957 | 2060 | 1720 | 20 | Foundation Bolts Erection | 100001676 | 995455 |  | 18 |  | Erection of 40mm dia foundation bolts including nuts, checknuts, washers and packplates. | EA | 88 |  | Included | 0 | 0 | 0
200 | 7000014957 | 2060 | 1720 | 30 | Foundation Bolts Erection | 100001677 | 995455 |  | 18 |  | Erection of 56mm dia foundation bolts including nuts, checknuts, washers and packplates | EA | 56 |  | Included | 0 | 0 | 0
201 | 7000014957 | 2070 | 1730 | 10 | Civil Works | 100004518 | 995433 |  | 18 |  | Excavation in all kind of soil including rock for all leads and lifts, backfilling, disposal of surplus earth within a lead up to2Km as per technical specification. The surplus earth shall be roughly graded . | M3 | 1973 |  | Included | 0 | 0 | 0
202 | 7000014957 | 2070 | 1730 | 20 | Civil Works | 100001325 | 995454 |  | 18 |  | Providing and laying of Plain Cement Concrete (PCC) (1:4:8) | M3 | 140 |  | Included | 0 | 0 | 0
203 | 7000014957 | 2070 | 1730 | 30 | Civil Works | 100001326 | 995454 |  | 18 |  | Providing and laying of Plain Cement Concrete (PCC) (1:2:4) | M3 | 19 |  | Included | 0 | 0 | 0
204 | 7000014957 | 2070 | 1730 | 40 | Civil Works | 100016607 | 995451 |  | 18 |  | Providing and laying of Reinforced Cement Concrete M30 including pre cast, shuttering, Grouting of pockets & underpinning butexcluding steel reinforcement | M3 | 985 |  | Included | 0 | 0 | 0
205 | 7000014957 | 2070 | 1730 | 50 | Civil Works | 100001328 | 995454 |  | 18 |  | Providing and laying Plain Cement Concrete 1:5:10 (1 cement : 5 sand : 10 brick aggregate) | M3 | 689 |  | Included | 0 | 0 | 0
206 | 7000014957 | 2070 | 1730 | 60 | Civil Works | 100001329 | 995454 |  | 18 |  | Steel Reinforcement | MT | 207 |  | Included | 0 | 0 | 0
207 | 7000014957 | 2070 | 1730 | 70 | Civil Works | 100001331 | 995455 |  | 18 |  | Misc. Structural steel including rails, embedments, edge protection angles, gratings etc. but excluding the reinforcement steel andsteel for lattice and pipe structures. | MT | 24 |  | Included | 0 | 0 | 0
208 | 7000014957 | 2070 | 1730 | 80 | Civil Works | 100001330 | 995428 |  | 18 |  | Stone filling (40 mm size) for transformer/Reactor foundation | M3 | 19 |  | Included | 0 | 0 | 0
209 | 7000014957 | 2070 | 1730 | 90 | Civil Works | 100002580 | 995421 |  | 18 |  | Construction of rail cum road as per drawing including all item such as excavation,compactions, rolling watering, WBM etc. butexcluding concrete reinforcement and structural steel-Section having four rails | M2 | 136 |  | Included | 0 | 0 | 0
210 | 7000014957 | 2070 | 1730 | 100 | Civil Works | 100003114 | 995454 |  | 18 |  | External finishing / painting of fire wall (water proofing cement paint) (DSR 13.44.1) | M2 | 200 |  | Included | 0 | 0 | 0
211 | 7000014957 | 2070 | 1730 | 110 | Civil Works | 100001735 | 995462 |  | 18 |  | RCC culverts and cable trench crossings including supplying and laying hume pipe 250mm dia of grade (NP-3) excluding concrete as perspecification. | M | 30 |  | Included | 0 | 0 | 0
212 | 7000014957 | 2070 | 1730 | 120 | Civil Works | 100001737 | 995462 |  | 18 |  | RCC culverts and cable trench crossings including supplying and laying hume pipe 450mm dia of grade (NP-3) excluding concrete as perspecification. | M | 40 |  | Included | 0 | 0 | 0
213 | 7000014957 | 2070 | 1730 | 130 | Civil Works | 100007701 | 995462 |  | 18 |  | Supplying and erecting dewatering pumps- 2 HP | EA | 1 |  | Included | 0 | 0 | 0
214 | 7000014957 | 2070 | 1730 | 140 | Civil Works | 100003437 | 995454 |  | 18 |  | Switchyard Panel Room - Civil Works. All civil works as per drawing and specifications complete, including - brickwork, finishing(external and internal), windows etc. However, excavation, PCC, RCC and reinforcement shall be paid separately as per BPS. | M2 | 30 |  | Included | 0 | 0 | 0
215 | 7000014957 | 2070 | 1730 | 150 | Civil Works | 100001376 | 995428 |  | 18 |  | Removing,cleaning and washing of existing stones and respreading of stones in switchyard after doing anti-weed treatment excludingPCC | M2 | 9000 |  | Included | 0 | 0 | 0
216 | 7000014957 | 2070 | 1730 | 160 | Civil Works | 120002779 | 995451 |  | 18 |  | 20.6.1.2 Vertical load testing of piles in accordance with IS 2911 (Part IV) including installation of loading platform andpreparation of pile head or construction of test cap and dismantling of test cap after test etc. complete as per specification & thedirection of Engineer in-charge. - Single pile upto 50 tonne capacity : Routine test Note: DSR unit is 'per test' | EA | 2 |  | Included | 0 | 0 | 0
217 | 7000014957 | 2070 | 1730 | 170 | Civil Works | 120002787 | 995451 |  | 18 |  | 20.8.1 Lateral load testing of single pile in accordance with IS Code of practice IS : 2911 (Part IV) for determining safeallowable lateral load on pile : Upto 50 tonne capacity pile. Note: DSR unit is 'per test' | EA | 2 |  | Included | 0 | 0 | 0
218 | 7000014957 | 2070 | 1730 | 180 | Civil Works | 100004831 | 995451 |  | 18 |  | Routine Pullout Test of piles in accordance with IS 2911(Part-IV) inlcuding T&P, labour , hydraulic jack etc. complete | EA | 2 |  | Included | 0 | 0 | 0
219 | 7000014957 | 2070 | 1730 | 190 | Civil Works | 100017170 | 995454 |  | 18 |  | Boring, providing and installing bored cast-in-situ reinforced cement concrete pile of 500 mm dia and specified length below thepile cap to carry a safe working load not less than specified including the cost of boring, temporary casing, bentonite solutionetc. complete. The length of the piles shall be measured from bottom of the pile cap to the lowest point of pile. The cost ofreinforcement steel, cement concrete, routine and initial test shall be paid separately under respective items of BPS. | RM | 4544 |  | Included | 0 | 0 | 0
220 | 7000014957 | 2070 | 1730 | 200 | Civil Works | 100016609 | 995451 |  | 18 |  | Providing and laying of reinforced cement concrete for piling work of Grade M-30 ( Minimum cement content of 400Kg/cu.m.) ofspecified diameter & length below the pile cap. | M3 | 892 |  | Included | 0 | 0 | 0
221 | 7000014957 | 2070 | 1730 | 210 | Civil Works | 100001322 | 998346 |  | 18 |  | Conducting integrity test on pile usingelectronic control unit,hand heldhammer, accelerometer, computer withrequired software to assessas-installed pile characteresticsincluding mobilisation of necessarymanpower, equipments, materials etc.required for successful completion ofthe job | EA | 303 |  | Included | 0 | 0 | 0
222 | 7000014957 | 2080 | 1750 | 10 | CABLES for release | 100002181 | 998736 |  | 18 |  | 1.1kV grade Power Cables (PVCinsulated)along withlugs,glands,straight joints &accessories,etc. | LS | 1 |  | Included | 0 | 0 | 0
223 | 7000014957 | 2080 | 1750 | 20 | CABLES for release | 100002180 | 998736 |  | 18 |  | 1.1kV grade Power Cables (XLPEinsulated) along withlugs,glands,straight joints &accessories,etc. | LS | 1 |  | Included | 0 | 0 | 0
224 | 7000014957 | 2080 | 1750 | 30 | CABLES for release | 100002182 | 998736 |  | 18 |  | 1.1kV grade Control Cables (PVCinsulated) along withlugs,glands,straight joints &accessories,etc. | LS | 1 |  | Included | 0 | 0 | 0
V | 1 no. 230kV Bay at Tuticorin-II GIS PS
225 | 7000015629 | 430 | 15 | 10 | 220 kV HYBRID EQP | 100007282 | 998736 |  | 18 |  | 245kV, 1600 A, DM Type SF6 MTS/HYBRID GIS ICT/LINEfeeder baySwitchgear Assembly as per Section-Project, Technical specification . | EA | 1 |  | Included | 0 | 0 | 0
226 | 7000015629 | 240 | 190 | 10 | 220 kV Equipment | 100000484 | 998736 |  | 18 |  | 216kV Surge Arrester (1-phase) | EA | 3 |  | Included | 0 | 0 | 0
227 | 7000015629 | 240 | 190 | 20 | 220 kV Equipment | 100001907 | 998736 |  | 18 |  | 245 kV,1 phase Bus Post Insulator (except for Line Traps) | EA | 16 |  | Included | 0 | 0 | 0
228 | 7000015629 | 240 | 190 | 30 | 220 kV Equipment | 100000448 | 998736 |  | 18 |  | 245 kV, 4400pf Capacitive Voltage Transformer (1- Phase) | EA | 3 |  | Included | 0 | 0 | 0
229 | 7000015629 | 250 | 200 | 30 | 220 KV CRP | 100000738 | 998736 |  | 18 |  | 220kV Line Protection Panel (with Automation) | EA | 1 |  | Included | 0 | 0 | 0
230 | 7000015629 | 250 | 200 | 40 | 220 KV CRP | 100000802 | 998736 |  | 18 |  | 220kV Circuit Breaker Relay Panel with Auto Reclose | EA | 1 |  | Included | 0 | 0 | 0
231 | 7000015629 | 250 | 200 | 50 | 220 KV CRP | 100000743 | 998736 |  | 18 |  | Augmentation of existing 220kV bus bar protection scheme.(No. of bays as per specification)-(with Automation) | SET | 1 |  | Included | 0 | 0 | 0
232 | 7000015629 | 260 | 210 | 20 | 220 KV Substation Automation | 100002070 | 998736 |  | 18 |  | Augmentation of Substation automation System for 220kV bay as per Technical Specification | EA | 1 |  | Included | 0 | 0 | 0
233 | 7000015629 | 270 | 220 | 40 | 220 kV Erection Hardware | 100000512 | 998731 |  | 18 |  | Erection Hardware for 220kV DM-type layout for GIS termination arrangement-Line bay as per specification | SET | 1 |  | Included | 0 | 0 | 0
234 | 7000015629 | 270 | 220 | 50 | 220 kV Erection Hardware | 100003727 | 998731 |  | 18 |  | Erection Hardware for 220kV layout (Double Main Scheme)-Bus work (three bay) as per technical specification | SET | 1 |  | Included | 0 | 0 | 0
235 | 7000015629 | 280 | 230 | 10 | STEEL STRUCTURE | 100001224 | 995455 |  | 18 |  | Erection of Pipe Structure - 220 kV 1-Phase SA including nuts, bolts, all type of washers, packplates, step bolts and gusset platesexcluding foundation bolts | EA | 3 |  | Included | 0 | 0 | 0
236 | 7000015629 | 280 | 230 | 20 | STEEL STRUCTURE | 100001225 | 995455 |  | 18 |  | Erection of Pipe Structure - 220 kV 1-Phase BPI including nuts, bolts, all type of washers, packplates, step bolts and gusset platesexcluding foundation bolts | EA | 10 |  | Included | 0 | 0 | 0
237 | 7000015629 | 280 | 230 | 120 | STEEL STRUCTURE | 100001185 | 995455 |  | 18 |  | Erection of Std 220 kV Tower CB including nuts, bolts, all type of washers, packplates, step bolts and gusset plates excludingfoundation bolts | EA | 2 |  | Included | 0 | 0 | 0
238 | 7000015629 | 280 | 230 | 140 | STEEL STRUCTURE | 100001198 | 995455 |  | 18 |  | Erection of Std 220 kV Tower CTG including nuts, bolts, all type of washers, packplates, step bolts and gusset plates excludingfoundation bolts | EA | 2 |  | Included | 0 | 0 | 0
239 | 7000015629 | 280 | 230 | 150 | STEEL STRUCTURE | 100001199 | 995455 |  | 18 |  | Erection of Std 220 kV Tower CTH including nuts, bolts, all type of washers, packplates, step bolts and gusset plates excludingfoundation bolts | EA | 1 |  | Included | 0 | 0 | 0
240 | 7000015629 | 280 | 230 | 29 | STEEL STRUCTURE | 100001226 | 995455 |  | 18 |  | Erection of Pipe Structure - 220 kV 1-Phase High BPI including nuts, bolts, all type of washers, packplates, step bolts and gussetplates excluding foundation bolts | EA | 6 |  | Included | 0 | 0 | 0
241 | 7000015629 | 280 | 230 | 69 | STEEL STRUCTURE | 100001221 | 995455 |  | 18 |  | Erection of Pipe Structure - 220 kV 1-Phase CVT including nuts, bolts, all type of washers, packplates, step bolts and gusset platesexcluding foundation bolts | EA | 3 |  | Included | 0 | 0 | 0
242 | 7000015629 | 280 | 230 | 160 | STEEL STRUCTURE | 100002366 | 995455 |  | 18 |  | Erection of Standard 220 kV Gantry B1 including nuts, bolts, all type of washers, packplates, step bolts and gusset plates excludingfoundation bolts | EA | 1 |  | Included | 0 | 0 | 0
243 | 7000015629 | 280 | 230 | 180 | STEEL STRUCTURE | 100017200 | 995455 |  | 18 |  | Erection of Std 220 kV Gantry BG1 (14m) including nuts, bolts, all type of washers, packplates, step bolts and gusset platesexcluding foundation bolts | EA | 2 |  | Included | 0 | 0 | 0
244 | 7000015629 | 460 | 271 | 10 | Power and control for release | 100002181 | 998736 |  | 18 |  | 1.1kV grade Power Cables (PVCinsulated)along withlugs,glands,straight joints &accessories,etc. | LS | 1 |  | Included | 0 | 0 | 0
245 | 7000015629 | 460 | 271 | 20 | Power and control for release | 100002182 | 998736 |  | 18 |  | 1.1kV grade Control Cables (PVCinsulated) along withlugs,glands,straight joints &accessories,etc. | LS | 1 |  | Included | 0 | 0 | 0
246 | 7000015629 | 230 | 273 | 10 | Illumination | 100001021 | 995461 |  | 18 |  | Lighting Panel type ACP-2 as per technical specification | EA | 1 |  | Included | 0 | 0 | 0
247 | 7000015629 | 230 | 273 | 20 | Illumination | 100004930 | 998731 |  | 18 |  | LED Flood Light Luminaries Type-FL-1 as per technical specification | EA | 10 |  | Included | 0 | 0 | 0
248 | 7000015629 | 230 | 273 | 30 | Illumination | 100004931 | 998731 |  | 18 |  | LED Flood Light Luminaries Type FL-2 (250W) as per technical specification | EA | 5 |  | Included | 0 | 0 | 0
249 | 7000015629 | 230 | 273 | 70 | Illumination | 100001052 | 998731 |  | 18 |  | 63A, 415V : Interlocked switch socket outdoor Receptacle (type RP) as per technical specifications | EA | 1 |  | Included | 0 | 0 | 0
250 | 7000015629 | 230 | 273 | 80 | Illumination | 100001116 | 998739 |  | 18 |  | Illumination System for switchyard panel room of 6 m length | SET | 1 |  | Included | 0 | 0 | 0
251 | 7000015629 | 370 | 500 | 10 | VMS System | 100002500 | 998731 |  | 18 |  | Color IP camera, with PAN, TILT and ZOOM facilities, alongwith all required Items, Accessories, Line Interface units, Fiber patchcords, Power supply units, Junction Boxes, Cables, Fiber Optic Cables, etc., and including Integration in existing Hardware andSoftware for Augmentation of Visual Monitoring System as per technical specification. | SET | 2 |  | Included | 0 | 0 | 0
252 | 7000015629 | 380 | 550 | 10 | Foundation Bolts | 100001674 | 995455 |  | 18 |  | Erection of 28mm dia foundation bolts including nuts, checknuts, washers and packplates. | EA | 120 |  | Included | 0 | 0 | 0
253 | 7000015629 | 380 | 550 | 20 | Foundation Bolts | 100001677 | 995455 |  | 18 |  | Erection of 56mm dia foundation bolts including nuts, checknuts, washers and packplates | EA | 32 |  | Included | 0 | 0 | 0
254 | 7000015629 | 380 | 550 | 30 | Foundation Bolts | 100001676 | 995455 |  | 18 |  | Erection of 40mm dia foundation bolts including nuts, checknuts, washers and packplates. | EA | 16 |  | Included | 0 | 0 | 0
255 | 7000015629 | 450 | 600 | 10 | Civil Works | 100004518 | 995433 |  | 18 |  | Excavation in all kind of soil including rock for all leads and lifts, backfilling, disposal of surplus earth within a lead up to2Km as per technical specification. The surplus earth shall be roughly graded . | M3 | 1361 |  | Included | 0 | 0 | 0
256 | 7000015629 | 450 | 600 | 20 | Civil Works | 100001325 | 995454 |  | 18 |  | Providing and laying of Plain Cement Concrete (PCC) (1:4:8) | M3 | 41 |  | Included | 0 | 0 | 0
257 | 7000015629 | 450 | 600 | 30 | Civil Works | 100001326 | 995454 |  | 18 |  | Providing and laying of Plain Cement Concrete (PCC) (1:2:4) | M3 | 19 |  | Included | 0 | 0 | 0
258 | 7000015629 | 450 | 600 | 40 | Civil Works | 100016607 | 995451 |  | 18 |  | Providing and laying of Reinforced Cement Concrete M30 including pre cast, shuttering, Grouting of pockets & underpinning butexcluding steel reinforcement | M3 | 226 |  | Included | 0 | 0 | 0
259 | 7000015629 | 450 | 600 | 50 | Civil Works | 100001328 | 995454 |  | 18 |  | Providing and laying Plain Cement Concrete 1:5:10 (1 cement : 5 sand : 10 brick aggregate) | M3 | 306 |  | Included | 0 | 0 | 0
260 | 7000015629 | 450 | 600 | 60 | Civil Works | 100001329 | 995454 |  | 18 |  | Steel Reinforcement | MT | 14 |  | Included | 0 | 0 | 0
261 | 7000015629 | 450 | 600 | 70 | Civil Works | 100001331 | 995455 |  | 18 |  | Misc. Structural steel including rails, embedments, edge protection angles, gratings etc. but excluding the reinforcement steel andsteel for lattice and pipe structures. | MT | 7 |  | Included | 0 | 0 | 0
262 | 7000015629 | 450 | 600 | 80 | Civil Works | 100001714 | 995428 |  | 18 |  | Stone spreading in switchyard excluding PCC | M2 | 4000 |  | Included | 0 | 0 | 0
263 | 7000015629 | 450 | 600 | 90 | Civil Works | 100001713 | 995424 |  | 18 |  | Antiweed treatment | M2 | 4000 |  | Included | 0 | 0 | 0
264 | 7000015629 | 450 | 600 | 100 | Civil Works | 100001735 | 995462 |  | 18 |  | RCC culverts and cable trench crossings including supplying and laying hume pipe 250mm dia of grade (NP-3) excluding concrete as perspecification. | M | 15 |  | Included | 0 | 0 | 0
265 | 7000015629 | 450 | 600 | 120 | Civil Works | 100001737 | 995462 |  | 18 |  | RCC culverts and cable trench crossings including supplying and laying hume pipe 450mm dia of grade (NP-3) excluding concrete as perspecification. | M | 20 |  | Included | 0 | 0 | 0
266 | 7000015629 | 450 | 600 | 130 | Civil Works | 100003437 | 995454 |  | 18 |  | Switchyard Panel Room - Civil Works. All civil works as per drawing and specifications complete, including - brickwork, finishing(external and internal), windows etc. However, excavation, PCC, RCC and reinforcement shall be paid separately as per BPS. | M2 | 30 |  | Included | 0 | 0 | 0
267 | 7000015629 | 450 | 600 | 150 | Civil Works | 100001720 | 995428 |  | 18 |  | Supplying, filling and compacting CNS material as per specification under floors, foundations, roads, cable trenches, drains etc inlayers not exceeding 200 mm thickness | M3 | 164 |  | Included | 0 | 0 | 0
268 | 7000015629 | 450 | 600 | 160 | Civil Works | 100001721 | 995428 |  | 18 |  | Supplying, filling and compacting stone boulders mixed with sand under foundations, roads, cable trenches, drains etc in layers notexceeding 250mm thickness including ramming, watering compacting | M3 | 20 |  | Included | 0 | 0 | 0
269 | 7000014984 | 50 | 660 | 10 | Fire Fighting system | 100002062 | 995461 |  | 18 |  | Fire Detection and Alarm System for Switchyard Panel Room of 6 m length | SET | 1 |  | Included | 0 | 0 | 0
270 | 7000014984 | 50 | 660 | 20 | Fire Fighting system | 100000975 | 995461 |  | 18 |  | 4.5 kg CO2 type Portable Fire extinguisher | EA | 1 |  | Included | 0 | 0 | 0
271 | 7000014984 | 70 | 680 | 10 | Air conditioning system | 100001882 | 995463 |  | 18 |  | Air conditioning system for Switchyard Panel Room of 6m length | SET | 1 |  | Included | 0 | 0 | 0
[11 empty] | Total Installation Charges |  |  |  | 0 |  |  | 0
[11 empty] | Total GST as confirmed by Bidder |  |  |  |  | 0
* | In case the bidder leaves the cell for confirmation of the SAC and/or GST rate “blank”, the SAC and corresponding GST rate indicated by the Employer shall be deemed to be the one confirmed by the Bidder.
Date : |  |  | --
Place : | [11 empty] | Printed Name :
Designation :
Click for Sch-4

## Sch-3 Dis (hidden)
Specification No.: 5002001880/SUB-STATION(EXCLUDIN/DOM/A02-CC CS -3 |  |  |  |  | Schedule - 3
Substation Package-SS82 for extension of NP Kunta substation, Kolar substation, Hiriyur substation, Kochi substation & Tuticorin GIS substation under (a) Regional system strengthening scheme to mitigate the overloading of 400kV NP Kunta – Kolar S/C line; (b) Augmentation of transformation capacity at existing Hiriyur S/S and Kochi S/S; & (c) Implementation of 1 no. of 230kV bay at Tuticorin – II GIS PS. | [7 empty] | As per Lum-sum |  | 0%
(SCHEDULE OF RATES AND PRICES : ERECTION CHARGES) | [7 empty] | AS per Percent |  | #REF!
[8 empty] | As per lum-sum on Sch-3 |  | 0%
Bidder’s Name and Address (Lead Partner) : |  |  |  | To: |  |  |  | As per Percent on Sch-3 |  | #REF!
|  |  |  | Contracts Services, 3rd Floor |  |  |  | Total Discount |  | #REF!
Name : | …….. …….. …….. …….. …….. …….. |  |  | Power Grid Corporation of India Ltd.,
Address : | …….. …….. …….. …….. …….. …….. |  |  | "Saudamini", Plot No.-2
| …….. …….. …….. …….. …….. …….. |  |  | Sector-29, |  |  |  | Multipackage lum-sum |  | 0%
| …….. …….. …….. …….. …….. …….. |  |  | Gurgaon (Haryana) - 122001
[5 empty] | All Prices are in Indian Rupees. |  |  |  | Amount after Discount (Rs.) |  | Dis Alert | Amount after MPD (Rs.)
SI. No. | Description | Unit | Quantity | Unit Erection Charges | Total Erection Charges |  |  |  | Unit Erection Charges | Total Erection Charges |  | Unit Erection Charges | Total Erection Charges
1 | 2 | 3 | 4 | 5 | 6 = 4 x 5 |  |  |  | 5 | 6 = 4 x 5 |  | 5 | 6 = 4 x 5
#REF! | #REF!
#REF! | #REF!
| #REF! | #REF! | #REF! | #REF! | #REF!
| #REF! | #REF! | #REF! | #REF! | #REF!
#REF! | #REF! |  |  |  |  | (a) | Detailed Soil Investigation
| #REF! | #REF! | #REF! | #REF! | #REF! | (b) | All kinds of soil except fissured rock & hard rock
| #REF! | #REF! | #REF! | #REF! | #REF! | (e) | River Crossing Location
| #REF! | #REF! | #REF! | #REF! | #REF! | (f)
#REF! | #REF!
| #REF! | #REF! | #REF! | #REF! | #REF!
| #REF! | #REF! | #REF! | #REF! | #REF!
| #REF! | #REF! | #REF! | #REF! | #REF!
#REF! | #REF!
#REF! | #REF!
| #REF! | #REF! | #REF! | #REF! | #REF!
| #REF! | #REF! | #REF! | #REF! | #REF!
| #REF! | #REF! | #REF! | #REF! | #REF!
| #REF! | #REF! | #REF! | #REF! | #REF!
| #REF! | #REF! | #REF! | #REF! | #REF!
#REF! | #REF!
| #REF! | #REF! | #REF! | #REF! | #REF!
| #REF! | #REF! | #REF! | #REF! | #REF!
#REF! | #REF! | #REF! | #REF! | #REF! | #REF!
#REF! | #REF! | #REF! | #REF! | #REF! | #REF!
#REF! | #REF!
| #REF! | #REF! | #REF! | #REF! | #REF!
#REF! | #REF!
| #REF! | #REF! | #REF! | #REF! | #REF!
| #REF! | #REF! | #REF! | #REF! | #REF!
#REF! | #REF!
| #REF! | #REF! | #REF! | #REF! | #REF!
| #REF! | #REF! | #REF! | #REF! | #REF!
| #REF! | #REF! | #REF! | #REF! | #REF!
| #REF! | #REF! | #REF! | #REF! | #REF!
| #REF! | #REF! | #REF! | #REF! | #REF!
| #REF! | #REF! | #REF! | #REF! | #REF!
#REF!
| #REF! | #REF! | #REF! | #REF! | #REF!
| #REF! | #REF! | #REF! | #REF! | #REF!
| #REF! | #REF! | #REF! | #REF! | #REF!
| #REF! | #REF! | #REF! | #REF! | #REF!
#REF! | #REF!
#REF!
| #REF! | #REF! | #REF! | #REF! | #REF!
#REF! | #REF!
#REF! | #REF! | #REF! | #REF! | #REF! | #REF!
#REF! | #REF!
#REF! | #REF! | #REF! | #REF! | #REF! | #REF!
#REF! | #REF! | #REF! | #REF! | #REF! | #REF!
#REF! | #REF!
| #REF! | #REF! | #REF! | #REF! | #REF!
| Total Erection Price (A+B) |  |  |  | #REF!
Date : | --
Place : |  |  | Printed Name :
Designation :
Click for Sch-4

## Sch-4
Specification No.: 5002001880/SUB-STATION(EXCLUDIN/DOM/A02-CC CS -3 | [15 empty] | Schedule - 4
Substation Package-SS82 for extension of NP Kunta substation, Kolar substation, Hiriyur substation, Kochi substation & Tuticorin GIS substation under (a) Regional system strengthening scheme to mitigate the overloading of 400kV NP Kunta – Kolar S/C line; (b) Augmentation of transformation capacity at existing Hiriyur S/S and Kochi S/S; & (c) Implementation of 1 no. of 230kV bay at Tuticorin – II GIS PS.
(SCHEDULE OF RATES AND PRICES )
Bidder’s Name and Address (Lead Partner) : | [14 empty] | To:
Contracts Services, 3rd Floor
Name : | …….. …….. …….. …….. …….. …….. | [13 empty] | Power Grid Corporation of India Ltd.,
Address : | …….. …….. …….. …….. …….. …….. | [13 empty] | "Saudamini", Plot No.-2
| …….. …….. …….. …….. …….. …….. | [13 empty] | Sector-29,
| …….. …….. …….. …….. …….. …….. | [13 empty] | Gurgaon (Haryana) - 122001
Training Charges for Training to be imparted
SI. No. | PR No | PR Line Item No | Activity Header | PR Activity No | Activity Description | Service Code | SAC (Service Accounting Codes) | Whether SAC in column '8’ is confirmed. If not indicate applicable the SAC * | Rate of GST applicable ( in %) | Whether rate of GST in column ‘4’ is confirmed. If not indicate applicable rate of GST * | Description | Unit | Quantity | Unit Training Charges excluding GST | Total Training Charges excluding GST | Total GST as confirmed by Bidder
1 | 2 | 3 | 4 | 5 | 6 | 7 | 8 | 9 | 10 | 11 | 12 | 13 | 14 | 15 | 16 = 14 x 15 | 17
[17 empty] | Revaluation of J column | Tax Calculation
NOT APPLICABLE | [16 empty] | Revaluation of J column | Tax Calculation
[15 empty] | Included | 0 | 0 | 0
[9 empty] | Total Training Charges | [5 empty] | 0 |  |  | 0
[9 empty] | Total GST as confirmed by Bidder | [6 empty] | 0
Date : | -- | [12 empty] | Printed Name :
Place : | [13 empty] | Designation :
Click for Sch-5

## Sch-4b (hidden)
Specification No.: 5002001880/SUB-STATION(EXCLUDIN/DOM/A02-CC CS -3 | [15 empty] | Schedule - 4b
Substation Package-SS82 for extension of NP Kunta substation, Kolar substation, Hiriyur substation, Kochi substation & Tuticorin GIS substation under (a) Regional system strengthening scheme to mitigate the overloading of 400kV NP Kunta – Kolar S/C line; (b) Augmentation of transformation capacity at existing Hiriyur S/S and Kochi S/S; & (c) Implementation of 1 no. of 230kV bay at Tuticorin – II GIS PS.
(SCHEDULE OF RATES AND PRICES )
Bidder’s Name and Address (Lead Partner) : | [14 empty] | To:
Contracts Services, 3rd Floor
Name : | …….. …….. …….. …….. …….. …….. | [13 empty] | Power Grid Corporation of India Ltd.,
Address : | …….. …….. …….. …….. …….. …….. | [13 empty] | "Saudamini", Plot No.-2
| …….. …….. …….. …….. …….. …….. | [13 empty] | Sector-29,
| …….. …….. …….. …….. …….. …….. | [13 empty] | Gurgaon (Haryana) - 122001
Maintenance Charges during & after Defect Laibility Period
SI. No. | PR No | PR Line Item No | Activity Header | PR Activity No | Activity Description | Service Code | SAC (Service Accounting Codes) | Whether SAC in column '8’ is confirmed. If not indicate applicable the SAC * | Rate of GST applicable ( in %) | Whether rate of GST in column ‘4’ is confirmed. If not indicate applicable rate of GST * | Description | Unit | Quantity | Unit Maintenance Charges excluding GST | Total Maintenance Charges excluding GST | Total GST as confirmed by Bidder
1 | 2 | 3 | 4 | 5 | 6 | 7 | 8 | 9 | 10 | 11 | 12 | 13 | 14 | 15 | 16 = 14 x 15 | 17
| 0 | [15 empty] | Revaluation of P column | Tax Calculation
A. | #REF! | [15 empty] | Revaluation of P column | Tax Calculation
1 | [14 empty] | Included | 0 | 0 | 0
2 | [14 empty] | Included | 0 | 0 | 0
3 | [14 empty] | Included | 0 | 0 | 0
4 | [14 empty] | Included | 0 | 0 | 0
B. | #REF! | [15 empty] | Revaluation of P column | Tax Calculation
1 | [14 empty] | Included | 0 | 0 | 0
2 | [14 empty] | Included | 0 | 0 | 0
3 | [14 empty] | Included | 0 | 0 | 0
4 | [14 empty] | Included | 0 | 0 | 0
[9 empty] | Total Maintenance Charges during and after Defect Liabilty Period | [5 empty] | 0 |  |  | 0
[9 empty] | Total GST as confirmed by Bidder | [6 empty] | 0
Date : | -- | [12 empty] | Printed Name :
Place : | [13 empty] | Designation :
Click for Sch-5

## Sch-5
Specification No.: 5002001880/SUB-STATION(EXCLUDIN/DOM/A02-CC CS -3 |  |  |  | Schedule - 5
Substation Package-SS82 for extension of NP Kunta substation, Kolar substation, Hiriyur substation, Kochi substation & Tuticorin GIS substation under (a) Regional system strengthening scheme to mitigate the overloading of 400kV NP Kunta – Kolar S/C line; (b) Augmentation of transformation capacity at existing Hiriyur S/S and Kochi S/S; & (c) Implementation of 1 no. of 230kV bay at Tuticorin – II GIS PS.
(SUMMARY OF TAXES & DUTIES APPLICABLE ON PLANT & EQUIPMENT)
Bidder’s Name and Address (Lead Partner) : |  |  | To:
Contracts Services, 3rd Floor
Name : | …….. …….. …….. …….. …….. …….. |  | Power Grid Corporation of India Ltd.,
Address : | …….. …….. …….. …….. …….. …….. |  | "Saudamini", Plot No.-2
| …….. …….. …….. …….. …….. …….. |  | Sector-29,
| …….. …….. …….. …….. …….. …….. |  | Gurgaon (Haryana) - 122001
Sl. No. | Item Nos. |  | Total Price (INR) |  | After Discount |  | After MPDiscount
1 | TOTAL GST ON GOODS |  |  |  | Excise Duty | #REF! | Excise Duty | #REF!
| Total GST for Supply of Goods (inter-alia including Type Test Charges) between the Contractor and the Employer (identified in Schedule 1') which are not included in the Ex-works price as per the provision of the Bidding Documents, as applicable. |  | 0
2 | TOTAL GST ON SERVICES |  |  |  | Sales Tax | 0 | Sales Tax | 0
| Total GST on Installation Services (Schedule-3), Training to be imparted in India (Schedule-4) |  | 0 |  | #REF! | 0 | #REF! | 0
| GRAND TOTAL [1+2] |  | 0 |  | Grand Total after Discount | #REF! | Grand Total after MPD | #REF!
Date : | -- | Printed Name :
Place : |  | Designation :
Click for Sch-6

## Sch-5 Dis (hidden)
Specification No.: 5002001880/SUB-STATION(EXCLUDIN/DOM/A02-CC CS -3 |  |  |  | Schedule - 5
Substation Package-SS82 for extension of NP Kunta substation, Kolar substation, Hiriyur substation, Kochi substation & Tuticorin GIS substation under (a) Regional system strengthening scheme to mitigate the overloading of 400kV NP Kunta – Kolar S/C line; (b) Augmentation of transformation capacity at existing Hiriyur S/S and Kochi S/S; & (c) Implementation of 1 no. of 230kV bay at Tuticorin – II GIS PS.
SUMMARY OF TAXES & DUTIES APPLICABLE ON GOODS
Bidder’s Name and Address (Lead Partner) : |  |  | To:
Contracts Services, 3rd Floor
Name : | …….. …….. …….. …….. …….. …….. |  | Power Grid Corporation of India Ltd.,
Address : | …….. …….. …….. …….. …….. …….. |  | "Saudamini", Plot No.-2
| …….. …….. …….. …….. …….. …….. |  | Sector-29,
| …….. …….. …….. …….. …….. …….. |  | Gurgaon (Haryana) - 122001
Sl. No. | Item Nos. |  | Total Price (INR)
1 | TOTAL GST ON GOODS |  | 0
Total GST for Supply of Goods (inter-alia including Type Test Charges) between the Contractor and the Employer (identified in Schedule 1') which are not included in the Ex-works price as per the provision of the Bidding Documents, as applicable.
2 | TOTAL GST ON SERVICES |  | 0
Total GST on Installation Services (Schedule-3), Training to be imparted in India (Schedule-4a) and Maintenance Charges during and after Defect Liabilty Period (Schedule-4b)
| GRAND TOTAL [1+2] |  | 0
Date : | -- | Printed Name :
Place : |  | Designation :
Click for Sch-6

## Sch-6
Specification No.: 5002001880/SUB-STATION(EXCLUDIN/DOM/A02-CC CS -3 |  |  | Schedule - 6
Substation Package-SS82 for extension of NP Kunta substation, Kolar substation, Hiriyur substation, Kochi substation & Tuticorin GIS substation under (a) Regional system strengthening scheme to mitigate the overloading of 400kV NP Kunta – Kolar S/C line; (b) Augmentation of transformation capacity at existing Hiriyur S/S and Kochi S/S; & (c) Implementation of 1 no. of 230kV bay at Tuticorin – II GIS PS.
(GRAND SUMMARY)
Bidder’s Name and Address (Lead Partner) : |  |  | To:
Contracts Services, 3rd Floor
Name : | …….. …….. …….. …….. …….. …….. |  | Power Grid Corporation of India Ltd.,
Address : | …….. …….. …….. …….. …….. …….. |  | "Saudamini", Plot No.-2
| …….. …….. …….. …….. …….. …….. |  | Sector-29,
| …….. …….. …….. …….. …….. …….. |  | Gurgaon (Haryana) - 122001
Sl. No. | Description |  | Total Price (INR)
1 | TOTAL SCHEDULE NO. 1 |  | 0
Ex-works price of Plant and Equipment including Type Test Charges
2 | TOTAL SCHEDULE NO. 2 |  | 0
Local Transportation, In-transit Insurance, loading & unloading
3 | TOTAL SCHEDULE NO. 3 |  | 0
Installation Charges
4 | TOTAL SCHEDULE NO. 4 |  | 0
Training Charges
4b | TOTAL SCHEDULE NO. 4b |  | 0
Maintenance Charges during & after Defect Laibility Period
5 | TOTAL SCHEDULE NO. 5 |  | 0
Taxes and Duties
6 | TOTAL SCHEDULE NO. 7 |  | 0
Type Test Charges [Total of this Schedule is included in Schedule - 1 above.]
| GRAND TOTAL [1+2+3+4+5] |  | 0
Date : | -- | Printed Name :
Place : |  | Designation :
Click for Sch-7

## Sch-6 After Discount
Specification No.: 5002001880/SUB-STATION(EXCLUDIN/DOM/A02-CC CS -3 |  |  | Schedule - 6 After Discount
Substation Package-SS82 for extension of NP Kunta substation, Kolar substation, Hiriyur substation, Kochi substation & Tuticorin GIS substation under (a) Regional system strengthening scheme to mitigate the overloading of 400kV NP Kunta – Kolar S/C line; (b) Augmentation of transformation capacity at existing Hiriyur S/S and Kochi S/S; & (c) Implementation of 1 no. of 230kV bay at Tuticorin – II GIS PS.
(GRAND SUMMARY)
Bidder’s Name and Address (Lead Partner) : |  |  | To:
Contracts Services, 3rd Floor
Name : | …….. …….. …….. …….. …….. …….. |  | Power Grid Corporation of India Ltd.,
Address : | …….. …….. …….. …….. …….. …….. |  | "Saudamini", Plot No.-2
| …….. …….. …….. …….. …….. …….. |  | Sector-29,
| …….. …….. …….. …….. …….. …….. |  | Gurgaon (Haryana) - 122001
Sl. No. | Description |  | Total Price (INR)
1 | TOTAL SCHEDULE NO. 1 |  | 0
Ex-works price of Plant and Equipment including Type Test Charges
2 | TOTAL SCHEDULE NO. 2 |  | 0
Local Transportation, In-transit Insurance, loading & unloading
3 | TOTAL SCHEDULE NO. 3 |  | 0
Installation Charges
4 | TOTAL SCHEDULE NO. 4 |  | 0
Training Charges
4b | TOTAL SCHEDULE NO. 4b |  | 0
Maintenance Charges during & after Defect Laibility Period
5 | TOTAL SCHEDULE NO. 5 |  | 0
Taxes and Duties
6 | TOTAL SCHEDULE NO. 7 |  | 0
Type Test Charges [Total of this Schedule is included in Schedule - 1 above.]
| GRAND TOTAL [1+2+3+4+5] |  | 0
Date : | -- | Printed Name :
Place : |  | Designation :
Click for Sch-7

## Sch-7
Specification No.: 5002001880/SUB-STATION(EXCLUDIN/DOM/A02-CC CS -3 | [11 empty] | Schedule 7
Substation Package-SS82 for extension of NP Kunta substation, Kolar substation, Hiriyur substation, Kochi substation & Tuticorin GIS substation under (a) Regional system strengthening scheme to mitigate the overloading of 400kV NP Kunta – Kolar S/C line; (b) Augmentation of transformation capacity at existing Hiriyur S/S and Kochi S/S; & (c) Implementation of 1 no. of 230kV bay at Tuticorin – II GIS PS. | [15 empty] | As per Lum-sum |  | 0%
(SCHEDULE OF RATES AND PRICES ) | [15 empty] | AS per Percent |  | #REF!
[16 empty] | As per lum-sum on Sch-7 |  | 0%
Bidder’s Name and Address (Lead Partner) : | [9 empty] | To: | [5 empty] | As per Percent on Sch-7 |  | #REF!
[10 empty] | Contracts Services, 3rd Floor | [5 empty] | Total Discount |  | #REF!
Name : | [7 empty] | …….. …….. …….. …….. …….. …….. |  | Power Grid Corporation of India Ltd.,
Address : | [7 empty] | …….. …….. …….. …….. …….. …….. |  | "Saudamini", Plot No.-2
[8 empty] | …….. …….. …….. …….. …….. …….. |  | Sector-29, | [5 empty] | Multipackage Discount |  | 0%
[8 empty] | …….. …….. …….. …….. …….. …….. |  | Gurgaon (Haryana) - 122001
Type tests on Earthwire, Hardwar Fittings & accessories of conductor & earthwire:
SL. NO. | PR No | Line Item No | Code | HSN Code | Whether HSN in column ‘2’ is confirmed. If not indicate applicable the HSN code * | Rate of GST applicable ( in %) | Whether rate of GST in column ‘4’ is confirmed. If not indicate applicable rate of GST * | Description of Test | Unit | Quantity | Unit Test Charge | Total Test Charges (Rs.) | Total GST as confirmed by Bidder | Revaluation of M column | Tax Calculation |  | Total Test Charges After Discount (Rs.) |  | Dis Alert | Total Test Charges After MPD (Rs.)
1 | 2 | 3 | 4 | 5 | 6 | 7 | 8 | 9 | 10 | 11 | 12 | 13 = 10 x 11 | 14
I
1 | [11 empty] | Included | 0 | 0 | 0
2 | [11 empty] | Included | 0 | 0 | 0
NOT APPLICABLE
[8 empty] | TOTAL TYPE TEST CHARGES |  |  |  | 0
[8 empty] | Total GST as confirmed by Bidder |  |  |  |  | 0
Date : |  |  |  | -- |  |  |  |  | Printed Name :
Place : | [8 empty] | Designation :
Note : |  |  |  | Bidder should indicate the name of test laboratories where type tests are proposed to be conducted
Specification No.: 5002001880/SUB-STATION(EXCLUDIN/DOM/A02-CC CS -3
Substation Package-SS82 for extension of NP Kunta substation, Kolar substation, Hiriyur substation, Kochi substation & Tuticorin GIS substation under (a) Regional system strengthening scheme to mitigate the overloading of 400kV NP Kunta – Kolar S/C line; (b) Augmentation of transformation capacity at existing Hiriyur S/S and Kochi S/S; & (c) Implementation of 1 no. of 230kV bay at Tuticorin – II GIS PS. | [7 empty] | 0 | 0
(SCHEDULE OF RATES AND PRICES ) | [7 empty] | 0 | 0
Bidder’s Name and Address (Lead Partner) :
[8 empty] | 0 | 0
Name : | [7 empty] | …….. …….. …….. …….. …….. …….. | 0
Address : | [7 empty] | …….. …….. …….. …….. …….. …….. | 0
[8 empty] | …….. …….. …….. …….. …….. …….. | 0
[8 empty] | …….. …….. …….. …….. …….. …….. | 0
SL. NO. | [7 empty] | Description of Test | #REF!
#REF! | [7 empty] | #REF! | #REF!
#REF! | [7 empty] | #REF!
#REF! | [7 empty] | #REF! | #REF!
#REF! | [7 empty] | #REF! | #REF!
[8 empty] | #REF! | #REF!
#REF! | [7 empty] | #REF!
#REF! | [7 empty] | #REF!
#REF! | [7 empty] | #REF!
#REF! | [7 empty] | #REF! | #REF!
#REF! | [7 empty] | #REF! | #REF!
#REF! | [7 empty] | #REF! | #REF!
#REF! | [7 empty] | #REF! | #REF!
[8 empty] | #REF! | #REF!
#REF! | [7 empty] | #REF!
#REF! | [7 empty] | #REF! | #REF!
#REF! | [7 empty] | #REF! | #REF!
#REF! | [7 empty] | #REF! | #REF!
#REF! | [7 empty] | #REF! | #REF!
[8 empty] | #REF! | #REF!
#REF! | [7 empty] | #REF!
#REF! | [7 empty] | #REF! | #REF!
#REF! | [7 empty] | #REF! | #REF!
#REF! | [7 empty] | #REF! | #REF!
[8 empty] | #REF! | #REF!
#REF! | [7 empty] | #REF!
#REF! | [7 empty] | #REF! | #REF!
#REF! | [7 empty] | #REF! | #REF!
#REF! | [7 empty] | #REF! | #REF!
[8 empty] | #REF! | #REF!
#REF! | [7 empty] | #REF!
#REF! | [7 empty] | #REF! | #REF!
#REF! | [7 empty] | #REF! | #REF!
#REF! | [7 empty] | #REF! | #REF!
#REF! | [7 empty] | #REF! | #REF!
[8 empty] | #REF! | #REF!
[8 empty] | #REF! | #REF!
#REF! | [7 empty] | #REF!
#REF! | [7 empty] | #REF!
#REF! | [7 empty] | #REF! | #REF!
#REF! | [7 empty] | #REF! | #REF!
#REF! | [7 empty] | #REF! | #REF!
[8 empty] | #REF! | #REF!
[8 empty] | #REF! | #REF!
#REF! | [7 empty] | #REF!
#REF! | [7 empty] | #REF!
#REF! | [7 empty] | #REF! | #REF!
#REF! | [7 empty] | #REF! | #REF!
#REF! | [7 empty] | #REF! | #REF!
#REF! | [7 empty] | #REF! | #REF!
#REF! | [7 empty] | #REF! | #REF!
[8 empty] | #REF! | #REF!
#REF! | [7 empty] | #REF!
#REF! | [7 empty] | #REF! | #REF!
#REF! | [7 empty] | #REF! | #REF!
#REF! | [7 empty] | #REF! | #REF!
#REF! | [7 empty] | #REF! | #REF!
#REF! | [7 empty] | #REF! | #REF!
#REF! | [7 empty] | #REF! | #REF!
[8 empty] | #REF! | #REF!
#REF! | [7 empty] | #REF!
#REF! | [7 empty] | #REF! | #REF!
#REF! | [7 empty] | #REF! | #REF!
#REF! | [7 empty] | #REF! | #REF!
#REF! | [7 empty] | #REF! | #REF!
#REF! | [7 empty] | #REF! | #REF!
#REF! | [7 empty] | #REF! | #REF!
#REF! | [7 empty] | #REF! | #REF!
#REF! | [7 empty] | #REF! | #REF!
#REF! | [7 empty] | #REF! | #REF!
[8 empty] | #REF! | #REF!
#REF! | [7 empty] | #REF!
#REF! | [7 empty] | #REF! | #REF!
#REF! | [7 empty] | #REF! | #REF!
#REF! | [7 empty] | #REF! | #REF!
[8 empty] | #REF! | #REF!
#REF! | [7 empty] | #REF!
#REF! | [7 empty] | #REF! | #REF!
#REF! | [7 empty] | #REF! | #REF!
#REF! | [7 empty] | #REF! | #REF!
[8 empty] | #REF! | #REF!
#REF! | [7 empty] | #REF!
#REF! | [7 empty] | #REF! | #REF!
#REF! | [7 empty] | #REF! | #REF!
[8 empty] | #REF! | #REF!
#REF! | [7 empty] | #REF!
#REF! | [7 empty] | #REF! | #REF!
#REF! | [7 empty] | #REF! | #REF!
#REF! | [7 empty] | #REF! | #REF!
#REF! | [7 empty] | #REF! | #REF!
#REF! | [7 empty] | #REF! | #REF!
#REF! | [7 empty] | #REF! | #REF!
[8 empty] | #REF! | #REF!
#REF! | [7 empty] | #REF!
#REF! | [7 empty] | #REF! | #REF!
#REF! | [7 empty] | #REF! | #REF!
#REF! | [7 empty] | #REF! | #REF!
#REF! | [7 empty] | #REF! | #REF!
#REF! | [7 empty] | #REF!
#REF! | [7 empty] | #REF! | #REF!
#REF! | [7 empty] | #REF! | #REF!
#REF! | [7 empty] | #REF! | #REF!
#REF! | [7 empty] | #REF! | #REF!
[8 empty] | #REF! | #REF!
[8 empty] | #REF! | #REF!
[8 empty] | #REF! | #REF!
Click for Bid Form 2nd Envelope

## Sch-7 Dis (hidden)
Specification No.: 5002001880/SUB-STATION(EXCLUDIN/DOM/A02-CC CS -3
Substation Package-SS82 for extension of NP Kunta substation, Kolar substation, Hiriyur substation, Kochi substation & Tuticorin GIS substation under (a) Regional system strengthening scheme to mitigate the overloading of 400kV NP Kunta – Kolar S/C line; (b) Augmentation of transformation capacity at existing Hiriyur S/S and Kochi S/S; & (c) Implementation of 1 no. of 230kV bay at Tuticorin – II GIS PS. | [6 empty] | As per Lum-sum |  | 0%
(SCHEDULE OF RATES AND PRICES : TYPE TEST CHARGES) | [6 empty] | AS per Percent |  | #REF!
[7 empty] | As per lum-sum on Sch-7 |  | 0%
Bidder’s Name and Address (Lead Partner) : |  |  |  | To: |  |  | As per Percent on Sch-7 |  | #REF!
|  |  |  | Contracts Services, 3rd Floor |  |  | Total Discount |  | #REF!
Name : | …….. …….. …….. …….. …….. …….. |  |  | Power Grid Corporation of India Ltd.,
Address : | …….. …….. …….. …….. …….. …….. |  |  | "Saudamini", Plot No.-2
| …….. …….. …….. …….. …….. …….. |  |  | Sector-29, |  |  | Multipackage Discount |  | 0%
| …….. …….. …….. …….. …….. …….. |  |  | Gurgaon (Haryana) - 122001
Type Tests on Earthwire
SL. NO. | Description of Test | Unit | Quantity | Unit Test Charge | Total Test Charges (Rs.) |  |  | Total Test Charges After Discount (Rs.) |  | Dis Alert | Total Test Charges After MPD (Rs.)
I | #REF!
(a) | #REF! | #REF! | #REF! | #REF! | #REF!
(b) | #REF! | #REF! | #REF! | #REF! | #REF!
| Sub-Total (I) |  |  |  | #REF!
| TOTAL TEST CHARGES (I) |  |  |  | #REF!
[7 empty] | Discount Sche-7 | #REF! |  | MPD Sche-7 | #REF!
[7 empty] | Dis Alert | #REF!
Signature :
Date : | -- | Printed Name :
Place : |  | Designation :
Common Seal :
Note : | Bidder should indicate the name of test laboratories where type tests are proposed to be conducted
Specification No.: 5002001880/SUB-STATION(EXCLUDIN/DOM/A02-CC CS -3
Substation Package-SS82 for extension of NP Kunta substation, Kolar substation, Hiriyur substation, Kochi substation & Tuticorin GIS substation under (a) Regional system strengthening scheme to mitigate the overloading of 400kV NP Kunta – Kolar S/C line; (b) Augmentation of transformation capacity at existing Hiriyur S/S and Kochi S/S; & (c) Implementation of 1 no. of 230kV bay at Tuticorin – II GIS PS. | 0 | 0 |  |  |  | 0
(SCHEDULE OF RATES AND PRICES : TYPE TEST CHARGES) | 0 | 0 |  |  |  | 0
Bidder’s Name and Address (Lead Partner) : | [5 empty] | 0
| 0 | 0 |  |  |  | 0
Name : | …….. …….. …….. …….. …….. …….. | 0 |  |  |  | 0
Address : | …….. …….. …….. …….. …….. …….. | 0 |  |  |  | 0
| …….. …….. …….. …….. …….. …….. | 0 |  |  |  | 0
| …….. …….. …….. …….. …….. …….. | 0 |  |  |  | 0
SL. NO. | Description of Test | 0
#REF! | #REF! | #REF!
#REF! | #REF!
#REF! | #REF! | #REF!
#REF! | #REF! | #REF!
| #REF! | #REF!
#REF! | #REF!
#REF! | #REF!
#REF! | #REF!
#REF! | #REF! | #REF!
#REF! | #REF! | #REF!
#REF! | #REF! | #REF!
#REF! | #REF! | #REF!
| #REF! | #REF!
#REF! | #REF!
#REF! | #REF! | #REF!
#REF! | #REF! | #REF!
#REF! | #REF! | #REF!
#REF! | #REF! | #REF!
| #REF! | #REF!
#REF! | #REF!
#REF! | #REF! | #REF!
#REF! | #REF! | #REF!
#REF! | #REF! | #REF!
| #REF! | #REF!
#REF! | #REF!
#REF! | #REF! | #REF!
#REF! | #REF! | #REF!
#REF! | #REF! | #REF!
| #REF! | #REF!
#REF! | #REF!
#REF! | #REF! | #REF!
#REF! | #REF! | #REF!
#REF! | #REF! | #REF!
#REF! | #REF! | #REF!
| #REF! | #REF!
| #REF! | #REF!
#REF! | #REF!
#REF! | #REF!
#REF! | #REF! | #REF!
#REF! | #REF! | #REF!
#REF! | #REF! | #REF!
| #REF! | #REF!
| #REF! | #REF!
#REF! | #REF!
#REF! | #REF!
#REF! | #REF! | #REF!
#REF! | #REF! | #REF!
#REF! | #REF! | #REF!
#REF! | #REF! | #REF!
#REF! | #REF! | #REF!
| #REF! | #REF!
#REF! | #REF!
#REF! | #REF! | #REF!
#REF! | #REF! | #REF!
#REF! | #REF! | #REF!
#REF! | #REF! | #REF!
#REF! | #REF! | #REF!
#REF! | #REF! | #REF!
| #REF! | #REF!
#REF! | #REF!
#REF! | #REF! | #REF!
#REF! | #REF! | #REF!
#REF! | #REF! | #REF!
#REF! | #REF! | #REF!
#REF! | #REF! | #REF!
#REF! | #REF! | #REF!
#REF! | #REF! | #REF!
#REF! | #REF! | #REF!
#REF! | #REF! | #REF!
| #REF! | #REF!
#REF! | #REF!
#REF! | #REF! | #REF!
#REF! | #REF! | #REF!
#REF! | #REF! | #REF!
| #REF! | #REF!
#REF! | #REF!
#REF! | #REF! | #REF!
#REF! | #REF! | #REF!
#REF! | #REF! | #REF!
| #REF! | #REF!
#REF! | #REF!
#REF! | #REF! | #REF!
#REF! | #REF! | #REF!
| #REF! | #REF!
#REF! | #REF!
#REF! | #REF! | #REF!
#REF! | #REF! | #REF!
#REF! | #REF! | #REF!
#REF! | #REF! | #REF!
#REF! | #REF! | #REF!
#REF! | #REF! | #REF!
| #REF! | #REF!
#REF! | #REF!
#REF! | #REF! | #REF!
#REF! | #REF! | #REF!
#REF! | #REF! | #REF!
#REF! | #REF! | #REF!
#REF! | #REF!
#REF! | #REF! | #REF!
#REF! | #REF! | #REF!
#REF! | #REF! | #REF!
#REF! | #REF! | #REF!
| #REF! | #REF!
| #REF! | #REF!
| #REF! | #REF!
Click for Bid Form 2nd Envelope

## Discount
This letter of discount is optional. Bidder may / may not offer any discount.
Specification No.: 5002001880/SUB-STATION(EXCLUDIN/DOM/A02-CC CS -3 |  |  |  |  | Letter of Discount
LETTER OF DISCOUNT
To:
Contract Services
Power Grid Corporation of India Ltd.,
"Saudamini", Plot No.-2
Sector-29, (near IFFCO Chowk)
Gurgaon (Haryana) - 122001
Subject : |  | Substation Package-SS82 for extension of NP Kunta substation, Kolar substation, Hiriyur substation, Kochi substation & Tuticorin GIS substation under (a) Regional system strengthening scheme to mitigate the overloading of 400kV NP Kunta – Kolar S/C line; (b) Augmentation of transformation capacity at existing Hiriyur S/S and Kochi S/S; & (c) Implementation of 1 no. of 230kV bay at Tuticorin – II GIS PS.
Dear Sir
With reference to the subject tender, we hereby offer unconditional discount on the prices quoted by us as per details given here below : | [6 empty] | Eq Weightage of Rs/ % | Final Discount Factor
| 1 | Discount on lum-sum basis on total price quoted by us without Taxes & Duties. [The discount shall be proportionately applicable on all the items of all the Schdules i.e. Sch-1 (without type test charges), Sch-2, Sch-3, Sch-4a, Sch-4b & Sch-7] In Rs. |  |  |  | 0 | 0%
| 2 | Discount on percent basis on total price quoted by us without Taxes & Duties. [The discount shall be proportionately applicable on all the items of all the Schdules i.e. Sch-1 (without type test charges), Sch-2 , Sch-3, Sch-4a, Sch-4b & Sch-7] In Percent (%) |  |  |  | 0 | 0%
| 3 | Discount on lum-sum basis on the Schedules as given below : [The discount shall be proportionately applicable on all the relevent items of the respective Schdules.] In Rs.
|  | Schedule-1 : Ex works prices |  | In Rs. |  | 0 | 0% | Schedule-1 : Ex-Works Price | 0%
|  | Schedule-2 : Freight & Insurance |  | In Rs. |  | 0 | 0% | Schedule-2 : Freight & Insurance | 0%
|  | Schedule-3 : Erection Charges |  | In Rs. |  | 0 | 0% | Schedule-3 : Erection Charges | 0%
|  | Schedule-4a : Training Charges |  | In Rs. |  | 0 | 0% | Schedule-4a : Training Charges | 0%
|  | Schedule-4b : Maintenance Charges during and after DLP |  | In Rs. |  | 0 | 0% | Schedule-4b : Maintenance Charges | 0%
|  | Schedule-7 : Type Test Charges |  | In Rs. |  | 0 | 0% | Schedule-7 : Type Test Charges | 0%
| 4 | Discount on percent basis on the Schedules as given below : [The discount shall be proportionately applicable on all the relevent items of the respective Schdules.] In Percent (%)
|  | Schedule-1 : Ex works prices |  | In Percent (%) |  | 0 | 0%
|  | Schedule-2 : Freight & Insurance |  | In Percent (%) |  | 0 | 0%
|  | Schedule-3 : Erection Charges |  | In Percent (%) |  | 0 | 0%
|  | Schedule-4a : Training Charges |  | In Percent (%) |  | 0 | 0%
|  | Schedule-4b : Maintenance Charges during and after DLP |  | In Percent (%) |  | 0 | 0%
|  | Schedule-7 : Type Test Charges |  | In Percent (%) |  | 0 | 0%
Discount(s) offered at sl. No. 1 to 4 will get displayed and accounted for automatically in the respective items of the Schedules.
| 5 | We hereby offer Multi-package discount as given below:
Multi-Package Discount(s) offered at sl. No. 5 will not get automatically accounted for in the respective items of the Schedules. The same shall be worked out saparately for evaluation.
Please consider this letter of discount as the integral part of our price bid.
Thanking you, we remain,
Yours faithfully,
For and on behalf of …….. …….. …….. …….. …….. ……..
Date : |  | -- | Printed Name :
Place : |  |  | Designation :
Click for Bid Form

## Octroi (hidden)
Details of Octroi
Sl No. | Description of Items | Amount on which Octroi is applicable | Rate of Octroi | Octroi
(1) | (2) | (3) | (4) | (5) =(3) x (4)
1 |  |  |  | 0
2 |  |  |  | 0
3 |  |  |  | 0
4 |  |  |  | 0
5 |  |  |  | 0
6 |  |  |  | 0
7 |  |  |  | 0
8 |  |  |  | 0
9 |  |  |  | 0
10 |  |  |  | 0
| Total |  |  | 0
Back to Sch 5

## Entry Tax (hidden)
Details of Entry Tax
Sl No. | Description of Items | Amount on which Entry Tax is applicable | Rate of Entry Tax | Entry Tax
(1) | (2) | (3) | (4) | (5) =(3) x (4)
1 |  |  |  | 0
2 |  |  |  | 0
3 |  |  |  | 0
4 |  |  |  | 0
5 |  |  |  | 0
6 |  |  |  | 0
7 |  |  |  | 0
8 |  |  |  | 0
9 |  |  |  | 0
10 |  |  |  | 0
| Total |  |  | 0
Back to Sch 5

## Other Taxes & Duties (hidden)
Details of Other Taxes & Duties
Sl No. | Description of Items | Amount on which Other Taxes & Duties are applicable | Description of Taxes & Duties | Rate of Taxes & Duties | Amount of Taxes & Duties
(1) | (2) | (3) | (4) | (5) | (6) =(3) x (4)
1 |  |  |  |  | 0
2 |  |  |  |  | 0
3 |  |  |  |  | 0
4 |  |  |  |  | 0
5 |  |  |  |  | 0
6 |  |  |  |  | 0
7 |  |  |  |  | 0
8 |  |  |  |  | 0
9 |  |  |  |  | 0
10 |  |  |  |  | 0
| Total |  |  |  | 0
Back to Sch 5

## Bid Form 2nd Envelope
Specification No.: 5002001880/SUB-STATION(EXCLUDIN/DOM/A02-CC CS -3 |  |  |  | Bid Form 2nd Envelope |  | 0 |  |  |  | 1 | st |  | 1 | January
[6 empty] | 0 |  |  |  | 2 | nd |  | 2 | February
BID FORM (Second Envelope) | [9 empty] | 3 | rd |  | 3 | March
[10 empty] | 4 | th |  | 4 | April
Bid Proposal Ref. No. | [9 empty] | 5 | th |  | 5 | May
Date : | -- | [8 empty] | 6 | th | #VALUE! | 6 | June
[10 empty] | 7 | th | #VALUE! | 7 | July
To: | [9 empty] | 8 | th | #VALUE! | 8 | August
Contracts Services, 3rd Floor | [9 empty] | 9 | th | #VALUE! | 9 | September
Power Grid Corporation of India Ltd., | [9 empty] | 10 | th |  | 10 | October
"Saudamini", Plot No.-2 | [9 empty] | 11 | th |  | 11 | November
Sector-29, | [9 empty] | 12 | th |  | 12 | December
Gurgaon (Haryana) - 122001 | [9 empty] | 13 | th
[10 empty] | 14 | th
Name of Contract : | Substation Package-SS82 for extension of NP Kunta substation, Kolar substation, Hiriyur substation, Kochi substation & Tuticorin GIS substation under (a) Regional system strengthening scheme to mitigate the overloading of 400kV NP Kunta – Kolar S/C line; (b) Augmentation of transformation capacity at existing Hiriyur S/S and Kochi S/S; & (c) Implementation of 1 no. of 230kV bay at Tuticorin – II GIS PS. | [8 empty] | 15 | th
Dear Ladies and/or Gentlemen, | [9 empty] | 16 | th
1 | In continuation of First Envelope of our Bid, we hereby submit the Second Envelope of the Bid, both of which shall be read together and in conjunction with each other, and shall be construed as an integral part of our Bid. Accordingly, we the undersigned, offer to design, manufacture, test, deliver, install and commission (including carrying out Trial Operation, Performance & Guarantee Test as per provision of Technical Specification) under the above-named package in full conformity with the said Bidding Documents for the sum of Rs. 0 (Rs. Zero Only ) or such other sums as may be determined in accordance with the terms and conditions of the Bidding Documents. |  |  |  |  | In continuation of First Envelope of our Bid, we hereby submit the Second Envelope of the Bid, both of which shall be read together and in conjunction with each other, and shall be construed as an integral part of our Bid. Accordingly, we the undersigned, offer to design, manufacture, test, deliver, install and commission (including carrying out Trial Operation, Performance & Guarantee Test as per provision of Technical Specification) under the above-named package in full conformity with the said Bidding Documents for the sum of Rs. | or such other sums as may be determined in accordance with the terms and conditions of the Bidding Documents. | 0 | (Rs. Zero Only ) | 17 | th
| The above amounts are in accordance with the price schedules attached herewith and are made part of this bid. | [8 empty] | 18 | th
2 | Price Schedules | [8 empty] | 19 | th
2.1 | In line with the requirements of the Bidding documents, we enclose herewith the following Price Schedules, duly filled - in as per your proforma: | [8 empty] | 20 | th
| Schedule 1 | Plant and Equipment (Including Mandatory Spare Parts) to be supplied, including Type Test Charges. | [7 empty] | 21 | st
| Schedule 2 | Local Transportation, In-transit Insurance, loading and unloading | [7 empty] | 22 | th
| Schedule 3 | Installation Charges. | [7 empty] | 23 | th
| Schedule 4 | Training charges for training to be imparted. | [7 empty] | 24 | th
| Schedule 4b | Maintenance Charges during & after Defect Laibility Period.
| Schedule 5 | Taxes and Duties not included in Schedule 1 | [7 empty] | 25 | th
| Schedule 6 | Grand Summary [Schedule 1to 5] | [7 empty] | 26 | th
| Schedule 7 | Break-up of Type Test Charges for Type Tests to be conducted | [7 empty] | 27 | th
2.2 | We are aware that the Price Schedules do not generally give a full description of the Work to be performed under each item and we shall be deemed to have read the Technical Specifications and other sections of the Bidding Documents and Drawings to ascertain the full scope of Work included in each item while filling-in the rates and prices. We agree that the entered rates and prices shall be deemed to include for the full scope as aforesaid, including overheads and profit. | [8 empty] | 28 | th
2.3 | We declare that as specified in Clause 11.5, Section –II:ITB, Vol.-I of the Bidding Documents, prices quoted by us in the Price Schedules shall be subject to Price Adjustment during the execution of Contract in accordance with Appendix-2 (Price Adjustment) to the Contract Agreement. | [8 empty] | 29 | th
2.4 | We understand that in the price schedules, where there are errors between the total of the amounts given under the column for the price Breakdown and the amount given under the Total Price, the former shall prevail and the latter will be corrected accordingly. We further understand that where there are discrepancies between amounts stated in figures and amounts stated in words, the amount stated in words shall prevail. Similarly, any discrepancy in the total bid price and that of the summation of Schedule price (price indicated in a Schedule indicating the total of that schedule), the total bid price shall be corrected to reflect the actual summation of the Schedule prices. | [8 empty] | 30 | th
2.5 | We declare that items left blank in the Schedules will be deemed to have been included in other items. The TOTAL for each Schedule and the TOTAL of Grand Summary shall be deemed to be the total price for executing the Facilities and sections thereof in complete accordance with the Contract, whether or not each individual item has been priced. | [8 empty] | 31 | st
3 | We confirm that except as otherwise specifically provided our Bid Prices in this Second Envelope include all taxes, duties, levies and charges as may be assessed on us/our Associate (applicable for Foreign Bidder), our Sub-Contractor/Sub-Vendor or their employees by all municipal, state or national government authorities in connection with the Facilities, in and outside of India.
3.1 | 100% of applicable Taxes and Duties i.e GST which are payable by the Employer under the Contract, shall be reimbursed by the Employer on production of satisfactory documentary evidence by the Contractor in accordance with the provisions of the Bidding Documents.
3.2 | We further understand that notwithstanding 3.0 above, in case of award on us, you shall also bear and pay/reimburse to us, GST applicable on supplies by us to you, imposed on the Plant & Equipment including Mandatory Spare Parts to be incorporated into the Facilities including Type Test charges for Type test to be conducted specified in Schedule No. 1, Installation Services specified in Schedule No. 3, Charges for Training to be imparted specified in Schedule No. 4a and Maintenance Charges during & after Defect Laibility Period specified in Schedule No. 4b of the Price Schedule in this Second Envelope by the Indian Laws.
3.3 | We confirm that we have also registered/we shall also get registered in the GST Network with a GSTIN, in all the states where the project is located and the states from which we shall make our supply of goods.
4 | # (For Joint Venture only) We, the partners of Joint Venture submitting this bid, do agree and confirm that in case of Award of Contract on the Joint Venture, we shall be jointly and severally liable and responsible for the execution of the Contract in accordance with Contract terms and conditions. |  |  |  | 2
5 | We, hereby, declare that only the persons or firms interested in this proposal as principals are named here and that no other persons or firms other than those mentioned herein have any interest in this proposal or in the Contract to be entered into, if the award is made on us, that this proposal is made without any connection with any other person, firm or party likewise submitting a proposal is in all respects for and in good faith, without collusion or fraud.
Thanking you, we remain,
Yours faithfully,
For and on behalf of …….. …….. …….. …….. …….. ……..
Signature :
Date : | -- |  | Printed Name :
Place : |  |  | Designation :
Common Seal :
In case of bid from a Joint Venture, name & designation of representative of JV partner is to be provided and Bid Form is also to be signed by him.
Printed Name :
Designation :
Please provide additional information of the Bidder
Business Address :
Country of Incorporation :
State/Province to be indicated :
Name of Principal Officer :
Address of Principal Officer :
Note: Bidders may note that no prescribed proforma has been enclosed for Attachment 2 : Power of Attorney. Bidders may use their own proforma for furnishing the required information with the bid.
* * *
Back to Cover Page

## Q & C (2) (hidden)
STATEMENT OF QUOTED / CORRECTED PRICES
All Figures are in Rupees
Bidder |  | 0
Sl. No. | Price Component | Quoted Price | Corrected Price
1 | TOTAL SCHEDULE NO. 1:Ex-Works Price of Plant and Equipment including Type Test Charges | 0 |  | 0
2 | TOTAL SCHEDULE NO.2: Local Transportation, Insurance and other Incidental Services. | 0 |  | 0
3 | TOTAL SCHEDULE NO.3: Installation Charges | 0 |  | 0
4 | TOTAL SCHEDULE NO.4: Training Charges | Not Applicable |  | Not Applicable
5 | TOTAL BID PRICE: (Excluding Taxes & Duties) | 0 |  | 0
6 | DISCOUNT | #REF! |  | #REF! | #REF!
7 | NET BID PRICE (Excluding Taxes & Duties) | #REF! |  | #REF!
8 | TAXES & DUTIES PAYABLE ADDITIONALLY
| A) EXCISE DUTY | 0 |  | 0
| B) CENTRAL SALES TAX | 0 |  | 0
| C) VAT | #REF! |  | 0
| D) ENTRY TAX / OCTROI | #REF! |  | 0
E) OTHERS
| F) TOTAL TAXES & DUTIES | #REF! |  | 0
8 | TOTAL BID PRICE (INCLUDING TAXES & DUTIES) | #REF! |  | 0
9 | TOTAL SCHEDULE NO.7: Type Test Charges [Total of this Schedule is included in Schedule-1 above] | 0 |  | 0
I) | Bidder has indicated the following taxes and duties additionally applicable for their bid:
| Excise Duty % as |  |  |  | Excise Duty
| CST % as |  |  |  | CST
| #REF! |  |  |  | VAT | #REF! | #REF!
| #REF! |  |  |  | Entry Tax/ Octroi | #REF! | #REF!
| Others as |  |  |  | Others
II) | With regard to Entry Tax, it may be mentioned that the substations covered under the subject pacakge falls in State of MP, where an entry tax @ 2% of Purchase Price is applicable. In view of the above, the taxes and duties inter-alia including entry tax applicable for the bids are calculated :
a) | Ex-Works Price of Direct Supplies (after discount, if any) |  | Rs. | 0
b) | Excise Duty, as applicable on (a) above at the rate : | 10% | Rs. | 0
c) | Amount on which Sales Tax is applicable | 0 |  | 0
d) | CST, as applicable on (a) + ED (b) above at the rate : | 2% | Rs. | 0
e) | VAT, as applicable on (a) + ED (b) above at the rate : | 1% |  | 0
f) | Others [……………………………………………] |  | Rs.
g) | Purchase Price for Entry Tax (Total Ex-Works+F&I+ED+CST+Others) |  | Rs. | 0
h) | Entry Tax, as applicable on (e) above at the rate : |  | Rs. | 0
Substation Package-SS82 for extension of NP Kunta substation, Kolar substation, Hiriyur substation, Kochi substation & Tuticorin GIS substation under (a) Regional system strengthening scheme to mitigate the overloading of 400kV NP Kunta – Kolar S/C line; (b) Augmentation of transformation capacity at existing Hiriyur S/S and Kochi S/S; & (c) Implementation of 1 no. of 230kV bay at Tuticorin – II GIS PS. |  | Statement of Quoted / Corrected Prices |  | Page
Spec. No. | Specification No.: 5002001880/SUB-STATION(EXCLUDIN/DOM/A02-CC CS -3

## Q & C (hidden)
STATEMENT OF QUOTED / CORRECTED PRICES
All Figures are in Rupees
Bidder |  | …….. …….. …….. …….. …….. ……..
Sl. No. | Price Component | Quoted Price | Corrected Price
1 | TOTAL SCHEDULE NO. 1:Ex-Works Price of Plant and Equipment including Type Test Charges | 0 |  | 0
2 | TOTAL SCHEDULE NO.2: Local Transportation, Insurance and other Incidental Services. | 0 |  | 0
3 | TOTAL SCHEDULE NO.3: Installation Charges | 0 |  | 0
4 | TOTAL SCHEDULE NO.4: Training Charges | Not Applicable |  | Not Applicable
5 | TOTAL BID PRICE: (Excluding Taxes & Duties) | 0 |  | 0
6 | DISCOUNT | #REF! |  | #REF!
7 | NET BID PRICE (Excluding Taxes & Duties) | #REF! |  | #REF!
8 | TAXES & DUTIES PAYABLE ADDITIONALLY
| A) EXCISE DUTY | #REF! |  | 0
| B) CENTRAL SALES TAX /VAT | #REF! |  | #REF!
| C) ENTRY TAX / OCTROI | #REF! |  | #REF!
| D) OTHERS | #REF! |  | 0
| E) TOTAL TAXES & DUTIES | #REF! |  | #REF!
8 | TOTAL BID PRICE (INCLUDING TAXES & DUTIES) | #REF! |  | #REF!
9 | TOTAL SCHEDULE NO.7: Type Test Charges [Total of this Schedule is included in Schedule-1 above] | 0 |  | 0
I) | Bidder has indicated the following taxes and duties additionally applicable for their bid:
a) | Excise Duty |  | Rs. | #REF!
b) | CST /VAT |  | Rs. | #REF!
c) | Entry Tax / Octroi |  | Rs. | #REF!
d) | Others |  | Rs. | #REF!
II) | Bidder has offered following discount(s)
III) | With regard to Entry Tax, it may be mentioned that the substations covered under the subject pacakge falls in State of MP, where an entry tax @ 1% of Purchase Price is applicable. In view of the above, the taxes and duties inter-alia including entry tax applicable for the bids are calculated : |  |  |  | Details of dicounts
a) | Ex-Works Price of Direct Supplies (after discount, if any) |  | Rs. | 0 | Gross LS | #REF! | #REF! | #REF! | Gross % | #REF! | #REF! | #REF!
b) | Excise Duty @ 10.3% of (a) above |  | Rs. | 0 |  |  |  | #REF! |  |  |  | #REF!
c) | CST / VAT @ 2% of Ex-Works of Direct Supplies (a) + ED (b) above |  | Rs. | #REF! | Sch-1 Direct LS | #REF! | #REF! | #REF! | Sch-1 Direct % | #REF! | #REF! | #REF!
d) | Others |  | Rs. |  | Sch-1 BO LS | #REF! | #REF! | #REF! | Sch-1 BO % | #REF! | #REF! | #REF!
e) | Purchase Price for Entry Tax (Total Ex-Works+F&I+ED+CST+Others) |  | Rs. | #REF! | Sch-2 LS | #REF! | #REF! | #REF! | Sch-2 % | #REF! | #REF! | #REF!
f) | Entry Tax @ 1% of (e) above |  | Rs. | #REF! | Sch-3 LS | #REF! | #REF! | #REF! | Sch-3 % | #REF! | #REF! | #REF!
[5 empty] | Sch-7 LS | #REF! | #REF! | #REF! | Sch-7 % | #REF! | #REF! | #REF!
Substation Package-SS82 for extension of NP Kunta substation, Kolar substation, Hiriyur substation, Kochi substation & Tuticorin GIS substation under (a) Regional system strengthening scheme to mitigate the overloading of 400kV NP Kunta – Kolar S/C line; (b) Augmentation of transformation capacity at existing Hiriyur S/S and Kochi S/S; & (c) Implementation of 1 no. of 230kV bay at Tuticorin – II GIS PS. |  | Statement of Quoted / Corrected Prices |  | Page | Different Manner | #REF!
[5 empty] | Text for Discount | #REF!
#REF!
#REF!

## N to W (hidden)
0
Rs. Zero Only
0
0
0
0
0
0
1 | One
2 | Two
3 | Three
4 | Four
5 | Five
6 | Six
7 | Seven
8 | Eight
9 | Nine
10 | Ten
11 | Eleven
12 | Twelve
13 | Thirteen
14 | Fourteen
15 | Fifteen
16 | Sixteen
17 | Seventeen
18 | Eighteen
19 | Nineteen
20 | Twenty
21 | Twenty One
22 | Twenty Two
23 | Twenty Three
24 | Twenty Four
25 | Twenty Five
26 | Twenty Six
27 | Twenty Seven
28 | Twenty Eight
29 | Twenty Nine
30 | Thirty
31 | Thirty One
32 | Thirty Two
33 | Thirty Three
34 | Thirty Four
35 | Thirty Five
36 | Thirty Six
37 | Thirty Seven
38 | Thirty Eight
39 | Thirty Nine
40 | Forty
41 | Forty One
42 | Forty Two
43 | Forty Three
44 | Forty Four
45 | Forty Five
46 | Forty Six
47 | Forty Seven
48 | Forty Eight
49 | Forty Nine
50 | Fifty
51 | Fifty One
52 | Fifty Two
53 | Fifty Three
54 | Fifty Four
55 | Fifty Five
56 | Fifty Six
57 | Fifty Seven
58 | Fifty Eight
59 | Fifty Nine
60 | Sixty
61 | Sixty One
62 | Sixty Two
63 | Sixty Three
64 | Sixty Four
65 | Sixty Five
66 | Sixty Six
67 | Sixty Seven
68 | Sixty Eight
69 | Sixty Nine
70 | Seventy
71 | Seventy One
72 | Seventy Two
73 | Seventy Three
74 | Seventy Four
75 | Seventy Five
76 | Seventy Six
77 | Seventy Seven
78 | Seventy Eight
79 | Seventy Nine
80 | Eighty
81 | Eighty One
82 | Eighty Two
83 | Eighty Three
84 | Eighty Four
85 | Eighty Five
86 | Eighty Six
87 | Eighty Seven
88 | Eighty Eight
89 | Eighty Nine
90 | Ninety
91 | Ninety One
92 | Ninety Two
93 | Ninety Three
94 | Ninety Four
95 | Ninety Five
96 | Ninety Six
97 | Ninety Seven
98 | Ninety Eight
99 | Ninety Nine
100 | One Hundred