## Basic (hidden)
Package Name | Retrofitting the 220 kV Switchyard equipments and control & protection system with Substation Automation System and SPR based Control & Protection System at Mandola Substation
Package Code
Specification No. | Specification No.: NR1/NT/W-AIS/DOM/I00/24/15479 (Rfx-5002004051)
ORIGINAL

## Cover
Price Schedules | CONSTRUCTION OF BUNKER AT POWERGRID BHADLA-I AND BHADLA-II S/S |  | Tender Enquiry No.:NR1/NT/W-CIVIL/DOM/I00/26/04162- SRM RFX --5002005209
Tender Enquiry No.:NR1/NT/W-CIVIL/DOM/I00/26/04162- SRM RFX --5002005209
| 1 | Fill up only green shaded cells in Sch-1, Sch-2, Sch-3, Sch-4, Sch-7 and Bid Form 2nd Envelope.
| 2 | All the cells in Sch-5 & Sch-6 are auto filled, therefore no cell is required to be filled up there.
| 3 | Instructions / error messages, if any, will be displayed automatically after selecting the cell.
| 4 | After filling up all the schedues, save the file, take print out of all the schedules and Bid form and sign & stamp and submit them as hard copy of the 2nd envelope (Price part) of the bid. Also ensure to submit the soft copy of the the same file on CD/ DVD.
पावर ग्रिड कारपोरेशन ऑफ इण्डिया लिमिटेड
(भारत सरकार का उद्यम)
Power Grid Corporation of India Limited
(A Government of India Enterprises)
Click to skip Instructions & Proceed
Click for Detailed General Instructions
General guidelines for filling up the Price Schedules, Sch-1 to Sch-7

## Instructions (hidden)
General Instruction to the Bidders for filling up this workbook of Price Schedules
I | While filling up the worksheets following may please be observed :
| (i) | Fill up only green shaded cells.
| (ii) | Certain data type entries have been restricted, such as Numeric values or limits of numeric values.
| (iii) | Select only the options provided in pull down menus.
| (iv) | Do not link any cell of this work book with any other work book.
| (v) | Do not use copy & paste or cut & paste options for filling up the data.
| (vi) | Do not reformat any of the cell of the work book.
II | This Workbook consists of following worksheets :
Cover :
Opening page of the workbook.
Names of Bidder :
| ● | Select Sole Bidder or JV (Joint Venture) from the pull down menu. Do not leave this cell blank.
| ● | Select nos. of the JV Partners other than the Lead Partner from drop down menu.
| ● | In case of JV partners more than 2, enter details of 3rd & more partners along with details of 2nd partner.
| ● | Fill up names and address of the Sole Bidder and /or Joint Venture.
| ● | Fill up date in dd-mmm-yyyy format from drop down menu.
| ● | Click for Sch-1 given at the right top of the worksheet to go to Sch-1.
Sch-1 (Ex-works Prices) :
| ● | Fill up unit rates for all the items in numeric values greater than 0 (zero). If unit rate is left blank, the corresponding item shall be deemed to be included in the total price.
| ● | Corresponding cell for mode of transaction shall be come enable only after filling up the unit rate, therefore first fill up the unit rate and then mode of transaction for the corresponding item.
| ● | Select either Direct or Bought-out from the drop down menu. Do not leave the cell blank the same shall be deemed to be Bought-out if the cell is left blank.
| ● | Total amount shall get calculated automatically.
| ● | Type Test charges shall appear automatically after filling up Sch-7 appropriately.
Sch-2 (Freight & Insurance Charges) :
| ● | Fill up unit rates for all the items in numeric values greater than 0 (zero). If unit rate is left blank, the corresponding item shall be deemed to be included in the total price.
| ● | Total amount shall get calculated automatically.
Sch-3 (Erection Charges) :
| ● | Fill up unit rates for all the items in numeric values greater than 0 (zero). If unit rate is left blank, the corresponding item shall be deemed to be included in the total price.
| ● | Total amount shall get calculated automatically.
Sch-4 (Training Charges) :
| ● | Not applicable, hence no cell is required to be filled up.
Sch-4b (Maintenance Charges during and after Defect Liability Period) :
| ● | Not applicable, hence no cell is required to be filled up.
Sch-5 (Summary of Taxes and Duties applicable on the Goods) :
| ● | No cell is required to be filled in by the bidder in this worksheet.
Sch -6 :
| ● | Summary of all the Schedules without considering discount (mentioned in the work sheet discount) shall be displayed automatically.
| ● | No cell is required to be filled in by the bidder in this worksheet.
Sch-7 (Type Test Charges) :
| ● | Fill up the rates & location where type tests are proposed.
| ● | Total of this Sch-7 shall automatically appear in Sch-1.
Bid from 2nd Envelope :
| ● | Fill up ref. no. as bidder's ref no. of this letter.
| ● | This letter shall consider the net price as per Sch-6 (After Discount).
| ● | Fill up names & Designation of the representatives of other JV partner(s) if the bidder is JV (Joint Venture) .
| ● | Fill up additional information as required.
* * *
Happy Bidding !
Click to Proceed

## Names of Bidder
CONSTRUCTION OF BUNKER AT POWERGRID BHADLA-I AND BHADLA-II S/S
Tender Enquiry No.:NR1/NT/W-CIVIL/DOM/I00/26/04162- SRM RFX --5002005209 |  |  |  |  | Sole Bidder | 1 |  | Sole Bidder | 1
[5 empty] | Joint Venture | 2 or More |  | JV (Joint Venture) | 2 or More
Enter following details of the bidder
Specify type of Bidder [Select from drop down menu] | Sole Bidder |  | Sole Bidder | 1 | 0 | Sole Bidder | 1 | 0
2 or More
0
Name of Sole Bidder | …….. …….. …….. …….. …….. ……..
Address of Sole Bidder | …….. …….. …….. …….. …….. ……..
…….. …….. …….. …….. …….. ……..
…….. …….. …….. …….. …….. ……..
Name of other Partner - 1
Address of other Partner - 1
…….. …….. …….. …….. …….. ……..
…….. …….. …….. …….. …….. ……..
Name of other Partner - 2 (more, if any) | …….. …….. …….. …….. …….. ……..
Address of other Partner - 2 (more, if any) | …….. …….. …….. …….. …….. ……..
…….. …….. …….. …….. …….. ……..
…….. …….. …….. …….. …….. ……..
Printed Name
Designation
email ID of Bid Signatory
Mobile No. of Bid Signatory
Tel No. of Bid Signatory
Fax No. of Bid Signatory
Date |  | 31
Place
Click for Sch-1

## Sch-1
Tender Enquiry No.:NR1/NT/W-CIVIL/DOM/I00/26/04162- SRM RFX --5002005209 | [12 empty] | Schedule - 1 | Schedule - 1 |  |  | Direct Total | 0 | Sole Bidder | `
[17 empty] | BO Total | #REF! | 0
CONSTRUCTION OF BUNKER AT POWERGRID BHADLA-I AND BHADLA-II S/S
(SCHEDULE OF RATES AND PRICES)
Bidder’s Name and Address (Sole Bidder) : | [11 empty] | To:
Contracts Services, 3rd Floor
Name : |  | …….. …….. …….. …….. …….. …….. | [9 empty] | Power Grid Corporation of India Ltd., | [6 empty] | …….. …….. …….. …….. …….. …….. , & …….. …….. …….. …….. …….. ……..
Address : |  | …….. …….. …….. …….. …….. …….. | [9 empty] | SCO Bay 5-10, near Haryana Pollution Control
|  | …….. …….. …….. …….. …….. …….. | [9 empty] | board Office, Sector 16A, Faridabad, Haryana 121002
…….. …….. …….. …….. …….. ……..
ELECTRICAL & MISC. WORKS | [17 empty] | Direct
[11 empty] | All Prices are in Indian Rupees. | [6 empty] | Bought-Out
SI. No. | PR No | PR Line Item No | Activity Description | Material Code | HSN Code | Whether HSN in column ‘ 6 ’ is confirmed. If not indicate applicable the HSN code * | Rate of GST applicable (in %) | Whether rate of GST in column ‘4’ is confirmed. If not indicate applicable rate of GST * | Item Description | Unit | Qty. | Unit Ex-works price (excluding GST) | Total Ex-works price (excluding GST) | GST Tax as confirmed by Bidder
1 | 2 | 3 | 4 | 5 | 6 | 7 | 8 | 9 | 10 | 11 | 12 | 13 | 14= 12 x 13 | 15
PART A (Substation Portion)
I | SUPPLY ITEMS | [13 empty] | Revaluation of J column | Tax Calculation
CONSTRUCTION OF BUNKER AT POWERGRID BHADLA-I AND BHADLA-II S/S
1 | Wiring for light point/ fan point/ exhaust fan point/ call bell point with 1.5 sq.mm FRLS PVC insulated copper conductor single core cable in surface / recessed medium class PVC conduit, with modular switch, modular plate, suitable size GI. box and earthing the point with 1.5 sq.mm. FRLS PVC insulated copper conductor single core cable etc as required. | 1 | Wiring for light point/ fan point/ exhaust fan point/ call bell point with 1.5 sq.mm FRLS PVC insulated copper conductor single core cable in surface / recessed medium class PVC conduit, with modular switch, modular plate, suitable size GI. box and earthing the point with 1.5 sq.mm. FRLS PVC insulated copper conductor single core cable etc as required. | 1000004501 | 72169990 |  |  |  | Wiring for light point/ fan point/ exhaust fan point/ call bell point with 1.5 sq.mm FRLS PVC insulated copper conductor single core cable in surface / recessed medium class PVC conduit, with modular switch, modular plate, suitable size GI. box and earthing the point with 1.5 sq.mm. FRLS PVC insulated copper conductor single core cable etc as required. | [5 empty] | 0 | 0
a | Group C | a | Group C | 1000004463 | 84248990 |  | 18 |  | Group C | Point | 38 |  | Included | 0 | 0 | 0
2 | Wiring for light/Power plug with 2X4 sq.mm FRLS PVC insulated, copper conductor single core cable in surface/ recessed medium class PVC conduit alongwith 1 No. 4 sq.mm FRLS PVC insulated, copper conductor single core cable for loop earthig as required. | 2 | Wiring for light/Power plug with 2X4 sq.mm FRLS PVC insulated, copper conductor single core cable in surface/ recessed medium class PVC conduit alongwith 1 No. 4 sq.mm FRLS PVC insulated, copper conductor single core cable for loop earthig as required. | 1000004498 | 84241000 |  | 18 |  | Wiring for light/Power plug with 2X4 sq.mm FRLS PVC insulated, copper conductor single core cable in surface/ recessed medium class PVC conduit alongwith 1 No. 4 sq.mm FRLS PVC insulated, copper conductor single core cable for loop earthig as required. | metre | 40 |  | Included | 0 | 0 | 0
3 | Wiring for circuit/submain wiring alongwith earth wire with the following sizes of FRLS PVC insulated copper conductor, single core cable in surface/recessed medium class PVC conduit as required. | 3 | Wiring for circuit/submain wiring alongwith earth wire with the following sizes of FRLS PVC insulated copper conductor, single core cable in surface/recessed medium class PVC conduit as required. | 1000020419 | 85311020 |  | 18 | 0% | Wiring for circuit/submain wiring alongwith earth wire with the following sizes of FRLS PVC insulated copper conductor, single core cable in surface/recessed medium class PVC conduit as required. |  |  |  | Included | 0 | 0 | 0
a | 2 x 2.5 Sq.mm + 1X2.5 sq.mm earth wire | a | 2 x 2.5 Sq.mm + 1X2.5 sq.mm earth wire | 1000004401 | 85371000 |  | 18 |  | 2 x 2.5 Sq.mm + 1X2.5 sq.mm earth wire | metre | 40 |  | Included | 0 | 0 | 0
4 | Supplying and Fixing suitable size GI box with modular plate and cover in front on surface or in recess, including providing and fixing 3 pin 5/6 amps modular socket outlet and 5/6 modular switch, connection etc. as required. | 4 | Supplying and Fixing suitable size GI box with modular plate and cover in front on surface or in recess, including providing and fixing 3 pin 5/6 amps modular socket outlet and 5/6 modular switch, connection etc. as required. | 1000009711 | 94059900 |  | 18 |  | Supplying and Fixing suitable size GI box with modular plate and cover in front on surface or in recess, including providing and fixing 3 pin 5/6 amps modular socket outlet and 5/6 modular switch, connection etc. as required. | each | 8 |  | Included | 0 | 0 | 0
5 | Supplying and Fixing suitable size GI box with modular plate and cover in front on surface or in recess, including providing and fixing 6 pin 5/6 & 15/16 amps modular socket outlet and 15/16 A modular switch, connection etc. as required. | 5 | Supplying and Fixing suitable size GI box with modular plate and cover in front on surface or in recess, including providing and fixing 6 pin 5/6 & 15/16 amps modular socket outlet and 15/16 A modular switch, connection etc. as required. | 1000001683 | 94059900 |  | 18 |  | Supplying and Fixing suitable size GI box with modular plate and cover in front on surface or in recess, including providing and fixing 6 pin 5/6 & 15/16 amps modular socket outlet and 15/16 A modular switch, connection etc. as required. | each | 4 |  | Included | 0 | 0 | 0
6 | Supplying & fixing 5 to 32 Amps rating ,240/415 V, 10 kA, "C" Curve, miniature circuit breaker suitable for inductive load of following poles in the existing MCB DB complete with connections, testing and commissioning etc. as required. | 6 | Supplying & fixing 5 to 32 Amps rating ,240/415 V, 10 kA, "C" Curve, miniature circuit breaker suitable for inductive load of following poles in the existing MCB DB complete with connections, testing and commissioning etc. as required. |  |  |  | 18 |  | Supplying & fixing 5 to 32 Amps rating ,240/415 V, 10 kA, "C" Curve, miniature circuit breaker suitable for inductive load of following poles in the existing MCB DB complete with connections, testing and commissioning etc. as required. | [5 empty] | 0 | 0
a | Single Pole | a | Single Pole |  |  |  | 18 |  | Single Pole | each | 8 |  | Included | 0 | 0 | 0
7 | Supplying, Installation, testing and commissioning of pre-wired LED fitting directly on ceiling/ wall, including connection with 1.5 sq. mm FRLS PVC insulated, copper conductor, single core cable and earthing etc. as required. | 7 | Supplying, Installation, testing and commissioning of pre-wired LED fitting directly on ceiling/ wall, including connection with 1.5 sq. mm FRLS PVC insulated, copper conductor, single core cable and earthing etc. as required. |  |  |  | 18 |  | Supplying, Installation, testing and commissioning of pre-wired LED fitting directly on ceiling/ wall, including connection with 1.5 sq. mm FRLS PVC insulated, copper conductor, single core cable and earthing etc. as required. |  |  |  |  | 0 | 0 | 0
a | Havells Batten LED ( model LHEBFOPNIA7W020 )- 20 W or equivalent make/model | a | Havells Batten LED ( model LHEBFOPNIA7W020 )- 20 W or equivalent make/model |  |  |  | 18 |  | Havells Batten LED ( model LHEBFOPNIA7W020 )- 20 W or equivalent make/model | each | 16 |  | Included | 0 | 0 | 0
8 | Philips make bulkhead LED ( model WT202W LED6S NW PSU S2 PC) or equivalent make/model | 8 | Philips make bulkhead LED ( model WT202W LED6S NW PSU S2 PC) or equivalent make/model |  |  |  | 18 |  | Philips make bulkhead LED ( model WT202W LED6S NW PSU S2 PC) or equivalent make/model | each | 4 |  | Included | 0 | 0 | 0
9 | Supplying, erecting, testing and commissioning of Exhaust fan for continuous duty in toilets /lavoratories/bunkers etc. The required accessories for fixing of exhaust fan on wall / Frame shall be in scope of contractor and including Exhaust pipe with all the necessary clamping accessories to mount on ceiling upto the Exhaust point as per site requirement and providing necessary louvers/Shutters (as Applicable). | 9 | Supplying, erecting, testing and commissioning of Exhaust fan for continuous duty in toilets /lavoratories/bunkers etc. The required accessories for fixing of exhaust fan on wall / Frame shall be in scope of contractor and including Exhaust pipe with all the necessary clamping accessories to mount on ceiling upto the Exhaust point as per site requirement and providing necessary louvers/Shutters (as Applicable). |  |  |  | 18 |  | Supplying, erecting, testing and commissioning of Exhaust fan for continuous duty in toilets /lavoratories/bunkers etc. The required accessories for fixing of exhaust fan on wall / Frame shall be in scope of contractor and including Exhaust pipe with all the necessary clamping accessories to mount on ceiling upto the Exhaust point as per site requirement and providing necessary louvers/Shutters (as Applicable). |  |  |  | Included | 0 | 0 | 0
a | Havells Ventilair DXC 130 mm sweep White or equivalent | a | Havells Ventilair DXC 130 mm sweep White or equivalent |  |  |  | 18 |  | Havells Ventilair DXC 130 mm sweep White or equivalent | each | 4 |  | Included | 0 | 0 | 0
10 | Supply & installation of high speed energy efficent Wall Fan with sweep of 450 mm of Havels or other reputed brand. | 10 | Supply & installation of high speed energy efficent Wall Fan with sweep of 450 mm of Havels or other reputed brand. |  |  |  | 18 |  | Supply & installation of high speed energy efficent Wall Fan with sweep of 450 mm of Havels or other reputed brand. | each | 14 |  | Included | 0 | 0 | 0
16 |  |  | 25 mm |  |  |  | 18 |  | 25 mm | Metre | 665 |  | Included | 0 | 0 | 0
17 |  |  | Supplying and fixing metal box of following sizes (nominal size) on surface or in recess with suitable size of phenolic laminated seet cover in front including painting etc as required. | [5 empty] | Supplying and fixing metal box of following sizes (nominal size) on surface or in recess with suitable size of phenolic laminated seet cover in front including painting etc as required. |  |  |  |  | 0 | 0 | 0
18 |  |  | 100 mm X 100 mm X 60 mm deep |  |  |  | 18 |  | 100 mm X 100 mm X 60 mm deep | Each | 8 |  | Included | 0 | 0 | 0
19 |  |  | Supplying and fixing following modular switch/ socket on the existing modular plate & switch box including connections but excluding modular plate etc. as required. | [5 empty] | Supplying and fixing following modular switch/ socket on the existing modular plate & switch box including connections but excluding modular plate etc. as required. |  |  |  |  | 0 | 0 | 0
20 |  |  | 5/6 amps switch |  |  |  | 18 |  | 5/6 amps switch | Each | 66 |  | Included | 0 | 0 | 0
21 |  |  | 3 pin5/6 amp socket outlet |  |  |  | 18 |  | 3 pin5/6 amp socket outlet | Each | 43 |  | Included | 0 | 0 | 0
22 |  |  | Telephone socket outlet |  |  |  | 18 |  | Telephone socket outlet | Each | 27 |  | Included | 0 | 0 | 0
23 |  |  | T.V. antenna socket outlet | 1000001684 | 94051090 |  | 18 |  | T.V. antenna socket outlet | Each | 27 |  | Included | 0 | 0 | 0
24 |  |  | Bell Push |  |  |  | 18 |  | Bell Push | Each | 8 |  | Included | 0 | 0 | 0
25 |  |  | Suplying and fixing stepped type electronic fan regulator on the existing modular plate switch box including connections but excluding modular plate etc. as required. |  |  |  | 18 |  | Suplying and fixing stepped type electronic fan regulator on the existing modular plate switch box including connections but excluding modular plate etc. as required. | Each | 24 |  | Included | 0 | 0 | 0
26 |  |  | Supplying and fixing following size/ modules, GI box along with modular base & cover plate for modular plate as required (for telephone and T.V. socket) | [5 empty] | Supplying and fixing following size/ modules, GI box along with modular base & cover plate for modular plate as required (for telephone and T.V. socket) |  |  |  |  | 0 | 0 | 0
27 |  |  | 1 or 2 Module (75 mm X 75 mm) |  |  |  | 18 |  | 1 or 2 Module (75 mm X 75 mm) | Each | 27 |  | Included | 0 | 0 | 0
28 |  |  | 3 Module (100 mmX75 mm) |  |  |  | 18 |  | 3 Module (100 mmX75 mm) | Each | 27 |  | Included | 0 | 0 | 0
29 |  |  | Supplying and fixing suitable size GI box with modular plate and cover in front on surface or in recess, including providing and fixing 3 pin 5/6 amps modular socket outlet and 5/6 amps modular switch, connection, painting etc. as required. |  |  |  | 18 |  | Supplying and fixing suitable size GI box with modular plate and cover in front on surface or in recess, including providing and fixing 3 pin 5/6 amps modular socket outlet and 5/6 amps modular switch, connection, painting etc. as required. | Each | 109 |  | Included | 0 | 0 | 0
30 |  |  | Supplying and fixing suitable size GI box with modular plate and cover in front on surface or in recess, including providing and fixing 6 pin 15/16 & 5/6 amps modular socket outlet and 15/16 amps modular switch, connection, painting etc. as required. |  |  |  | 18 |  | Supplying and fixing suitable size GI box with modular plate and cover in front on surface or in recess, including providing and fixing 6 pin 15/16 & 5/6 amps modular socket outlet and 15/16 amps modular switch, connection, painting etc. as required. | Each | 51 |  | Included | 0 | 0 | 0
31 |  |  | Supplying and fixing call bell/ buzzer suitable for D.C./A.C. single phase, 230 volts, complete as required. |  |  |  | 18 |  | Supplying and fixing call bell/ buzzer suitable for D.C./A.C. single phase, 230 volts, complete as required. | Each | 8 |  | Included | 0 | 0 | 0
32 |  |  | Installation, testing and commissioning of pre-wired, fluorescent fitting/LED/ compact fluorescent fitting of all types, comlete with all accessories and tube etc. directly on celing/ wall, including connection with 1.5 Sq. mm FRLS PVC insulated, copper conductor, sigle core cable and earthing etc; as required. |  |  |  | 18 |  | Installation, testing and commissioning of pre-wired, fluorescent fitting/LED/ compact fluorescent fitting of all types, comlete with all accessories and tube etc. directly on celing/ wall, including connection with 1.5 Sq. mm FRLS PVC insulated, copper conductor, sigle core cable and earthing etc; as required. | Each | 47 |  | Included | 0 | 0 | 0
33 |  |  | Erection of wall bracket/ceiling fittings of all sizes and shapes containing LED lamps per fitting, complete with all accessories including connection etc. as required. |  |  |  | 18 |  | Erection of wall bracket/ceiling fittings of all sizes and shapes containing LED lamps per fitting, complete with all accessories including connection etc. as required. | Each | 181 |  | Included | 0 | 0 | 0
34 |  |  | Installation, testing and commissioning of ceiling fan, including wiring the down rods of standard length (upto 30 cm) with 1.5 Sq. mm FR PVC insulated, copper conductor, single core cable, including providing and fixing phenolic laminated sheet cover on the fan box etc. as required. |  |  |  | 18 |  | Installation, testing and commissioning of ceiling fan, including wiring the down rods of standard length (upto 30 cm) with 1.5 Sq. mm FR PVC insulated, copper conductor, single core cable, including providing and fixing phenolic laminated sheet cover on the fan box etc. as required. | Each | 24 |  | Included | 0 | 0 | 0
35 |  |  | Installation of exhaust fan in the existng opening, including making good the damage, connection, testing , commissioning etc. as required. | [5 empty] | Installation of exhaust fan in the existng opening, including making good the damage, connection, testing , commissioning etc. as required. |  |  |  |  | 0 | 0 | 0
36 |  |  | Up to 450 mm sweep |  | 94059900 |  | 18 |  | Up to 450 mm sweep | Each | 16 |  | Included | 0 | 0 | 0
37 |  |  | Extra for fixing the louvers/ shutters complete with frame for a exhaust fan of all sizes. |  |  |  | 18 |  | Extra for fixing the louvers/ shutters complete with frame for a exhaust fan of all sizes. | Each | 16 |  | Included | 0 | 0 | 0
38 |  |  | Supplying & fixing suitable size GI box wih modular plate and cover in front on surface or in recess including providing and fixing 25 A modular socket outlet and 25 A modular SP MCB, “C” curve including connections, painting etc. as required. |  |  |  | 18 |  | Supplying & fixing suitable size GI box wih modular plate and cover in front on surface or in recess including providing and fixing 25 A modular socket outlet and 25 A modular SP MCB, “C” curve including connections, painting etc. as required. | Each | 26 |  | Included | 0 | 0 | 0
39 |  |  | Supplying and fixing following way, single pole and neutral, sheet steel, MCB distribution board, 240 V, on surface/ recess, complete with tinned copper bus bar, neutral bus bar, earth bar, din bar, interconnections, powder painted including earthing etc. as required. (But without MCB/RCCB/Isolator) | [5 empty] | Supplying and fixing following way, single pole and neutral, sheet steel, MCB distribution board, 240 V, on surface/ recess, complete with tinned copper bus bar, neutral bus bar, earth bar, din bar, interconnections, powder painted including earthing etc. as required. (But without MCB/RCCB/Isolator) |  |  |  |  | 0 | 0 | 0
40 |  |  | 16 way, Double door |  |  |  | 18 |  | 16 way, Double door | Each | 8 |  | Included | 0 | 0 | 0
41 |  |  | Supplying and fixing following way, horizontal type three pole and neutral, sheet steel, MCB distribution board, 415V, on surface/ recess, complete with tinned copper bus bar, neutral bus bar, earth bar, din bar, interconnections, powder painted including earthing etc. as required. (But without MCB/RCCB/Isolator) | [5 empty] | Supplying and fixing following way, horizontal type three pole and neutral, sheet steel, MCB distribution board, 415V, on surface/ recess, complete with tinned copper bus bar, neutral bus bar, earth bar, din bar, interconnections, powder painted including earthing etc. as required. (But without MCB/RCCB/Isolator) |  |  |  |  | 0 | 0 | 0
42 |  |  | 8 way (4+24), Double door |  |  |  | 18 |  | 8 way (4+24), Double door | Each | 1 |  | Included | 0 | 0 | 0
43 |  |  | Supplying and fixing 5 amps to 32 amps rating, 240 volts, 'C' series, miniature circuit brealer suitable for inductive load of following poles in the existing MCB DB complete with connections, testing and commissioning etc. as required. | [5 empty] | Supplying and fixing 5 amps to 32 amps rating, 240 volts, 'C' series, miniature circuit brealer suitable for inductive load of following poles in the existing MCB DB complete with connections, testing and commissioning etc. as required. |  |  |  |  | 0 | 0 | 0
44 |  |  | Single pole |  | 94059900 |  | 18 |  | Single pole | Each | 160 |  | Included | 0 | 0 | 0
45 |  |  | Supplying and fixing following rating, double pole, (single phase and neutral ), 240 volts, residual current circuit breaker (RCCB), having a sensitivity current upto 300 miliamperes in the sxisting MCB DB complete with connections, testing and commissioning etc. as required. | [5 empty] | Supplying and fixing following rating, double pole, (single phase and neutral ), 240 volts, residual current circuit breaker (RCCB), having a sensitivity current upto 300 miliamperes in the sxisting MCB DB complete with connections, testing and commissioning etc. as required. |  |  |  |  | 0 | 0 | 0
46 |  |  | 40A |  |  |  | 18 |  | 40A | Each | 2 |  | Included | 0 | 0 | 0
47 |  |  | 63A |  |  |  | 18 |  | 63A | Each | 6 |  | Included | 0 | 0 | 0
48 |  |  | Supplying and fixing DP sheet steel enclosure on surface/ recess along with 25/32amps 240 volts''C'' curve DP MCB complete with connections , testing and commissioning etc. as required. ( For Common Lights & Stairs) |  |  |  | 18 |  | Supplying and fixing DP sheet steel enclosure on surface/ recess along with 25/32amps 240 volts''C'' curve DP MCB complete with connections , testing and commissioning etc. as required. ( For Common Lights & Stairs) | Each | 4 |  | Included | 0 | 0 | 0
49 |  |  | Supplying and fixing 20 A, 240 V, SPN Industrial type socket outlet, with 2 pole and earth, metal enclosed plug top alongwith 20 A, “C” curve, SP, MCB, in sheet steel enclosure, on surface or in recess, with chained metal cover for the socket out let and complete with connections, testing and commissioning etc. as required. |  |  |  | 18 |  | Supplying and fixing 20 A, 240 V, SPN Industrial type socket outlet, with 2 pole and earth, metal enclosed plug top alongwith 20 A, “C” curve, SP, MCB, in sheet steel enclosure, on surface or in recess, with chained metal cover for the socket out let and complete with connections, testing and commissioning etc. as required. | Each | 33 |  | Included | 0 | 0 | 0
50 |  |  | Providing and fixing M.V. danger notice plate of 200 mm X 150 mm, made of mild steel, at least 2 mm thick, and vitreous enameled white on both sides, and with inscription in single red colour on front side as required. |  |  |  | 18 |  | Providing and fixing M.V. danger notice plate of 200 mm X 150 mm, made of mild steel, at least 2 mm thick, and vitreous enameled white on both sides, and with inscription in single red colour on front side as required. | Each | 2 |  | Included | 0 | 0 | 0
51 |  |  | Earthing with G.I. earth plate 600 mm X 600 mm X 6 mm thick including accessories, and providing masonary enclosure with cover plate having locking arrangement and watering pipe of 2.7 metre long etc. with charcoal or coke and salt as required. |  |  |  | 18 |  | Earthing with G.I. earth plate 600 mm X 600 mm X 6 mm thick including accessories, and providing masonary enclosure with cover plate having locking arrangement and watering pipe of 2.7 metre long etc. with charcoal or coke and salt as required. | Set | 2 |  | Included | 0 | 0 | 0
52 |  |  | Providing and fixing 25 mm X 5 mm G.I. strip in 40 mm dia G.I. pipe from earth electrode including connection with GI nut, bolt, spring, washer excavation and re-filling etc. as required. |  |  |  | 18 |  | Providing and fixing 25 mm X 5 mm G.I. strip in 40 mm dia G.I. pipe from earth electrode including connection with GI nut, bolt, spring, washer excavation and re-filling etc. as required. | Metre | 50 |  | Included | 0 | 0 | 0
53 |  |  | Supplying and laying of following size DWC HDPE pipe ISI marked along with all accessories like socket, bend, couplers etc. conforming to IS 14930, Part II complete with fitting and cutting, jointing etc..direct in ground (75 cm below ground level) including excavation and refilling the trench but excluding sand cushioning and protective covering etc., complete as required. | [5 empty] | Supplying and laying of following size DWC HDPE pipe ISI marked along with all accessories like socket, bend, couplers etc. conforming to IS 14930, Part II complete with fitting and cutting, jointing etc..direct in ground (75 cm below ground level) including excavation and refilling the trench but excluding sand cushioning and protective covering etc., complete as required. |  |  |  |  | 0 | 0 | 0
54 |  |  | 200 mm dia (OD-200 mm & ID-175 mm nominal) |  |  |  | 18 |  | 200 mm dia (OD-200 mm & ID-175 mm nominal) | Metre | 36 |  | Included | 0 | 0 | 0
55 |  |  | Providing and fixing circular/ Hexagonal cast iron or M.S. sheet box for ceiling fan clamp of internal dia 140mm, 73mm height, top lid of 1.5mm thick M.S. sheet with its top surface hacked for proper bonding, top lid shall be screwed into the cast iron/M.S. sheet box by means of 3.3mm dia, round headed screws, one lock at the corners. Clamp shall be made of 12mm dia M.S. bar bent to shape as per standard drawing. |  |  |  | 18 |  | Providing and fixing circular/ Hexagonal cast iron or M.S. sheet box for ceiling fan clamp of internal dia 140mm, 73mm height, top lid of 1.5mm thick M.S. sheet with its top surface hacked for proper bonding, top lid shall be screwed into the cast iron/M.S. sheet box by means of 3.3mm dia, round headed screws, one lock at the corners. Clamp shall be made of 12mm dia M.S. bar bent to shape as per standard drawing. | each | 24 |  | Included | 0 | 0 | 0
56 |  |  | Supply installation, testing and commissioning of Krone type tag block of 10 pair complete with back mount frame, modules, etc in a lockable metal box including connection etc, as required |  | 85049010 |  | 18 |  | Supply installation, testing and commissioning of Krone type tag block of 10 pair complete with back mount frame, modules, etc in a lockable metal box including connection etc, as required | Each | 5 |  | Included | 0 | 0 | 0
57 |  |  | Supplying prewired fluorescent fitting/LED fluorescent fitting surface/recess type stove enameled. Control gear duly wired complete and end plates/retainers in ready to use complete as required. (Fitting shall be supplied as per given ref. cat no or other equivalent approved make) | [5 empty] | Supplying prewired fluorescent fitting/LED fluorescent fitting surface/recess type stove enameled. Control gear duly wired complete and end plates/retainers in ready to use complete as required. (Fitting shall be supplied as per given ref. cat no or other equivalent approved make) |  |  |  |  | 0 | 0 | 0
58 |  |  | 18W LED tube essential on batten (Cat No. TMC 501 P1& T LED 22W P3241 for batten & Cat No. Essential LED tube M/s Philips & any POWERGRID approved make |  |  |  | 18 |  | 18W LED tube essential on batten (Cat No. TMC 501 P1& T LED 22W P3241 for batten & Cat No. Essential LED tube M/s Philips & any POWERGRID approved make | Each | 47 |  | Included | 0 | 0 | 0
59 |  |  | 10W LED surface down lighter round Philips Cat No. 59151-30/65 or any POWERGRID approved make |  |  |  | 18 |  | 10W LED surface down lighter round Philips Cat No. 59151-30/65 or any POWERGRID approved make | Each | 117 |  | Included | 0 | 0 | 0
60 |  |  | Bracket Light fitting complete with 7W LED Lamp Complete (Cat No. Stylo M/s Phillips or any POWERGRID approved make |  |  |  | 18 |  | Bracket Light fitting complete with 7W LED Lamp Complete (Cat No. Stylo M/s Phillips or any POWERGRID approved make | Each | 48 |  | Included | 0 | 0 | 0
61 |  |  | Bulk Head 9W (Cat no. WT 202 LED 65 NW PSU52 PC M/s Philips or any POWERGRID approved make |  |  |  | 18 |  | Bulk Head 9W (Cat no. WT 202 LED 65 NW PSU52 PC M/s Philips or any POWERGRID approved make | Each | 8 |  | Included | 0 | 0 | 0
62 |  |  | Surface mounted 1x11W CFL mirror Lights similar to Bajaj Cat No. BJC 111W EBI (any POWERGRID approved make) |  |  |  | 18 |  | Surface mounted 1x11W CFL mirror Lights similar to Bajaj Cat No. BJC 111W EBI (any POWERGRID approved make) | Each | 8 |  | Included | 0 | 0 | 0
63 |  |  | Supplying of white colour blades ceiling fans of following sizes capacitor type complete with down rod canopies, hanging shackles, blades, without requlator suitable for use on 220/240 volts 50 Hz. Single Phase A.C. supply conforming to 15-374/1979 class I as desired | [5 empty] | Supplying of white colour blades ceiling fans of following sizes capacitor type complete with down rod canopies, hanging shackles, blades, without requlator suitable for use on 220/240 volts 50 Hz. Single Phase A.C. supply conforming to 15-374/1979 class I as desired |  |  |  |  | 0 | 0 | 0
64 |  |  | 1200 mm sweep |  | 72169990 |  | 18 |  | 1200 mm sweep | Each | 16 |  | Included | 0 | 0 | 0
65 |  |  | 1400 mm sweep |  |  |  | 18 |  | 1400 mm sweep | Each | 8 |  | Included | 0 | 0 | 0
66 |  |  | Supply of metal type exhaust fans suitable for 220/240 Volts 50 Hz. Ac supply of 900 RPM single Phase AC supply complete with ,shutter etc; as required. | [5 empty] | Supply of metal type exhaust fans suitable for 220/240 Volts 50 Hz. Ac supply of 900 RPM single Phase AC supply complete with ,shutter etc; as required. |  |  |  |  | 0 | 0 | 0
67 |  |  | 300 mm ventilating Fan |  |  |  | 18 |  | 300 mm ventilating Fan | Each | 16 |  | Included | 0 | 0 | 0
68 |  |  | Supply and installation of wall bracket fan of 300mm , sweep complete with fan motor, blades etc. with all accessories etc. of approved make as required.(Make : Bajaj / Crompton / Havells) |  |  |  | 18 |  | Supply and installation of wall bracket fan of 300mm , sweep complete with fan motor, blades etc. with all accessories etc. of approved make as required.(Make : Bajaj / Crompton / Havells) | Each | 8 |  | Included | 0 | 0 | 0
69 |  |  | Supply, installation, testing and commissioning of Electric Geyser (Inner tank material as Stainless Steel) complete in all respects as required: Storage capacity 25 L |  |  |  | 18 |  | Supply, installation, testing and commissioning of Electric Geyser (Inner tank material as Stainless Steel) complete in all respects as required: Storage capacity 25 L | Each | 8 |  | Included | 0 | 0 | 0
70 |  |  | Supply, installation, testing and commissioning of Electric Geyser(Inner tank material as Stainless Steel) complete in all respects as required: Storage capacity 10 L |  | 72169990 |  | 18 |  | Supply, installation, testing and commissioning of Electric Geyser(Inner tank material as Stainless Steel) complete in all respects as required: Storage capacity 10 L | Each | 8 |  | Included | 0 | 0 | 0
71 |  |  | Supply, installation, testing and commissioning water meter (made of primary material-Brass) consisting of accessories complete in all respects as required:50 mm nominal bore |  |  |  | 18 |  | Supply, installation, testing and commissioning water meter (made of primary material-Brass) consisting of accessories complete in all respects as required:50 mm nominal bore | Each | 8 |  | Included | 0 | 0 | 0
[7 empty] | Total Ex-works Price | [5 empty] | 0 | 0
[7 empty] | Total Type Test charges as per Schedule-7 | [5 empty] | 0
[7 empty] | Total Ex-works Price including Type Test charges | [5 empty] | 0
[7 empty] | Total GST Tax as confirmed by Bidder | [5 empty] | 0
Note : | Specify amount of GST on the transaction between the Contractor and the Employer.
* | In case the bidder leaves the cell for confirmation of the HSN code and/or GST rate “blank”, the HSN code and corresponding GST rate indicated by the Employer shall be deemed to be the one confirmed by the Bidder.
Date : | --
Place : | [10 empty] | Printed Name :
Designation :
Click for Sch-2

## Sch-1 dis (hidden)
Tender Enquiry No.:NR1/NT/W-CIVIL/DOM/I00/26/04162- SRM RFX --5002005209 | [5 empty] | Schedule - 1 |  |  |  | Direct Total | 0 | Sole Bidder | `
[10 empty] | BO Total | #REF! | 0
CONSTRUCTION OF BUNKER AT POWERGRID BHADLA-I AND BHADLA-II S/S
(SCHEDULE OF RATES AND PRICES : EX-WORKS PRICES)
Bidder’s Name and Address (Sole Bidder) : |  |  |  | To:
Contract Services
Name : | …….. …….. …….. …….. …….. …….. |  |  | Power Grid Corporation of India Ltd., | [7 empty] | …….. …….. …….. …….. …….. …….. , & …….. …….. …….. …….. …….. ……..
Address : | …….. …….. …….. …….. …….. …….. |  |  | "Saudamini", Plot No.-2
| …….. …….. …….. …….. …….. …….. |  |  | Sector-29,
| …….. …….. …….. …….. …….. …….. |  |  | Gurgaon (Haryana) - 122001
Plant and Equipment (including Mandatory Spares Parts) to be supplied, including Type Test Charges for Tests to be conducted. | [10 empty] | Direct
[6 empty] | All Prices are in Indian Rupees. |  |  |  |  | Bought-Out
SI. No. | Item Description | Unit | Qty. | Unit Ex-works price | Total Ex-works price | Mode of Transaction (Direct / Bought-out)
1 | 2 | 3 | 4 | 5 | 6 = 4 x 5 | 7
0 | 0
#REF! | #REF!
0 | 0
#REF! | #REF! | #REF! | #REF! | #REF! | #REF! | #REF!
#REF! | #REF! | #REF! | #REF! | #REF! | #REF! | #REF!
#REF! | #REF!
#REF! | #REF! | #REF! | #REF! | #REF! | #REF! | #REF!
#REF! | #REF! | #REF! | #REF! | #REF! | #REF! | #REF!
#REF! | #REF!
#REF! | #REF! | #REF! | #REF! | #REF! | #REF! | #REF!
#REF! | #REF! | #REF! | #REF! | #REF! | #REF! | #REF!
#REF! | #REF!
#REF! | #REF!
#REF! | #REF! | #REF! | #REF! | #REF! | #REF! | #REF!
#REF! | #REF! | #REF! | #REF! | #REF! | #REF! | #REF!
#REF! | #REF!
#REF! | #REF! | #REF! | #REF! | #REF! | #REF! | #REF!
#REF! | #REF! | #REF! | #REF! | #REF! | #REF! | #REF!
#REF! | #REF! | #REF! | #REF! | #REF! | #REF! | #REF!
#REF! | #REF! | #REF! | #REF! | #REF! | #REF! | #REF!
#REF! | #REF! | #REF! | #REF! | #REF! | #REF! | #REF!
#REF! | #REF! | #REF! | #REF! | #REF! | #REF! | #REF!
#REF! | #REF!
#REF! | #REF! | #REF! | #REF! | #REF! | #REF! | #REF!
#REF! | #REF!
#REF! | #REF! | #REF! | #REF! | #REF! | #REF! | #REF!
#REF! | #REF! | #REF! | #REF! | #REF! | #REF! | #REF!
#REF! | #REF! | #REF! | #REF! | #REF! | #REF! | #REF!
#REF! | #REF! | #REF! | #REF! | #REF! | #REF! | #REF!
#REF! | #REF!
#REF! | #REF! | #REF! | #REF! | #REF! | #REF! | #REF!
#REF! | #REF! | #REF! | #REF! | #REF! | #REF! | #REF!
#REF! | #REF! | #REF! | #REF! | #REF! | #REF! | #REF!
#REF! | #REF!
#REF! | #REF! | #REF! | #REF! | #REF! | #REF! | #REF!
#REF! | #REF! | #REF! | #REF! | #REF! | #REF! | #REF!
#REF! | #REF! | #REF! | #REF! | #REF! | #REF! | #REF!
#REF! | #REF! | #REF! | #REF! | #REF! | #REF! | #REF!
#REF! | #REF! | #REF! | #REF! | #REF! | #REF! | #REF!
#REF! | #REF!
| #REF! | #REF! | #REF! | #REF! | #REF! | #REF!
#REF!
| #REF! | #REF! | #REF! | #REF! | #REF! | #REF!
| #REF! | #REF! | #REF! | #REF! | #REF! | #REF!
| Total Ex-Works Price Direct |  |  |  | 0 | Direct
| Total Ex-Works Price Bought Out |  |  |  | 0
| Total Ex-Works Price |  |  |  | 0
| Total Type Test charges as per Schedule-7 |  |  |  | #REF! |  |  | #REF! |  | #REF!
| Total Ex-works Price including Type Test charges |  |  |  | #REF! |  |  | #REF! |  | #REF!
[7 empty] | Discount Sch-1 | #REF! | MPD Sch-1 | #REF!
[7 empty] | Dis Alert | #REF!
Note : | Specify amount of Excise Duty, Sales Tax/'VAT and other taxes payable on the transaction between the Contractor and the Employer and octroi/entry tax as applicable for destination site/state on all items of supply including bought-out finished items (to be identified in the Contract), which shall be dispatched directly from the sub-vendor’s works to the Employer’s site (sale-in-transit), separately in Schedule-5. Excise Duty, Sales tax and other levies for all the bought-out items are to be included in the EXW Price (Col. No. 5) only and not to be indicated in Schedule-5.
Date : | --
Place : |  |  | Printed Name :
Designation :
Click for Sch-2

## Sch-2
Tender Enquiry No.:NR1/NT/W-CIVIL/DOM/I00/26/04162- SRM RFX --5002005209 | [8 empty] | Schedule - 2
CONSTRUCTION OF BUNKER AT POWERGRID BHADLA-I AND BHADLA-II S/S
(SCHEDULE OF RATES AND PRICES)
Bidder’s Name and Address (Sole Bidder) : | [7 empty] | To:
Contracts Services, 3rd Floor
Name : |  | …….. …….. …….. …….. …….. …….. | [5 empty] | Power Grid Corporation of India Ltd.,
Address : |  | …….. …….. …….. …….. …….. …….. | [5 empty] | SCO Bay 5-10, near Haryana Pollution Control
|  | …….. …….. …….. …….. …….. …….. | [5 empty] | board Office, Sector 16A, Faridabad, Haryana 121002
…….. …….. …….. …….. …….. ……..
LOCAL TRANSPORTATION, IN-TRANSIT INSURANCE, LOADING AND UNLOADING (NOT APPLICABLE IN PRESENT CASE)
All Prices are in Indian Rupees.
SI. No. | PR No | PR Line Item No | Activity Description | Material Code | Description | Unit | Quantity | Unit Freight, In-transit Insurance, loading & unloading Charges | Total Freight, In-transit Insurance, loading & unloading Charges
1 | 2 | 3 | 4 | 5 | 4 | 5 | 6 | 7 | 8= 6 x 7
PART A (Substation Portion)
I | SUPPLY ITEMS
CONSTRUCTION OF BUNKER AT POWERGRID BHADLA-I AND BHADLA-II S/S
1 | [8 empty] | Included
2 | [8 empty] | Included
3 | [8 empty] | Included
4 | [8 empty] | Included
5 | [8 empty] | Included
6 | [8 empty] | Included
7 | [8 empty] | Included
8 | [8 empty] | Included
9 | [8 empty] | Included
10 | [8 empty] | Included
11 | [8 empty] | Included
12 | [8 empty] | Included
13 | [8 empty] | Included
14 | [8 empty] | Included
15 | [8 empty] | Included
16 | [8 empty] | Included
17 | [8 empty] | Included
18 | [8 empty] | Included
19 | [8 empty] | Included
20 | [8 empty] | Included
21 | [8 empty] | Included
[5 empty] | Total F&I Price |  |  |  | 0
#
Bidders to note that the item description under various schedules are through unique material ID for respective items under SAP ERP System and therefore, identical item description appears in schedule-1(Ex-works) & schedule-2(F&I). However, the prices to be quoted in Price Schedule-2(F&I) shall be towards Local Transportation, Insurance and other Incidental Services only in line with clause ITB 11.4(b).
Date: | --
Place: | [6 empty] | Printed Name :
Designation :
Click for Sch-3

## Sch-2 Dis (hidden)
Tender Enquiry No.:NR1/NT/W-CIVIL/DOM/I00/26/04162- SRM RFX --5002005209 |  |  |  |  | Schedule - 2 Dis
CONSTRUCTION OF BUNKER AT POWERGRID BHADLA-I AND BHADLA-II S/S | [5 empty] | As per Lum-sum |  | 0
(SCHEDULE OF RATES AND PRICES : FREIGHT & INSURANCE CHARGES) | [5 empty] | AS per Percent |  | #REF!
[6 empty] | As per lum-sum on Sch-2 |  | 0%
Bidder’s Name and Address (Sole Bidder) : |  |  |  | To: |  | As per Percent on Sch-2 |  | #REF!
|  |  |  | Contracts Services, 3rd Floor |  | Total Discount |  | #REF!
Name : | …….. …….. …….. …….. …….. …….. |  |  | Power Grid Corporation of India Ltd.,
Address : | …….. …….. …….. …….. …….. …….. |  |  | SCO Bay 5-10, near Haryana Pollution Control
| …….. …….. …….. …….. …….. …….. |  |  | board Office, Sector 16A, Faridabad, Haryana 121002 |  | Multipackage Discount |  | 0%
| …….. …….. …….. …….. …….. …….. |  |  | 0
[5 empty] | All Prices are in Indian Rupees. |  | Amount after Discount (Rs.) |  | Dis Alert | Amount after MPD (Rs.)
SI. No. | Description | Unit | Quantity | Unit Freight & Insurance Charges | Total Freight & Insurance Charges |  | Unit Freight & Insurance Charges | Total Freight & Insurance Charges |  | Unit Freight & Insurance Charges | Total Freight & Insurance Charges
1 | 2 | 3 | 4 | 5 | 6 = 4 x 5 |  | 5 | 6 = 4 x 5 |  | 5 | 6 = 4 x 5
#REF! | #REF!
#REF! | #REF! | #REF! | #REF! | #REF! | #REF!
#REF! | #REF! | #REF! | #REF! | #REF! | #REF!
#REF! | #REF!
#REF! | #REF! | #REF! | #REF! | #REF! | #REF!
#REF! | #REF! | #REF! | #REF! | #REF! | #REF!
#REF! | #REF!
#REF! | #REF! | #REF! | #REF! | #REF! | #REF!
#REF! | #REF! | #REF! | #REF! | #REF! | #REF!
#REF! | #REF! | #REF! | #REF! | #REF! | #REF!
#REF! | #REF! | #REF! | #REF! | #REF! | #REF!
#REF! | #REF! | #REF! | #REF! | #REF! | #REF!
#REF! | #REF! | #REF! | #REF! | #REF! | #REF!
#REF! | #REF!
#REF! | #REF! | #REF! | #REF! | #REF! | #REF!
#REF! | #REF!
#REF! | #REF! | #REF! | #REF! | #REF! | #REF!
#REF! | #REF! | #REF! | #REF! | #REF! | #REF!
#REF! | #REF! | #REF! | #REF! | #REF! | #REF!
#REF! | #REF! | #REF! | #REF! | #REF! | #REF!
#REF! | #REF!
#REF! | #REF! | #REF! | #REF! | #REF! | #REF!
#REF! | #REF! | #REF! | #REF! | #REF! | #REF!
#REF! | #REF! | #REF! | #REF! | #REF! | #REF!
#REF! | #REF! | #REF! | #REF! | #REF! | #REF!
#REF! | #REF! | #REF! | #REF! | #REF! | #REF!
#REF! | #REF! | #REF! | #REF! | #REF! | #REF!
#REF! | #REF! | #REF! | #REF! | #REF! | #REF!
#REF! | #REF! | #REF! | #REF! | #REF! | #REF!
#REF! | #REF!
| #REF! | #REF! | #REF! | #REF! | #REF!
#REF! | #REF! | #REF! | #REF! | #REF! | #REF!
#REF! | #REF! | #REF! | #REF! | #REF! | #REF!
| Total F&I Price |  |  |  | #REF!
Date : | --
Place : |  |  | Printed Name :
Designation :
Click for Sch-3

## Sch-3
Tender Enquiry No.:NR1/NT/W-CIVIL/DOM/I00/26/04162- SRM RFX --5002005209 | [14 empty] | Schedule - 3
CONSTRUCTION OF BUNKER AT POWERGRID BHADLA-I AND BHADLA-II S/S | [18 empty] | As per Lum-sum |  | 0%
(SCHEDULE OF RATES AND PRICES ) | [18 empty] | AS per Percent |  | #REF!
[19 empty] | As per lum-sum on Sch-3 |  | 0%
Bidder’s Name and Address (Sole Bidder) : | [11 empty] | To: | [6 empty] | As per Percent on Sch-3 |  | #REF!
[12 empty] | Contracts Services, 3rd Floor | [6 empty] | Total Discount |  | #REF!
Name : |  | …….. …….. …….. …….. …….. …….. | [9 empty] | Power Grid Corporation of India Ltd.,
Address : |  | …….. …….. …….. …….. …….. …….. | [9 empty] | SCO Bay 5-10, near Haryana Pollution Control
|  | …….. …….. …….. …….. …….. …….. | [9 empty] | board Office, Sector 16A, Faridabad, Haryana 121002 | [6 empty] | Multipackage lum-sum |  | 0%
…….. …….. …….. …….. …….. ……..
[7 empty] | INSTALLATION CHARGES | [12 empty] | Amount after Discount (Rs.) |  | Dis Alert | Amount after MPD (Rs.)
All Prices are in Indian Rupees.
SI. No. | PR No | PR Line Item No | Activity Header | PR Activity No | Activity Description | Service Code | SAC (Service Accounting Codes) | Whether SAC in column '8’ is confirmed. If not indicate applicable the SAC * | Rate of GST applicable ( in %) | Whether rate of GST in column ‘4’ is confirmed. If not indicate applicable rate of GST * | Description | Unit | Quantity | Unit Erection Charges | Total Erection Charges | Total GST as confirmed by Bidder |  |  |  | Unit Erection Charges | Total Erection Charges |  | Unit Erection Charges | Total Erection Charges
1 | 2 | 3 | 4 | 5 | 6 | 7 | 8 | 9 | 10 | 11 | 12 | 13 | 14 | 15 | 16 = 14 x 15 | 17 |  |  |  | 5 | 6 = 4 x 5 |  | 5 | 6 = 4 x 5
PART A (Substation Portion)
I |  |  |  |  | Civil and Sanitory Works Charges | [11 empty] | Revaluation of J column | Tax Calculation
CONSTRUCTION OF BUNKER AT POWERGRID BHADLA-I AND BHADLA-II S/S
For Portion of Bhadla I
1 | Carriage of Material By mechani+B8:F167cal transport including loading, unloading and stacking (upto 2 km lead). | 1 | Carriage of Material By mechani+B8:F167cal transport including loading, unloading and stacking (upto 2 km lead). | 1 | Carriage of Material By mechani+B8:F167cal transport including loading, unloading and stacking (upto 2 km lead). |  | 998736 |  | 18 |  | Carriage of Material By mechani+B8:F167cal transport including loading, unloading and stacking (upto 2 km lead). |  |  |  | Included | 0 | 0 | 0
a | Earth | a | Earth | a | Earth |  | 998736 |  | 18 |  | Earth | cum | 701.416 |  | Included | 0 | 0 | 0
2 | Earth work in excavation by mechanical means (Hydraulic excavator)/manual means over areas (exceeding 30 cm in depth, 1.5 m in width as well as 10 sqm on plan) including getting out and disposal of excavated earth lead upto 50 m and lift upto 1.5 m, as directed by Engineer-in-charge. : | 2 | Earth work in excavation by mechanical means (Hydraulic excavator)/manual means over areas (exceeding 30 cm in depth, 1.5 m in width as well as 10 sqm on plan) including getting out and disposal of excavated earth lead upto 50 m and lift upto 1.5 m, as directed by Engineer-in-charge. : | 2 | Earth work in excavation by mechanical means (Hydraulic excavator)/manual means over areas (exceeding 30 cm in depth, 1.5 m in width as well as 10 sqm on plan) including getting out and disposal of excavated earth lead upto 50 m and lift upto 1.5 m, as directed by Engineer-in-charge. : |  | 998736 |  | 18 |  | Earth work in excavation by mechanical means (Hydraulic excavator)/manual means over areas (exceeding 30 cm in depth, 1.5 m in width as well as 10 sqm on plan) including getting out and disposal of excavated earth lead upto 50 m and lift upto 1.5 m, as directed by Engineer-in-charge. : |  |  |  | Included | 0 | 0 | 0
a | All Kinds of soil | a | All Kinds of soil | a | All Kinds of soil |  | 998736 |  | 18 |  | All Kinds of soil | cum | 1098.454 |  | Included | 0 | 0 | 0
3 | Filling available excavated earth (excluding rock) in trenches, plinth, sides of foundations etc. in layers not exceeding 20cm in depth, consolidating each deposited layer by ramming and watering, lead up to 50 m and lift upto 1.5 m. | 3 | Filling available excavated earth (excluding rock) in trenches, plinth, sides of foundations etc. in layers not exceeding 20cm in depth, consolidating each deposited layer by ramming and watering, lead up to 50 m and lift upto 1.5 m. | 3 | Filling available excavated earth (excluding rock) in trenches, plinth, sides of foundations etc. in layers not exceeding 20cm in depth, consolidating each deposited layer by ramming and watering, lead up to 50 m and lift upto 1.5 m. |  | 998734 |  | 18 |  | Filling available excavated earth (excluding rock) in trenches, plinth, sides of foundations etc. in layers not exceeding 20cm in depth, consolidating each deposited layer by ramming and watering, lead up to 50 m and lift upto 1.5 m. | cum | 397.04 |  | Included | 0 | 0 | 0
4 | Extra for every additional lift of 1.5 m or part thereof in excavation / banking excavated or stacked materials. | 4 | Extra for every additional lift of 1.5 m or part thereof in excavation / banking excavated or stacked materials. | 4 | Extra for every additional lift of 1.5 m or part thereof in excavation / banking excavated or stacked materials. |  | 998736 |  | 18 |  | Extra for every additional lift of 1.5 m or part thereof in excavation / banking excavated or stacked materials. |  |  |  | Included | 0 | 0 | 0
a | All kinds of Soil | a | All kinds of Soil | a | All kinds of Soil |  | 998736 |  | 18 |  | All kinds of Soil | cum | 628.71 |  | Included | 0 | 0 | 0
5 | Providing and laying in position cement concrete of specified grade excluding the cost of centring and shuttering : All works upto plinth level. | 5 | Providing and laying in position cement concrete of specified grade excluding the cost of centring and shuttering : All works upto plinth level. | 5 | Providing and laying in position cement concrete of specified grade excluding the cost of centring and shuttering : All works upto plinth level. |  | 998736 |  | 18 |  | Providing and laying in position cement concrete of specified grade excluding the cost of centring and shuttering : All works upto plinth level. |  |  |  | Included | 0 | 0 | 0
a | 1:2:4 (1 Cement : 2 coarse sand (zone-III) : 4 graded stone aggregate 20 mm nominal size). | a | 1:2:4 (1 Cement : 2 coarse sand (zone-III) : 4 graded stone aggregate 20 mm nominal size). | a | 1:2:4 (1 Cement : 2 coarse sand (zone-III) : 4 graded stone aggregate 20 mm nominal size). |  | 998736 |  | 18 |  | 1:2:4 (1 Cement : 2 coarse sand (zone-III) : 4 graded stone aggregate 20 mm nominal size). | cum | 0.808 |  | Included | 0 | 0 | 0
b | 1:3:6 (1 Cement : 3 coarse sand : 6 graded stone aggregate 20 mm nominal size). | b | 1:3:6 (1 Cement : 3 coarse sand : 6 graded stone aggregate 20 mm nominal size). | b | 1:3:6 (1 Cement : 3 coarse sand : 6 graded stone aggregate 20 mm nominal size). |  | 998736 |  | 18 |  | 1:3:6 (1 Cement : 3 coarse sand : 6 graded stone aggregate 20 mm nominal size). | cum | 19.612 |  | Included | 0 | 0 | 0
6 | Providing and laying in position ready mixed or site batched design mix cement concrete for reinforced cement concrete work; using coarse aggregate and fine aggregate derived from natural sources, Portland Pozzolana / Ordinary Portland /Portland Slag cement, admixtures in recommended proportions as per IS: 9103 to accelerate / retard setting of concrete, to improve durability and workability without impairing strength; including pumping of concrete to site of laying, curing, carriage for all leads; but excluding the cost of centering, shuttering, finishing and reinforcement as per direction of the engineer-in-charge, for the following grades of concrete.: Note: Extra cement up to 10% of the minimum specified cement content in design mix shall be payable separately. In case the cement content in design mix is more than 110% of the specified minimum cement content, the contractor shall have discretion to either re-design the mix or bear the cost of extra cement. | 6 | Providing and laying in position ready mixed or site batched design mix cement concrete for reinforced cement concrete work; using coarse aggregate and fine aggregate derived from natural sources, Portland Pozzolana / Ordinary Portland /Portland Slag cement, admixtures in recommended proportions as per IS: 9103 to accelerate / retard setting of concrete, to improve durability and workability without impairing strength; including pumping of concrete to site of laying, curing, carriage for all leads; but excluding the cost of centering, shuttering, finishing and reinforcement as per direction of the engineer-in-charge, for the following grades of concrete.: Note: Extra cement up to 10% of the minimum specified cement content in design mix shall be payable separately. In case the cement content in design mix is more than 110% of the specified minimum cement content, the contractor shall have discretion to either re-design the mix or bear the cost of extra cement. | 6 | Providing and laying in position ready mixed or site batched design mix cement concrete for reinforced cement concrete work; using coarse aggregate and fine aggregate derived from natural sources, Portland Pozzolana / Ordinary Portland /Portland Slag cement, admixtures in recommended proportions as per IS: 9103 to accelerate / retard setting of concrete, to improve durability and workability without impairing strength; including pumping of concrete to site of laying, curing, carriage for all leads; but excluding the cost of centering, shuttering, finishing and reinforcement as per direction of the engineer-in-charge, for the following grades of concrete.: Note: Extra cement up to 10% of the minimum specified cement content in design mix shall be payable separately. In case the cement content in design mix is more than 110% of the specified minimum cement content, the contractor shall have discretion to either re-design the mix or bear the cost of extra cement. |  | 998736 |  | 18 |  | Providing and laying in position ready mixed or site batched design mix cement concrete for reinforced cement concrete work; using coarse aggregate and fine aggregate derived from natural sources, Portland Pozzolana / Ordinary Portland /Portland Slag cement, admixtures in recommended proportions as per IS: 9103 to accelerate / retard setting of concrete, to improve durability and workability without impairing strength; including pumping of concrete to site of laying, curing, carriage for all leads; but excluding the cost of centering, shuttering, finishing and reinforcement as per direction of the engineer-in-charge, for the following grades of concrete.: Note: Extra cement up to 10% of the minimum specified cement content in design mix shall be payable separately. In case the cement content in design mix is more than 110% of the specified minimum cement content, the contractor shall have discretion to either re-design the mix or bear the cost of extra cement. |  |  |  | Included | 0 | 0 | 0
a | All works upto plinth level Concrete of M25 grade with minimum cement content of 330 kg /cum | a | All works upto plinth level Concrete of M25 grade with minimum cement content of 330 kg /cum | a | All works upto plinth level Concrete of M25 grade with minimum cement content of 330 kg /cum |  | 998736 |  | 18 |  | All works upto plinth level Concrete of M25 grade with minimum cement content of 330 kg /cum | cum | 188.702 |  | Included | 0 | 0 | 0
7 | All works above plinth level upto floor V level | 7 | All works above plinth level upto floor V level | 7 | All works above plinth level upto floor V level |  | 998736 |  | 18 |  | All works above plinth level upto floor V level |  |  |  | Included | 0 | 0 | 0
a | 1:1.5:3 (1 Cement: 1.5 Coarse sand: 3 Graded stone aggregate 20 mm nominal size) | a | 1:1.5:3 (1 Cement: 1.5 Coarse sand: 3 Graded stone aggregate 20 mm nominal size) | a | 1:1.5:3 (1 Cement: 1.5 Coarse sand: 3 Graded stone aggregate 20 mm nominal size) |  | 998731 |  | 18 |  | 1:1.5:3 (1 Cement: 1.5 Coarse sand: 3 Graded stone aggregate 20 mm nominal size) | cum | 6.85 |  | Included | 0 | 0 | 0
8 | Add for using extra cement in the items of design mix over and above the specified cement content therein. | 8 | Add for using extra cement in the items of design mix over and above the specified cement content therein. | 8 | Add for using extra cement in the items of design mix over and above the specified cement content therein. |  | 998736 |  | 18 |  | Add for using extra cement in the items of design mix over and above the specified cement content therein. | Quintal | 64.5322 |  | Included | 0 | 0 | 0
9 | Reinforced cement concrete work in beams, suspended floors, roofs having slope up to 15° landings, balconies, shelves, chajjas, lintels, bands, plain window sills, staircases and spiral stair cases up to floor five level, excluding the cost of centering, shuttering, finishing and reinforcement M25 Grade | 9 | Reinforced cement concrete work in beams, suspended floors, roofs having slope up to 15° landings, balconies, shelves, chajjas, lintels, bands, plain window sills, staircases and spiral stair cases up to floor five level, excluding the cost of centering, shuttering, finishing and reinforcement M25 Grade | 9 | Reinforced cement concrete work in beams, suspended floors, roofs having slope up to 15° landings, balconies, shelves, chajjas, lintels, bands, plain window sills, staircases and spiral stair cases up to floor five level, excluding the cost of centering, shuttering, finishing and reinforcement M25 Grade |  | 998736 |  | 18 |  | Reinforced cement concrete work in beams, suspended floors, roofs having slope up to 15° landings, balconies, shelves, chajjas, lintels, bands, plain window sills, staircases and spiral stair cases up to floor five level, excluding the cost of centering, shuttering, finishing and reinforcement M25 Grade | cum | 73.478 |  | Included | 0 | 0 | 0
10 | Centring and shuttering including strutting, propping etc. and removal of fometre for : | 10 | Centring and shuttering including strutting, propping etc. and removal of fometre for : | 10 | Centring and shuttering including strutting, propping etc. and removal of fometre for : |  | 998736 |  | 18 |  | Centring and shuttering including strutting, propping etc. and removal of fometre for : |  |  |  | Included | 0 | 0 | 0
a | Foundations, footings, bases of columns etc. for mass concrete. | a | Foundations, footings, bases of columns etc. for mass concrete. | a | Foundations, footings, bases of columns etc. for mass concrete. |  | 998736 |  | 18 |  | Foundations, footings, bases of columns etc. for mass concrete. | sqm | 58.098 |  | Included | 0 | 0 | 0
b | Walls (any thickness) including attached pilasters, butteresses, | b | Walls (any thickness) including attached pilasters, butteresses, | b | Walls (any thickness) including attached pilasters, butteresses, |  | 998736 |  | 18 |  | Walls (any thickness) including attached pilasters, butteresses, | sqm | 671.456 |  | Included | 0 | 0 | 0
c | Suspended floors & Slabs, roofs, landings, balconies and access platfometre | c | Suspended floors & Slabs, roofs, landings, balconies and access platfometre | c | Suspended floors & Slabs, roofs, landings, balconies and access platfometre |  | 998736 |  | 18 |  | Suspended floors & Slabs, roofs, landings, balconies and access platfometre | sqm | 225.33 |  | Included | 0 | 0 | 0
d | Lintels, beams, plinth beams, girders, bressumers & cantilevers | d | Lintels, beams, plinth beams, girders, bressumers & cantilevers | d | Lintels, beams, plinth beams, girders, bressumers & cantilevers |  | 998736 |  | 18 |  | Lintels, beams, plinth beams, girders, bressumers & cantilevers | sqm | 39.614 |  | Included | 0 | 0 | 0
e | Columns, pillars, piers abutments posts & struts | e | Columns, pillars, piers abutments posts & struts | e | Columns, pillars, piers abutments posts & struts |  | 998736 |  | 18 |  | Columns, pillars, piers abutments posts & struts | sqm | 15.84 |  | Included | 0 | 0 | 0
f | Stairs (excluding landings) except spiral staircases. | f | Stairs (excluding landings) except spiral staircases. | f | Stairs (excluding landings) except spiral staircases. |  | 998736 |  | 18 |  | Stairs (excluding landings) except spiral staircases. | sqm | 14.04 |  | Included | 0 | 0 | 0
11 | Reinforcement for R.C.C. work including straightening, cutting, bending, binding and placing in position complete. | 11 | Reinforcement for R.C.C. work including straightening, cutting, bending, binding and placing in position complete. | 11 | Reinforcement for R.C.C. work including straightening, cutting, bending, binding and placing in position complete. |  | 998736 |  | 18 |  | Reinforcement for R.C.C. work including straightening, cutting, bending, binding and placing in position complete. |  |  |  | Included | 0 | 0 | 0
a | Thermo-Mechanically Treated bars | a | Thermo-Mechanically Treated bars | a | Thermo-Mechanically Treated bars |  | 998736 |  | 18 |  | Thermo-Mechanically Treated bars | kg | 30000 |  | Included | 0 | 0 | 0
12 | Brick work with common burnt clay F.P.S. (non modular) bricks of class designation 7.5 in foundation and plinth in: | 12 | Brick work with common burnt clay F.P.S. (non modular) bricks of class designation 7.5 in foundation and plinth in: | 12 | Brick work with common burnt clay F.P.S. (non modular) bricks of class designation 7.5 in foundation and plinth in: |  | 998736 |  | 18 |  | Brick work with common burnt clay F.P.S. (non modular) bricks of class designation 7.5 in foundation and plinth in: |  |  |  | Included | 0 | 0 | 0
a | Cement mortar 1:6 (1 cement : 6 coarse sand) | a | Cement mortar 1:6 (1 cement : 6 coarse sand) | a | Cement mortar 1:6 (1 cement : 6 coarse sand) |  | 998736 |  | 18 |  | Cement mortar 1:6 (1 cement : 6 coarse sand) | cum | 16.86 |  | Included | 0 | 0 | 0
13 | Providing and fixing Ist quality ceramic glazed wall tiles conforming toIS: 15622 (thickness to be specified by the manufacturer), of approved make, in all colours, shades except burgundy, bottle green, black of any size as approved by Engineer-in-Charge, in skirting, risers of steps and dados, over 12 mm thick bed of cement mortar 1:3 (1 cement : 3 coarse sand) and jointing with grey cement slurry @ 3.3kg per sqm, including pointing in white cement mixed with pigment of matching shade complete | 13 | Providing and fixing Ist quality ceramic glazed wall tiles conforming toIS: 15622 (thickness to be specified by the manufacturer), of approved make, in all colours, shades except burgundy, bottle green, black of any size as approved by Engineer-in-Charge, in skirting, risers of steps and dados, over 12 mm thick bed of cement mortar 1:3 (1 cement : 3 coarse sand) and jointing with grey cement slurry @ 3.3kg per sqm, including pointing in white cement mixed with pigment of matching shade complete | 13 | Providing and fixing Ist quality ceramic glazed wall tiles conforming toIS: 15622 (thickness to be specified by the manufacturer), of approved make, in all colours, shades except burgundy, bottle green, black of any size as approved by Engineer-in-Charge, in skirting, risers of steps and dados, over 12 mm thick bed of cement mortar 1:3 (1 cement : 3 coarse sand) and jointing with grey cement slurry @ 3.3kg per sqm, including pointing in white cement mixed with pigment of matching shade complete |  | 998736 |  | 18 |  | Providing and fixing Ist quality ceramic glazed wall tiles conforming toIS: 15622 (thickness to be specified by the manufacturer), of approved make, in all colours, shades except burgundy, bottle green, black of any size as approved by Engineer-in-Charge, in skirting, risers of steps and dados, over 12 mm thick bed of cement mortar 1:3 (1 cement : 3 coarse sand) and jointing with grey cement slurry @ 3.3kg per sqm, including pointing in white cement mixed with pigment of matching shade complete | sqm | 49.056 |  | Included | 0 | 0 | 0
14 | Providing and fixing factory made uPVC glazed/wire mesh windows/doors comprising of lead free uPVC multi-chambered frame, sash and mullion/coupler (where ever required) extruded profiles having minimum wall thickness of 1.70 mm for Series R1 and R2 profiles and 2.10 mm for Series R3 and R4 profiles conforming to EN: 12608 in any shape, colour and design duly reinforced with galvanized mild steel section made of required shape & size as per CPWD Specification, uPVC extruded glazing beads, interlocks and Inline sash adaptor (where ever required) of appropriate dimension, EPDM gasket, hardware, SS 304 grade fasteners of minimum 8 mm dia with countersunk head, comprising of matching polyamide PA6 grade sleeve for fixing frame to finished wall as per IS 1367 : Part 1 to 14, plastic packers, plastic caps and necessary stainless steel screws etc. Profile of frame, sash & mullion (if required) shall be mitred cut and fusion welded/mechanically jointed duly sealed at all corners, including drilling of holes for fixing hardware and drainage of water etc. After fixing frame the gap between frame and adjacent finished wall shall be filled with weather proof silicon sealant over backer rod of approved size and quality, all complete as per approved drawing conforming to CPWD specification & direction of Engineer-in-Charge. Section of steel reinforcement and cross sections of uPVC profiles to be as per design approved by Engineer-in-Charge. Wire mesh / Glazing of plain/ toughened/ laminated/ double glass unit with / without high performance coatings as per design requirements and conforming to IS: 3548 & IS: 16231 shall be paid separately. Note:- Structural design proof checked from a Government Engineering Institute, to be provided by the manufacturer for : (i) Sites with basic wind speed > 45 m/sec as per IS 875 – Part 3 (ii) Sites with structure height more than 20m for all wind speeds | 14 | Providing and fixing factory made uPVC glazed/wire mesh windows/doors comprising of lead free uPVC multi-chambered frame, sash and mullion/coupler (where ever required) extruded profiles having minimum wall thickness of 1.70 mm for Series R1 and R2 profiles and 2.10 mm for Series R3 and R4 profiles conforming to EN: 12608 in any shape, colour and design duly reinforced with galvanized mild steel section made of required shape & size as per CPWD Specification, uPVC extruded glazing beads, interlocks and Inline sash adaptor (where ever required) of appropriate dimension, EPDM gasket, hardware, SS 304 grade fasteners of minimum 8 mm dia with countersunk head, comprising of matching polyamide PA6 grade sleeve for fixing frame to finished wall as per IS 1367 : Part 1 to 14, plastic packers, plastic caps and necessary stainless steel screws etc. Profile of frame, sash & mullion (if required) shall be mitred cut and fusion welded/mechanically jointed duly sealed at all corners, including drilling of holes for fixing hardware and drainage of water etc. After fixing frame the gap between frame and adjacent finished wall shall be filled with weather proof silicon sealant over backer rod of approved size and quality, all complete as per approved drawing conforming to CPWD specification & direction of Engineer-in-Charge. Section of steel reinforcement and cross sections of uPVC profiles to be as per design approved by Engineer-in-Charge. Wire mesh / Glazing of plain/ toughened/ laminated/ double glass unit with / without high performance coatings as per design requirements and conforming to IS: 3548 & IS: 16231 shall be paid separately. Note:- Structural design proof checked from a Government Engineering Institute, to be provided by the manufacturer for : (i) Sites with basic wind speed > 45 m/sec as per IS 875 – Part 3 (ii) Sites with structure height more than 20m for all wind speeds | 14 | Providing and fixing factory made uPVC glazed/wire mesh windows/doors comprising of lead free uPVC multi-chambered frame, sash and mullion/coupler (where ever required) extruded profiles having minimum wall thickness of 1.70 mm for Series R1 and R2 profiles and 2.10 mm for Series R3 and R4 profiles conforming to EN: 12608 in any shape, colour and design duly reinforced with galvanized mild steel section made of required shape & size as per CPWD Specification, uPVC extruded glazing beads, interlocks and Inline sash adaptor (where ever required) of appropriate dimension, EPDM gasket, hardware, SS 304 grade fasteners of minimum 8 mm dia with countersunk head, comprising of matching polyamide PA6 grade sleeve for fixing frame to finished wall as per IS 1367 : Part 1 to 14, plastic packers, plastic caps and necessary stainless steel screws etc. Profile of frame, sash & mullion (if required) shall be mitred cut and fusion welded/mechanically jointed duly sealed at all corners, including drilling of holes for fixing hardware and drainage of water etc. After fixing frame the gap between frame and adjacent finished wall shall be filled with weather proof silicon sealant over backer rod of approved size and quality, all complete as per approved drawing conforming to CPWD specification & direction of Engineer-in-Charge. Section of steel reinforcement and cross sections of uPVC profiles to be as per design approved by Engineer-in-Charge. Wire mesh / Glazing of plain/ toughened/ laminated/ double glass unit with / without high performance coatings as per design requirements and conforming to IS: 3548 & IS: 16231 shall be paid separately. Note:- Structural design proof checked from a Government Engineering Institute, to be provided by the manufacturer for : (i) Sites with basic wind speed > 45 m/sec as per IS 875 – Part 3 (ii) Sites with structure height more than 20m for all wind speeds |  | 998736 |  | 18 |  | Providing and fixing factory made uPVC glazed/wire mesh windows/doors comprising of lead free uPVC multi-chambered frame, sash and mullion/coupler (where ever required) extruded profiles having minimum wall thickness of 1.70 mm for Series R1 and R2 profiles and 2.10 mm for Series R3 and R4 profiles conforming to EN: 12608 in any shape, colour and design duly reinforced with galvanized mild steel section made of required shape & size as per CPWD Specification, uPVC extruded glazing beads, interlocks and Inline sash adaptor (where ever required) of appropriate dimension, EPDM gasket, hardware, SS 304 grade fasteners of minimum 8 mm dia with countersunk head, comprising of matching polyamide PA6 grade sleeve for fixing frame to finished wall as per IS 1367 : Part 1 to 14, plastic packers, plastic caps and necessary stainless steel screws etc. Profile of frame, sash & mullion (if required) shall be mitred cut and fusion welded/mechanically jointed duly sealed at all corners, including drilling of holes for fixing hardware and drainage of water etc. After fixing frame the gap between frame and adjacent finished wall shall be filled with weather proof silicon sealant over backer rod of approved size and quality, all complete as per approved drawing conforming to CPWD specification & direction of Engineer-in-Charge. Section of steel reinforcement and cross sections of uPVC profiles to be as per design approved by Engineer-in-Charge. Wire mesh / Glazing of plain/ toughened/ laminated/ double glass unit with / without high performance coatings as per design requirements and conforming to IS: 3548 & IS: 16231 shall be paid separately. Note:- Structural design proof checked from a Government Engineering Institute, to be provided by the manufacturer for : (i) Sites with basic wind speed > 45 m/sec as per IS 875 – Part 3 (ii) Sites with structure height more than 20m for all wind speeds |  |  |  | Included | 0 | 0 | 0
a | Casement door single panel with zinc alloy (zamak) 3D hinges, multi-point locking system with cylinder, zinc alloy (zamak) powder coated handles on both sides. Using R3 series with frame (55 mm & above) x (50mm & above) & sash (55 mm & above) x (85mm & above) (Height upto 2.5 metre). | a | Casement door single panel with zinc alloy (zamak) 3D hinges, multi-point locking system with cylinder, zinc alloy (zamak) powder coated handles on both sides. Using R3 series with frame (55 mm & above) x (50mm & above) & sash (55 mm & above) x (85mm & above) (Height upto 2.5 metre). | a | Casement door single panel with zinc alloy (zamak) 3D hinges, multi-point locking system with cylinder, zinc alloy (zamak) powder coated handles on both sides. Using R3 series with frame (55 mm & above) x (50mm & above) & sash (55 mm & above) x (85mm & above) (Height upto 2.5 metre). |  | 998736 |  | 18 |  | Casement door single panel with zinc alloy (zamak) 3D hinges, multi-point locking system with cylinder, zinc alloy (zamak) powder coated handles on both sides. Using R3 series with frame (55 mm & above) x (50mm & above) & sash (55 mm & above) x (85mm & above) (Height upto 2.5 metre). | Sqm | 6.4 |  | Included | 0 | 0 | 0
15 | Providing and fixing 1 mm thick M.S. sheet door with frame of 40x40x6 mm angle iron and 3 mm M.S. gusset plates at the junctions and corners, all necessary fittings complete, including applying a priming coat of approved steel primer | 15 | Providing and fixing 1 mm thick M.S. sheet door with frame of 40x40x6 mm angle iron and 3 mm M.S. gusset plates at the junctions and corners, all necessary fittings complete, including applying a priming coat of approved steel primer | 15 | Providing and fixing 1 mm thick M.S. sheet door with frame of 40x40x6 mm angle iron and 3 mm M.S. gusset plates at the junctions and corners, all necessary fittings complete, including applying a priming coat of approved steel primer |  | 998736 |  | 18 |  | Providing and fixing 1 mm thick M.S. sheet door with frame of 40x40x6 mm angle iron and 3 mm M.S. gusset plates at the junctions and corners, all necessary fittings complete, including applying a priming coat of approved steel primer |  |  |  | Included | 0 | 0 | 0
a | Using M.S. angels 40x40x6 mm for diagonal braces | a | Using M.S. angels 40x40x6 mm for diagonal braces | a | Using M.S. angels 40x40x6 mm for diagonal braces |  | 998736 |  | 18 |  | Using M.S. angels 40x40x6 mm for diagonal braces | sqm | 5.76 |  | Included | 0 | 0 | 0
16 | Providing and laying Vitrified tiles in floor in different sizes (thickness to be specified by the manufacturer) with water absorption less than 0.08% and conforming to IS:15622, of approved brand & manufacturer, in all colours and shade, laid on 20 mm thick cement mortar 1:4 (1 cement: 4 coarse sand) jointing with grey cement slurry @3.3 kg/sqm including grouting the joints with white cement and matching pigments etc. The tiles must be cut with the zero chipping diamond cutter only . Laying of tiles will be done with the notch trowel, plier, wedge, clips of required thickness, leveling system and rubber mallet for placing the tiles gently and easily. | 16 | Providing and laying Vitrified tiles in floor in different sizes (thickness to be specified by the manufacturer) with water absorption less than 0.08% and conforming to IS:15622, of approved brand & manufacturer, in all colours and shade, laid on 20 mm thick cement mortar 1:4 (1 cement: 4 coarse sand) jointing with grey cement slurry @3.3 kg/sqm including grouting the joints with white cement and matching pigments etc. The tiles must be cut with the zero chipping diamond cutter only . Laying of tiles will be done with the notch trowel, plier, wedge, clips of required thickness, leveling system and rubber mallet for placing the tiles gently and easily. | 16 | Providing and laying Vitrified tiles in floor in different sizes (thickness to be specified by the manufacturer) with water absorption less than 0.08% and conforming to IS:15622, of approved brand & manufacturer, in all colours and shade, laid on 20 mm thick cement mortar 1:4 (1 cement: 4 coarse sand) jointing with grey cement slurry @3.3 kg/sqm including grouting the joints with white cement and matching pigments etc. The tiles must be cut with the zero chipping diamond cutter only . Laying of tiles will be done with the notch trowel, plier, wedge, clips of required thickness, leveling system and rubber mallet for placing the tiles gently and easily. |  | 998736 |  | 18 |  | Providing and laying Vitrified tiles in floor in different sizes (thickness to be specified by the manufacturer) with water absorption less than 0.08% and conforming to IS:15622, of approved brand & manufacturer, in all colours and shade, laid on 20 mm thick cement mortar 1:4 (1 cement: 4 coarse sand) jointing with grey cement slurry @3.3 kg/sqm including grouting the joints with white cement and matching pigments etc. The tiles must be cut with the zero chipping diamond cutter only . Laying of tiles will be done with the notch trowel, plier, wedge, clips of required thickness, leveling system and rubber mallet for placing the tiles gently and easily. |  |  |  | Included | 0 | 0 | 0
a | Double charge vitrified tile polished finish of size : Size of Tile 600 x 600 mm | a | Double charge vitrified tile polished finish of size : Size of Tile 600 x 600 mm | a | Double charge vitrified tile polished finish of size : Size of Tile 600 x 600 mm |  | 998736 |  | 18 |  | Double charge vitrified tile polished finish of size : Size of Tile 600 x 600 mm | sqm | 118.312 |  | Included | 0 | 0 | 0
b | Glazed Vitrified tiles Matt/Antiskid finish of size : Size of Tile 600 x 600 mm | b | Glazed Vitrified tiles Matt/Antiskid finish of size : Size of Tile 600 x 600 mm | b | Glazed Vitrified tiles Matt/Antiskid finish of size : Size of Tile 600 x 600 mm |  | 998736 |  | 18 |  | Glazed Vitrified tiles Matt/Antiskid finish of size : Size of Tile 600 x 600 mm | sqm | 26.868 |  | Included | 0 | 0 | 0
17 | Providing and laying Vitrified tiles in different sizes (thickness to be specified by manufacturer), with water absorption less than 0.08 % and conforming to I.S. 15622, of approved make, in all colours & shade, in skirting, riser of steps, over 12 mm thick bed of cement mortar 1:3 (1 cement: 3 coarse sand), jointing with grey cement slurry @ 3.3 kg/ sqm including grouting the joint with white cement & matching pigments etc. complete. | 17 | Providing and laying Vitrified tiles in different sizes (thickness to be specified by manufacturer), with water absorption less than 0.08 % and conforming to I.S. 15622, of approved make, in all colours & shade, in skirting, riser of steps, over 12 mm thick bed of cement mortar 1:3 (1 cement: 3 coarse sand), jointing with grey cement slurry @ 3.3 kg/ sqm including grouting the joint with white cement & matching pigments etc. complete. | 17 | Providing and laying Vitrified tiles in different sizes (thickness to be specified by manufacturer), with water absorption less than 0.08 % and conforming to I.S. 15622, of approved make, in all colours & shade, in skirting, riser of steps, over 12 mm thick bed of cement mortar 1:3 (1 cement: 3 coarse sand), jointing with grey cement slurry @ 3.3 kg/ sqm including grouting the joint with white cement & matching pigments etc. complete. |  | 998736 |  | 18 |  | Providing and laying Vitrified tiles in different sizes (thickness to be specified by manufacturer), with water absorption less than 0.08 % and conforming to I.S. 15622, of approved make, in all colours & shade, in skirting, riser of steps, over 12 mm thick bed of cement mortar 1:3 (1 cement: 3 coarse sand), jointing with grey cement slurry @ 3.3 kg/ sqm including grouting the joint with white cement & matching pigments etc. complete. |  |  |  | Included | 0 | 0 | 0
a | Size of Tile 600x600 mm | a | Size of Tile 600x600 mm | a | Size of Tile 600x600 mm |  | 998736 |  | 18 |  | Size of Tile 600x600 mm | sqm | 4.222 |  | Included | 0 | 0 | 0
18 | 12 mm cement plaster finished with a floating coat of neat cement of mix : | 18 | 12 mm cement plaster finished with a floating coat of neat cement of mix : | 18 | 12 mm cement plaster finished with a floating coat of neat cement of mix : |  | 998736 |  | 18 |  | 12 mm cement plaster finished with a floating coat of neat cement of mix : |  |  |  | Included | 0 | 0 | 0
a | 1:4 (1 cement: 4 fine sand) | a | 1:4 (1 cement: 4 fine sand) | a | 1:4 (1 cement: 4 fine sand) |  | 995463 |  | 18 |  | 1:4 (1 cement: 4 fine sand) | sqm | 49.436 |  | Included | 0 | 0 | 0
19 | 6 mm cement plaster of mix : | 19 | 6 mm cement plaster of mix : | 19 | 6 mm cement plaster of mix : |  | 998736 |  | 18 |  | 6 mm cement plaster of mix : |  | 0 |  | Included | 0 | 0 | 0
a | 1:3 (1 cement : 3 fine sand) | a | 1:3 (1 cement : 3 fine sand) | a | 1:3 (1 cement : 3 fine sand) |  | 995461 |  | 18 |  | 1:3 (1 cement : 3 fine sand) | sqm | 508.364 |  | Included | 0 | 0 | 0
20 | Finishing walls with Premium Acrylic Smooth exterior paint with Silicone additives of required shade: | 20 | Finishing walls with Premium Acrylic Smooth exterior paint with Silicone additives of required shade: | 20 | Finishing walls with Premium Acrylic Smooth exterior paint with Silicone additives of required shade: |  | 995461 |  | 18 |  | Finishing walls with Premium Acrylic Smooth exterior paint with Silicone additives of required shade: |  |  |  | Included | 0 | 0 | 0
a | New work (Two or more coats applied @ 1.43 ltr/10 sqm over and including priming coat of exterior primer applied @ 0.90 litre/10 sqm) | a | New work (Two or more coats applied @ 1.43 ltr/10 sqm over and including priming coat of exterior primer applied @ 0.90 litre/10 sqm) | a | New work (Two or more coats applied @ 1.43 ltr/10 sqm over and including priming coat of exterior primer applied @ 0.90 litre/10 sqm) |  | 998731 |  | 18 |  | New work (Two or more coats applied @ 1.43 ltr/10 sqm over and including priming coat of exterior primer applied @ 0.90 litre/10 sqm) | sqm | 98.304 |  | Included | 0 | 0 | 0
21 | Wall painting with premium acrylic emulsion paint of interior grade, having VOC (Volatile Organic Compound ) content less than 50 grams/ litre of approved brand and manufacture, including applying additional coats wherever required to achieve even shade and colour. | 21 | Wall painting with premium acrylic emulsion paint of interior grade, having VOC (Volatile Organic Compound ) content less than 50 grams/ litre of approved brand and manufacture, including applying additional coats wherever required to achieve even shade and colour. | 21 | Wall painting with premium acrylic emulsion paint of interior grade, having VOC (Volatile Organic Compound ) content less than 50 grams/ litre of approved brand and manufacture, including applying additional coats wherever required to achieve even shade and colour. |  | 998731 |  | 18 |  | Wall painting with premium acrylic emulsion paint of interior grade, having VOC (Volatile Organic Compound ) content less than 50 grams/ litre of approved brand and manufacture, including applying additional coats wherever required to achieve even shade and colour. |  |  |  | Included | 0 | 0 | 0
a | Two coats | a | Two coats | a | Two coats |  | 998739 |  | 18 |  | Two coats | sqm | 410.06 |  | Included | 0 | 0 | 0
22 | Applying priming coats with primer of approved brand and manufacture, having low VOC (Volatile Organic Compound ) content | 22 | Applying priming coats with primer of approved brand and manufacture, having low VOC (Volatile Organic Compound ) content | 22 | Applying priming coats with primer of approved brand and manufacture, having low VOC (Volatile Organic Compound ) content |  | 998731 |  | 18 |  | Applying priming coats with primer of approved brand and manufacture, having low VOC (Volatile Organic Compound ) content |  |  |  | Included | 0 | 0 | 0
a | With water thinnable cement primer on wall surface having VOC content less than 50 grams/litre | a | With water thinnable cement primer on wall surface having VOC content less than 50 grams/litre | a | With water thinnable cement primer on wall surface having VOC content less than 50 grams/litre |  | 995461 |  | 18 |  | With water thinnable cement primer on wall surface having VOC content less than 50 grams/litre | sqm | 410.06 |  | Included | 0 | 0 | 0
23 | Providing and fixing Chlorinated Polyvinyl Chloride (CPVC) pipes, having thermal stability for hot & cold water supply and all CPVC plain & brass threaded fittings, including fixing the pipe with clamps at 1.00 m spacing. This includes jointing of pipes & fittings with one step CPVC solvent cement and testing of joints complete as per direction of Engineer in Charge. | 23 | Providing and fixing Chlorinated Polyvinyl Chloride (CPVC) pipes, having thermal stability for hot & cold water supply and all CPVC plain & brass threaded fittings, including fixing the pipe with clamps at 1.00 m spacing. This includes jointing of pipes & fittings with one step CPVC solvent cement and testing of joints complete as per direction of Engineer in Charge. | 23 | Providing and fixing Chlorinated Polyvinyl Chloride (CPVC) pipes, having thermal stability for hot & cold water supply and all CPVC plain & brass threaded fittings, including fixing the pipe with clamps at 1.00 m spacing. This includes jointing of pipes & fittings with one step CPVC solvent cement and testing of joints complete as per direction of Engineer in Charge. |  | 998739 |  | 18 |  | Providing and fixing Chlorinated Polyvinyl Chloride (CPVC) pipes, having thermal stability for hot & cold water supply and all CPVC plain & brass threaded fittings, including fixing the pipe with clamps at 1.00 m spacing. This includes jointing of pipes & fittings with one step CPVC solvent cement and testing of joints complete as per direction of Engineer in Charge. |  |  |  | Included | 0 | 0 | 0
a | Internal work - Exposed on wall : 25 mm nominal outer dia Pipes | a | Internal work - Exposed on wall : 25 mm nominal outer dia Pipes | a | Internal work - Exposed on wall : 25 mm nominal outer dia Pipes |  | 998736 |  | 18 |  | Internal work - Exposed on wall : 25 mm nominal outer dia Pipes | each | 60 |  | Included | 0 | 0 | 0
24 | Providing and fixing Chlorinated Polyvinyl Chloride (CPVC) pipes, having thermal stability for hot & cold water supply, including all CPVC plain & brass threaded fittings and fixing the pipe with clamps at 1.00 m spacing. This includes jointing of pipes & fittings with one step CPVC solvent cement and the cost of cutting chases and making good the same including testing of joints complete as per direction of Engineer in Charge. | 24 | Providing and fixing Chlorinated Polyvinyl Chloride (CPVC) pipes, having thermal stability for hot & cold water supply, including all CPVC plain & brass threaded fittings and fixing the pipe with clamps at 1.00 m spacing. This includes jointing of pipes & fittings with one step CPVC solvent cement and the cost of cutting chases and making good the same including testing of joints complete as per direction of Engineer in Charge. | 24 | Providing and fixing Chlorinated Polyvinyl Chloride (CPVC) pipes, having thermal stability for hot & cold water supply, including all CPVC plain & brass threaded fittings and fixing the pipe with clamps at 1.00 m spacing. This includes jointing of pipes & fittings with one step CPVC solvent cement and the cost of cutting chases and making good the same including testing of joints complete as per direction of Engineer in Charge. |  | 998736 |  | 18 |  | Providing and fixing Chlorinated Polyvinyl Chloride (CPVC) pipes, having thermal stability for hot & cold water supply, including all CPVC plain & brass threaded fittings and fixing the pipe with clamps at 1.00 m spacing. This includes jointing of pipes & fittings with one step CPVC solvent cement and the cost of cutting chases and making good the same including testing of joints complete as per direction of Engineer in Charge. |  |  |  | Included | 0 | 0 | 0
25 | Providing and fixing 600x450 mm beveled edge mirror of superior glass (of approved quality) complete with 6 mm thick hard board ground fixed to wooden cleats with C.P. brass screws and washers complete. | 25 | Providing and fixing 600x450 mm beveled edge mirror of superior glass (of approved quality) complete with 6 mm thick hard board ground fixed to wooden cleats with C.P. brass screws and washers complete. | 25 | Providing and fixing 600x450 mm beveled edge mirror of superior glass (of approved quality) complete with 6 mm thick hard board ground fixed to wooden cleats with C.P. brass screws and washers complete. |  | 998736 |  | 18 |  | Providing and fixing 600x450 mm beveled edge mirror of superior glass (of approved quality) complete with 6 mm thick hard board ground fixed to wooden cleats with C.P. brass screws and washers complete. | sqm | 8 |  | Included | 0 | 0 | 0
26 | Providing and fixing CP Brass 32 mm size Bottle Trap of approved quality & make and as per the direction of Engineer-in-charge | 26 | Providing and fixing CP Brass 32 mm size Bottle Trap of approved quality & make and as per the direction of Engineer-in-charge | 26 | Providing and fixing CP Brass 32 mm size Bottle Trap of approved quality & make and as per the direction of Engineer-in-charge |  | 998731 |  | 18 |  | Providing and fixing CP Brass 32 mm size Bottle Trap of approved quality & make and as per the direction of Engineer-in-charge | each | 4 |  | Included | 0 | 0 | 0
a | Concealed work, including cutting chases and making good the walls etc 20 mm nominal outer dia Pipes | a | Concealed work, including cutting chases and making good the walls etc 20 mm nominal outer dia Pipes | a | Concealed work, including cutting chases and making good the walls etc 20 mm nominal outer dia Pipes |  | 998731 |  | 18 |  | Concealed work, including cutting chases and making good the walls etc 20 mm nominal outer dia Pipes | each | 60 |  | Included | 0 | 0 | 0
27 | Supplying, laying, jointing, testing and commissioning approved make UPVC pipes SWR grade B confirming to IS 13592 with rubber ring joints confirming to IS 5382. The quoted rate shall include necessary fittings like Tees, Bends, Offsets etc., | 27 | Supplying, laying, jointing, testing and commissioning approved make UPVC pipes SWR grade B confirming to IS 13592 with rubber ring joints confirming to IS 5382. The quoted rate shall include necessary fittings like Tees, Bends, Offsets etc., | 27 | Supplying, laying, jointing, testing and commissioning approved make UPVC pipes SWR grade B confirming to IS 13592 with rubber ring joints confirming to IS 5382. The quoted rate shall include necessary fittings like Tees, Bends, Offsets etc., |  | 998731 |  | 18 |  | Supplying, laying, jointing, testing and commissioning approved make UPVC pipes SWR grade B confirming to IS 13592 with rubber ring joints confirming to IS 5382. The quoted rate shall include necessary fittings like Tees, Bends, Offsets etc., |  |  |  | Included | 0 | 0 | 0
a | 75 mm dia | a | 75 mm dia | a | 75 mm dia |  | 998731 |  | 18 |  | 75 mm dia | Metre | 20 |  | Included | 0 | 0 | 0
b | 110 mm dia | b | 110 mm dia | b | 110 mm dia |  | 998736 |  | 18 |  | 110 mm dia | Metre | 40 |  | Included | 0 | 0 | 0
28 | Providing and fixing UPVC SWR Pipe fittings for Soil and waste discharge system conforming to IS : 14735, including jointing with seal ring and solvent. | 28 | Providing and fixing UPVC SWR Pipe fittings for Soil and waste discharge system conforming to IS : 14735, including jointing with seal ring and solvent. | 28 | Providing and fixing UPVC SWR Pipe fittings for Soil and waste discharge system conforming to IS : 14735, including jointing with seal ring and solvent. |  | 998736 |  | 18 |  | Providing and fixing UPVC SWR Pipe fittings for Soil and waste discharge system conforming to IS : 14735, including jointing with seal ring and solvent. |  |  |  | Included | 0 | 0 | 0
a | Coupler : 75 mm dia | a | Coupler : 75 mm dia | a | Coupler : 75 mm dia |  | 998713 |  | 18 |  | Coupler : 75 mm dia | Each | 16 |  | Included | 0 | 0 | 0
b | Coupler : 110 mm dia | b | Coupler : 110 mm dia | b | Coupler : 110 mm dia |  | 998734 |  | 18 |  | Coupler : 110 mm dia | Each | 12 |  | Included | 0 | 0 | 0
c | Plain Bend : 75 mm dia | c | Plain Bend : 75 mm dia | c | Plain Bend : 75 mm dia |  | 998734 |  | 18 |  | Plain Bend : 75 mm dia | Each | 12 |  | Included | 0 | 0 | 0
d | Plain Bend : 110 mm dia | d | Plain Bend : 110 mm dia | d | Plain Bend : 110 mm dia |  | 998734 |  | 18 |  | Plain Bend : 110 mm dia | Each | 12 |  | Included | 0 | 0 | 0
e | Door Tee : 75x75x75 mm dia | e | Door Tee : 75x75x75 mm dia | e | Door Tee : 75x75x75 mm dia |  | 998713 |  | 18 |  | Door Tee : 75x75x75 mm dia | Each | 4 |  | Included | 0 | 0 | 0
f | Door Tee : 110x110x100 mm dia | f | Door Tee : 110x110x100 mm dia | f | Door Tee : 110x110x100 mm dia |  | 998316 |  | 18 |  | Door Tee : 110x110x100 mm dia | Each | 4 |  | Included | 0 | 0 | 0
g | Vent Cowl : 75 mm dia | g | Vent Cowl : 75 mm dia | g | Vent Cowl : 75 mm dia |  | 998734 |  | 18 |  | Vent Cowl : 75 mm dia | Each | 2 |  | Included | 0 | 0 | 0
h | Vent Cowl : 110 mm dia | h | Vent Cowl : 110 mm dia | h | Vent Cowl : 110 mm dia |  | 995433 |  | 18 |  | Vent Cowl : 110 mm dia | Each | 4 |  | Included | 0 | 0 | 0
i | Floor Trap : 110x75 mm dia | i | Floor Trap : 110x75 mm dia | i | Floor Trap : 110x75 mm dia |  | 995454 |  | 18 |  | Floor Trap : 110x75 mm dia | Each | 8 |  | Included | 0 | 0 | 0
j | Floor Trap : 110x110 mm dia | j | Floor Trap : 110x110 mm dia | j | Floor Trap : 110x110 mm dia |  | 995454 |  | 18 |  | Floor Trap : 110x110 mm dia | Each | 4 |  | Included | 0 | 0 | 0
29 | Providing and fixing Health Faucet with 1.2 m flexible tube and wall hook Jaquar make Item code ALD-573 all complete or equivalent model in Hindware/ Parryware/ Cera/ Somany or equivalent. | 29 | Providing and fixing Health Faucet with 1.2 m flexible tube and wall hook Jaquar make Item code ALD-573 all complete or equivalent model in Hindware/ Parryware/ Cera/ Somany or equivalent. | 29 | Providing and fixing Health Faucet with 1.2 m flexible tube and wall hook Jaquar make Item code ALD-573 all complete or equivalent model in Hindware/ Parryware/ Cera/ Somany or equivalent. |  | 995454 |  | 18 |  | Providing and fixing Health Faucet with 1.2 m flexible tube and wall hook Jaquar make Item code ALD-573 all complete or equivalent model in Hindware/ Parryware/ Cera/ Somany or equivalent. | each | 4 |  | Included | 0 | 0 | 0
30 | Providing and fixing click clack Waste Coupling 32 mm size full thread Jaquar make item code ALD-727 all complete or equivalent model in Hindware/ Parryware/ Cera/ Somany or equivalent. | 30 | Providing and fixing click clack Waste Coupling 32 mm size full thread Jaquar make item code ALD-727 all complete or equivalent model in Hindware/ Parryware/ Cera/ Somany or equivalent. | 30 | Providing and fixing click clack Waste Coupling 32 mm size full thread Jaquar make item code ALD-727 all complete or equivalent model in Hindware/ Parryware/ Cera/ Somany or equivalent. |  | 995454 |  | 18 |  | Providing and fixing click clack Waste Coupling 32 mm size full thread Jaquar make item code ALD-727 all complete or equivalent model in Hindware/ Parryware/ Cera/ Somany or equivalent. | each | 4 |  | Included | 0 | 0 | 0
31 | Providing and fixing Waste Coupling 32 mm Half thread Jaquar make item code ALD-709 all complete or equivalent model in Hindware/ Parryware/ Cera/ Somany or equivalent. | 31 | Providing and fixing Waste Coupling 32 mm Half thread Jaquar make item code ALD-709 all complete or equivalent model in Hindware/ Parryware/ Cera/ Somany or equivalent. | 31 | Providing and fixing Waste Coupling 32 mm Half thread Jaquar make item code ALD-709 all complete or equivalent model in Hindware/ Parryware/ Cera/ Somany or equivalent. |  | 995428 |  | 18 |  | Providing and fixing Waste Coupling 32 mm Half thread Jaquar make item code ALD-709 all complete or equivalent model in Hindware/ Parryware/ Cera/ Somany or equivalent. | each | 4 |  | Included | 0 | 0 | 0
32 | Providing and fixing Single Piece-WC with UF Soft Close Seat Cover, Hinges, Dual Flush Cistern Fitting, fixing accessories and accessories set, cistern fittings, S Trap-300 mm size (390x710x730) mm Jaquar make item code VGS-WHT-81853S300UF all complete. or equivalent model in Hindware/ Parryware/ Cera/ Somany or equivalent. | 32 | Providing and fixing Single Piece-WC with UF Soft Close Seat Cover, Hinges, Dual Flush Cistern Fitting, fixing accessories and accessories set, cistern fittings, S Trap-300 mm size (390x710x730) mm Jaquar make item code VGS-WHT-81853S300UF all complete. or equivalent model in Hindware/ Parryware/ Cera/ Somany or equivalent. | 32 | Providing and fixing Single Piece-WC with UF Soft Close Seat Cover, Hinges, Dual Flush Cistern Fitting, fixing accessories and accessories set, cistern fittings, S Trap-300 mm size (390x710x730) mm Jaquar make item code VGS-WHT-81853S300UF all complete. or equivalent model in Hindware/ Parryware/ Cera/ Somany or equivalent. |  | 995455 |  | 18 |  | Providing and fixing Single Piece-WC with UF Soft Close Seat Cover, Hinges, Dual Flush Cistern Fitting, fixing accessories and accessories set, cistern fittings, S Trap-300 mm size (390x710x730) mm Jaquar make item code VGS-WHT-81853S300UF all complete. or equivalent model in Hindware/ Parryware/ Cera/ Somany or equivalent. | each | 4 |  | Included | 0 | 0 | 0
33 | Providing and fixing Angular stop cock with wall flange Jaquar make item code OPP-15053PM all complete or equivalent model in Hindware/ Parryware/ Cera/ Somany or equivalent. | 33 | Providing and fixing Angular stop cock with wall flange Jaquar make item code OPP-15053PM all complete or equivalent model in Hindware/ Parryware/ Cera/ Somany or equivalent. | 33 | Providing and fixing Angular stop cock with wall flange Jaquar make item code OPP-15053PM all complete or equivalent model in Hindware/ Parryware/ Cera/ Somany or equivalent. |  | 995428 |  | 18 |  | Providing and fixing Angular stop cock with wall flange Jaquar make item code OPP-15053PM all complete or equivalent model in Hindware/ Parryware/ Cera/ Somany or equivalent. | each | 24 |  | Included | 0 | 0 | 0
34 | Providing and fixing 2 Way Bib Cock with wall flange Jaquar make item code OPP-15041PM all complete or equivalent model in Hindware/ Parryware/ Cera/ Somany or equivalent. | 34 | Providing and fixing 2 Way Bib Cock with wall flange Jaquar make item code OPP-15041PM all complete or equivalent model in Hindware/ Parryware/ Cera/ Somany or equivalent. | 34 | Providing and fixing 2 Way Bib Cock with wall flange Jaquar make item code OPP-15041PM all complete or equivalent model in Hindware/ Parryware/ Cera/ Somany or equivalent. |  | 995424 |  | 18 |  | Providing and fixing 2 Way Bib Cock with wall flange Jaquar make item code OPP-15041PM all complete or equivalent model in Hindware/ Parryware/ Cera/ Somany or equivalent. | each | 4 |  | Included | 0 | 0 | 0
35 | Providing and fixing exposed part kit of concealed stop cock & flush cock with fitting sleeve, operating lever & adjustable wall flange with seal (compatible with ALD-083, ALD-089 & ALD-081) Jaquar make item code OPP-15083KPM all complete or equivalent model in Hindware/ Parryware/ Cera/ Somany or equivalent. | 35 | Providing and fixing exposed part kit of concealed stop cock & flush cock with fitting sleeve, operating lever & adjustable wall flange with seal (compatible with ALD-083, ALD-089 & ALD-081) Jaquar make item code OPP-15083KPM all complete or equivalent model in Hindware/ Parryware/ Cera/ Somany or equivalent. | 35 | Providing and fixing exposed part kit of concealed stop cock & flush cock with fitting sleeve, operating lever & adjustable wall flange with seal (compatible with ALD-083, ALD-089 & ALD-081) Jaquar make item code OPP-15083KPM all complete or equivalent model in Hindware/ Parryware/ Cera/ Somany or equivalent. |  | 995423 |  | 18 |  | Providing and fixing exposed part kit of concealed stop cock & flush cock with fitting sleeve, operating lever & adjustable wall flange with seal (compatible with ALD-083, ALD-089 & ALD-081) Jaquar make item code OPP-15083KPM all complete or equivalent model in Hindware/ Parryware/ Cera/ Somany or equivalent. | each | 4 |  | Included | 0 | 0 | 0
36 | Providing and fixing Single Lever Tall Boy with 150mm Extension Body Fixed Spout without Popup Waste System with 600 mm long braided hoses Jaquar make item code OPP-15005BPM all complete or equivalent model in Hindware/ Parryware/ Cera/ Somany or equivalent. | 36 | Providing and fixing Single Lever Tall Boy with 150mm Extension Body Fixed Spout without Popup Waste System with 600 mm long braided hoses Jaquar make item code OPP-15005BPM all complete or equivalent model in Hindware/ Parryware/ Cera/ Somany or equivalent. | 36 | Providing and fixing Single Lever Tall Boy with 150mm Extension Body Fixed Spout without Popup Waste System with 600 mm long braided hoses Jaquar make item code OPP-15005BPM all complete or equivalent model in Hindware/ Parryware/ Cera/ Somany or equivalent. |  | 995428 |  | 18 |  | Providing and fixing Single Lever Tall Boy with 150mm Extension Body Fixed Spout without Popup Waste System with 600 mm long braided hoses Jaquar make item code OPP-15005BPM all complete or equivalent model in Hindware/ Parryware/ Cera/ Somany or equivalent. | each | 4 |  | Included | 0 | 0 | 0
37 | Providing and fixing Single Towel Rail 600mm Long, Stainless Steel Jaquar make item code AKP-35711PS all complete or equivalent model in Hindware/ Parryware/ Cera/ Somany or equivalent. | 37 | Providing and fixing Single Towel Rail 600mm Long, Stainless Steel Jaquar make item code AKP-35711PS all complete or equivalent model in Hindware/ Parryware/ Cera/ Somany or equivalent. | 37 | Providing and fixing Single Towel Rail 600mm Long, Stainless Steel Jaquar make item code AKP-35711PS all complete or equivalent model in Hindware/ Parryware/ Cera/ Somany or equivalent. |  | 995421 |  | 18 |  | Providing and fixing Single Towel Rail 600mm Long, Stainless Steel Jaquar make item code AKP-35711PS all complete or equivalent model in Hindware/ Parryware/ Cera/ Somany or equivalent. | each | 4 |  | Included | 0 | 0 | 0
38 | Providing and fixing Soap Dish Holder Jaquar make item code AKP-35731P all complete or equivalent model in Hindware/ Parryware/ Cera/ Somany or equivalent. | 38 | Providing and fixing Soap Dish Holder Jaquar make item code AKP-35731P all complete or equivalent model in Hindware/ Parryware/ Cera/ Somany or equivalent. | 38 | Providing and fixing Soap Dish Holder Jaquar make item code AKP-35731P all complete or equivalent model in Hindware/ Parryware/ Cera/ Somany or equivalent. |  | 995461 |  | 18 |  | Providing and fixing Soap Dish Holder Jaquar make item code AKP-35731P all complete or equivalent model in Hindware/ Parryware/ Cera/ Somany or equivalent. | each | 4 |  | Included | 0 | 0 | 0
39 | Providing and fixing Reduced Body of concealed Stop Cock suitable for 15mm Pipe Line with Plastic Protection Cap (without exposed parts). Jaquar make item code ALD-069FT all complete or equivalent model in Hindware/ Parryware/ Cera/ Somany or equivalent. | 39 | Providing and fixing Reduced Body of concealed Stop Cock suitable for 15mm Pipe Line with Plastic Protection Cap (without exposed parts). Jaquar make item code ALD-069FT all complete or equivalent model in Hindware/ Parryware/ Cera/ Somany or equivalent. | 39 | Providing and fixing Reduced Body of concealed Stop Cock suitable for 15mm Pipe Line with Plastic Protection Cap (without exposed parts). Jaquar make item code ALD-069FT all complete or equivalent model in Hindware/ Parryware/ Cera/ Somany or equivalent. |  | 995461 |  | 18 |  | Providing and fixing Reduced Body of concealed Stop Cock suitable for 15mm Pipe Line with Plastic Protection Cap (without exposed parts). Jaquar make item code ALD-069FT all complete or equivalent model in Hindware/ Parryware/ Cera/ Somany or equivalent. | each | 4 |  | Included | 0 | 0 | 0
40 | Providing and fixing Storage Water Heater 15 litres Jaquar make item code Elena 5 Star Rating all complete or equivalent model in Hindware/ Parryware/ Cera/ Somany or equivalent. | 40 | Providing and fixing Storage Water Heater 15 litres Jaquar make item code Elena 5 Star Rating all complete or equivalent model in Hindware/ Parryware/ Cera/ Somany or equivalent. | 40 | Providing and fixing Storage Water Heater 15 litres Jaquar make item code Elena 5 Star Rating all complete or equivalent model in Hindware/ Parryware/ Cera/ Somany or equivalent. |  | 995461 |  | 18 |  | Providing and fixing Storage Water Heater 15 litres Jaquar make item code Elena 5 Star Rating all complete or equivalent model in Hindware/ Parryware/ Cera/ Somany or equivalent. | each | 4 |  | Included | 0 | 0 | 0
41 | Providing and fixing Soap Dispenser Push Button Jaquar make item code SDR-WHT-DJ0010F all complete or equivalent model in Hindware/ Parryware/ Cera/ Somany or equivalent. | 41 | Providing and fixing Soap Dispenser Push Button Jaquar make item code SDR-WHT-DJ0010F all complete or equivalent model in Hindware/ Parryware/ Cera/ Somany or equivalent. | 41 | Providing and fixing Soap Dispenser Push Button Jaquar make item code SDR-WHT-DJ0010F all complete or equivalent model in Hindware/ Parryware/ Cera/ Somany or equivalent. |  | 995462 |  | 18 |  | Providing and fixing Soap Dispenser Push Button Jaquar make item code SDR-WHT-DJ0010F all complete or equivalent model in Hindware/ Parryware/ Cera/ Somany or equivalent. | each | 4 |  | Included | 0 | 0 | 0
42 | Providing and fixing Hand Dryer Flash touch-free infrared hand dryer with 1150W rated power & carbon brush motor Material : 304 Stainless Steel and Finish: Stainless Steel Finish Jaquar make item code HDR-SSF-AK2807 all complete or equivalent model in Hindware/ Parryware/ Cera/ Somany or equivalent. | 42 | Providing and fixing Hand Dryer Flash touch-free infrared hand dryer with 1150W rated power & carbon brush motor Material : 304 Stainless Steel and Finish: Stainless Steel Finish Jaquar make item code HDR-SSF-AK2807 all complete or equivalent model in Hindware/ Parryware/ Cera/ Somany or equivalent. | 42 | Providing and fixing Hand Dryer Flash touch-free infrared hand dryer with 1150W rated power & carbon brush motor Material : 304 Stainless Steel and Finish: Stainless Steel Finish Jaquar make item code HDR-SSF-AK2807 all complete or equivalent model in Hindware/ Parryware/ Cera/ Somany or equivalent. |  | 995454 |  | 18 |  | Providing and fixing Hand Dryer Flash touch-free infrared hand dryer with 1150W rated power & carbon brush motor Material : 304 Stainless Steel and Finish: Stainless Steel Finish Jaquar make item code HDR-SSF-AK2807 all complete or equivalent model in Hindware/ Parryware/ Cera/ Somany or equivalent. | each | 4 |  | Included | 0 | 0 | 0
43 | Providing and fixing wall hung corner basin Jaquar make item code JDS-WHT-25841 all complete or equivalent model in Hindware/ Parryware/ Cera/ Somany or equivalent. | 43 | Providing and fixing wall hung corner basin Jaquar make item code JDS-WHT-25841 all complete or equivalent model in Hindware/ Parryware/ Cera/ Somany or equivalent. | 43 | Providing and fixing wall hung corner basin Jaquar make item code JDS-WHT-25841 all complete or equivalent model in Hindware/ Parryware/ Cera/ Somany or equivalent. |  | 995454 |  | 18 |  | Providing and fixing wall hung corner basin Jaquar make item code JDS-WHT-25841 all complete or equivalent model in Hindware/ Parryware/ Cera/ Somany or equivalent. | each | 4 |  | Included | 0 | 0 | 0
44 | Supplying and fixing C.I. cover with frame for manholes : 560 mm internal diameter C.I. cover (heavy duty) the weight of the cover to be not less than 108 kg | 44 | Supplying and fixing C.I. cover with frame for manholes : 560 mm internal diameter C.I. cover (heavy duty) the weight of the cover to be not less than 108 kg | 44 | Supplying and fixing C.I. cover with frame for manholes : 560 mm internal diameter C.I. cover (heavy duty) the weight of the cover to be not less than 108 kg |  | 995454 |  | 18 |  | Supplying and fixing C.I. cover with frame for manholes : 560 mm internal diameter C.I. cover (heavy duty) the weight of the cover to be not less than 108 kg | each | 2 |  | Included | 0 | 0 | 0
45 | Supplying and fixing Aluminium Louvered ventilators with frames & blades made up of extruded aluminim & typical wall thickness of 1.58 mm.The blades are spaced 75 mm on centre & set at 45 degrees to horizantal. Flyproof SS Jali is to be attached to the louvered ventilator. All complete as per directions of EIC. | 45 | Supplying and fixing Aluminium Louvered ventilators with frames & blades made up of extruded aluminim & typical wall thickness of 1.58 mm.The blades are spaced 75 mm on centre & set at 45 degrees to horizantal. Flyproof SS Jali is to be attached to the louvered ventilator. All complete as per directions of EIC. | 45 | Supplying and fixing Aluminium Louvered ventilators with frames & blades made up of extruded aluminim & typical wall thickness of 1.58 mm.The blades are spaced 75 mm on centre & set at 45 degrees to horizantal. Flyproof SS Jali is to be attached to the louvered ventilator. All complete as per directions of EIC. |  | 995454 |  | 18 |  | Supplying and fixing Aluminium Louvered ventilators with frames & blades made up of extruded aluminim & typical wall thickness of 1.58 mm.The blades are spaced 75 mm on centre & set at 45 degrees to horizantal. Flyproof SS Jali is to be attached to the louvered ventilator. All complete as per directions of EIC. | sqm | 3.6 |  | Included | 0 | 0 | 0
For Portion of Bhadla II
85 |  |  |  |  | Providing and fixing on wall face unplasticised Rigid PVC rain water pipes conforming to IS: 13592 Type A, including jointing with seal ring conforming to IS: 5382, leaving 10mm gap for thermal expansion, (i) Single socketed pipes: 75mm diameter |  |  |  | 18 |  | Carriage of Material By mechanical transport including loading, unloading and stacking (upto 2 km lead). |  |  |  | Included | 0 | 0 | 0
86 |  |  |  |  | Providing and fixing on wall face unplasticised Rigid PVC rain water pipes conforming to IS: 13592 Type A, including jointing with seal ring conforming to IS: 5382, leaving 10mm gap for thermal expansion, (i) Single socketed pipes: 110mm diameter |  |  |  | 18 |  | Earth | cum | 350.708 |  | Included | 0 | 0 | 0
87 |  |  |  |  | Providing and fixing on wall face unplasticised - PVC moulded fittings/ accessories for unplasticised Rigid PVC rain water pipes conforming to IS: 13592 Type A, including jointing with seal ring conforming to IS: 5382, leaving 10mm gap for thermal expansion: Single pushfit Coupler: 75mm |  |  |  | 18 |  | Earth work in excavation by mechanical means (Hydraulic excavator)/manual means over areas (exceeding 30 cm in depth, 1.5 m in width as well as 10 sqm on plan) including getting out and disposal of excavated earth lead upto 50 m and lift upto 1.5 m, as directed by Engineer-in-charge. : |  |  |  | Included | 0 | 0 | 0
88 |  |  |  |  | Providing and fixing on wall face unplasticised - PVC moulded fittings/ accessories for unplasticised Rigid PVC rain water pipes conforming to IS: 13592 Type A, including jointing with seal ring conforming to IS: 5382, leaving 10mm gap for thermal expansion: Single pushfit Coupler: 110mm |  |  |  | 18 |  | All Kinds of soil | cum | 549.227 |  | Included | 0 | 0 | 0
89 |  |  |  |  | Providing and fixing on wall face unplasticised - PVC moulded fittings/ accessories for unplasticised Rigid PVC rain water pipes conforming to IS: 13592 Type A, including jointing with seal ring conforming to IS: 5382, leaving 10mm gap for thermal expansion: Single tee with door: 75x75x75mm |  |  |  | 18 |  | Filling available excavated earth (excluding rock) in trenches, plinth, sides of foundations etc. in layers not exceeding 20cm in depth, consolidating each deposited layer by ramming and watering, lead up to 50 m and lift upto 1.5 m. | cum | 198.52 |  | Included | 0 | 0 | 0
90 |  |  |  |  | Providing and fixing on wall face unplasticised - PVC moulded fittings/ accessories for unplasticised Rigid PVC rain water pipes conforming to IS: 13592 Type A, including jointing with seal ring conforming to IS: 5382, leaving 10mm gap for thermal expansion: Single tee with door: 110x110x110mm |  |  |  | 18 |  | Extra for every additional lift of 1.5 m or part thereof in excavation / banking excavated or stacked materials. |  |  |  | Included | 0 | 0 | 0
91 |  |  |  |  | Providing and fixing on wall face unplasticised - PVC moulded fittings/ accessories for unplasticised Rigid PVC rain water pipes conforming to IS: 13592 Type A, including jointing with seal ring conforming to IS: 5382, leaving 10mm gap for thermal expansion: Single tee without door: 110x110x110mm |  |  |  | 18 |  | All kinds of Soil | cum | 314.355 |  | Included | 0 | 0 | 0
92 |  |  |  |  | Providing and fixing on wall face unplasticised - PVC moulded fittings/ accessories for unplasticised Rigid PVC rain water pipes conforming to IS: 13592 Type A, including jointing with seal ring conforming to IS: 5382, leaving 10mm gap for thermal expansion: Bend 87.5°: 75mm bend |  |  |  | 18 |  | Providing and laying in position cement concrete of specified grade excluding the cost of centring and shuttering : All works upto plinth level. |  |  |  | Included | 0 | 0 | 0
93 |  |  |  |  | Providing and fixing on wall face unplasticised - PVC moulded fittings/ accessories for unplasticised Rigid PVC rain water pipes conforming to IS: 13592 Type A, including jointing with seal ring conforming to IS: 5382, leaving 10mm gap for thermal expansion: Bend 87.5°: 110mm bend |  |  |  | 18 |  | 1:2:4 (1 Cement : 2 coarse sand (zone-III) : 4 graded stone aggregate 20 mm nominal size). | cum | 0.404 |  | Included | 0 | 0 | 0
94 |  |  |  |  | Providing and fixing on wall face unplasticised - PVC moulded fittings/ accessories for unplasticised Rigid PVC rain water pipes conforming to IS: 13592 Type A, including jointing with seal ring conforming to IS: 5382, leaving 10mm gap for thermal expansion: Shoe(Plain): 75mm Shoe |  |  |  | 18 |  | 1:3:6 (1 Cement : 3 coarse sand : 6 graded stone aggregate 20 mm nominal size). | cum | 9.806 |  | Included | 0 | 0 | 0
95 |  |  |  |  | Providing and fixing on wall face unplasticised - PVC moulded fittings/ accessories for unplasticised Rigid PVC rain water pipes conforming to IS : 13592 Type A including jointing with seal ring conforming to IS : 5382 leaving 10 mm gap for thermal expansion: Shoe (Plain): 110 mm Shoe |  |  |  | 18 |  | Providing and laying in position ready mixed or site batched design mix cement concrete for reinforced cement concrete work; using coarse aggregate and fine aggregate derived from natural sources, Portland Pozzolana / Ordinary Portland /Portland Slag cement, admixtures in recommended proportions as per IS: 9103 to accelerate / retard setting of concrete, to improve durability and workability without impairing strength; including pumping of concrete to site of laying, curing, carriage for all leads; but excluding the cost of centering, shuttering, finishing and reinforcement as per direction of the engineer-in-charge, for the following grades of concrete.: Note: Extra cement up to 10% of the minimum specified cement content in design mix shall be payable separately. In case the cement content in design mix is more than 110% of the specified minimum cement content, the contractor shall have discretion to either re-design the mix or bear the cost of extra cement. |  |  |  | Included | 0 | 0 | 0
96 |  |  |  |  | Providing and fixing unplasticised -PVC pipe clips of approved design to unplasticised - PVC rain water pipes by means of 50x50x50mm hard wood plugs, screwed with M.S. screws of required length, including cutting brick work and fixing in cement mortar 1: 4 (1 cement: 4 coarse sand) and making good the wall etc complete: 75mm |  |  |  | 18 |  | All works upto plinth level Concrete of M25 grade with minimum cement content of 330 kg /cum | cum | 94.351 |  | Included | 0 | 0 | 0
97 |  |  |  |  | Providing and fixing unplasticised -PVC pipe clips of approved design to unplasticised - PVC rain water pipes by means of 50x50x50mm hard wood plugs, screwed with M.S. screws of required length, including cutting brick work and fixing in cement mortar 1: 4 (1 cement: 4 coarse sand) and making good the wall etc complete: 110mm |  |  |  | 18 |  | All works above plinth level upto floor V level |  |  |  | Included | 0 | 0 | 0
98 |  |  |  |  | Providing and fixing to the inlet mouth of rain water pipe cast iron grating 15cm diameter and weighing not less than 440 grams. |  |  |  | 18 |  | 1:1.5:3 (1 Cement: 1.5 Coarse sand: 3 Graded stone aggregate 20 mm nominal size) | cum | 3.425 |  | Included | 0 | 0 | 0
99 |  |  |  |  | 12 mm cement plaster of mix : 1:6 (1 cement : 6 fine sand) |  |  |  | 18 |  | Add for using extra cement in the items of design mix over and above the specified cement content therein. | Quintal | 32.2661 |  | Included | 0 | 0 | 0
100 |  |  |  |  | 15 mm cement plaster on the rough side of single or half brick wall of mix : 1:6 (1 cement : 6 fine sand) |  |  |  | 18 |  | Reinforced cement concrete work in beams, suspended floors, roofs having slope up to 15° landings, balconies, shelves, chajjas, lintels, bands, plain window sills, staircases and spiral stair cases up to floor five level, excluding the cost of centering, shuttering, finishing and reinforcement M25 Grade | cum | 36.739 |  | Included | 0 | 0 | 0
101 |  |  |  |  | 18 mm cement plaster in two coats under layer 12 mm thick cement plaster 1:5 (1 cement : 5 coarse sand) finished with a top layer 6 mm thick cement plaster 1:6 (1 cement : 6 fine sand). |  |  |  | 18 |  | Centring and shuttering including strutting, propping etc. and removal of fometre for : |  |  |  | Included | 0 | 0 | 0
102 |  |  |  |  | Cement plaster 1:3 (1 cement: 3 coarse sand) finished with a floating coat of neat cement: 12 mm cement plaster |  |  |  | 18 |  | Foundations, footings, bases of columns etc. for mass concrete. | sqm | 29.049 |  | Included | 0 | 0 | 0
103 |  |  |  |  | 6 mm cement plaster of mix: 1:3 (1 cement : 3 fine sand) |  |  |  | 18 |  | Walls (any thickness) including attached pilasters, butteresses, | sqm | 335.728 |  | Included | 0 | 0 | 0
104 |  |  |  |  | Providing and applying plaster of paris putty of 2mm thickness over plastered surface to prepare the surface even and smooth complete. |  |  |  | 18 |  | Suspended floors & Slabs, roofs, landings, balconies and access platfometre | sqm | 112.665 |  | Included | 0 | 0 | 0
105 |  |  |  |  | Distempering with oil bound washable distemper of approved brand and manufacture to give an even shade: New work (two or more coats) over and including water thinnable priming coat with cement primer |  |  |  | 18 |  | Lintels, beams, plinth beams, girders, bressumers & cantilevers | sqm | 19.807 |  | Included | 0 | 0 | 0
106 |  |  |  |  | Finishing walls with 100% Premium acrylic emulsion paint having VOC less than 50 gm/litre and UV resistance as per IS 15489:2004, Alkali & fungal resistance, dirt resistance exterior paint of required shade (Company Depot Tinted) with silicon additives New work (Two or more coats applied @ 1.43 litre/ 10sqm. Over and including priming coat of exterior primerapplied @ 0.90 litre/10 sqm. |  |  |  | 18 |  | Columns, pillars, piers abutments posts & struts | sqm | 7.92 |  | Included | 0 | 0 | 0
107 |  |  |  |  | Applying priming coat: With ready mixed pink or Grey primer of approved brand and manufacture on wood work (hard and soft wood) |  |  |  | 18 |  | Stairs (excluding landings) except spiral staircases. | sqm | 7.02 |  | Included | 0 | 0 | 0
108 |  |  |  |  | Painting with synthetic enamel paint of approved brand and manufacture to give an even shade: Two or more coats on new work |  |  |  | 18 |  | Reinforcement for R.C.C. work including straightening, cutting, bending, binding and placing in position complete. |  |  |  | Included | 0 | 0 | 0
109 |  |  |  |  | Providing and applying white cement based putty of average thickness 1 mm, of approved brand and manufacturer, over the plastered wall surface to prepare the surface even and smooth complete. |  |  |  | 18 |  | Thermo-Mechanically Treated bars | kg | 15000 |  | Included | 0 | 0 | 0
110 |  |  |  |  | Providing and laying 60 mm thick factory made cement concrete interlocking paver block of M -30 grade made by block making machine with strong viratory compaction of approved size, design & shape , laid in required coulour and pattern over the including 50mm thick compacted bed of course sand,filling the joints with line sand etc. complete as per the direction of Engineer-in-charge. |  |  |  | 18 |  | Brick work with common burnt clay F.P.S. (non modular) bricks of class designation 7.5 in foundation and plinth in: |  |  |  | Included | 0 | 0 | 0
111 |  |  |  |  | Providing and laying at or near ground level factory made kerb stone of M-25 grade cement concrete in position to the required line, level and curvature, jointed with cement mortar 1:3 (1 cement :3 coarse sand), including making joints with or without grooves (thicknes of joints except at sharp curve shall not to more than 5 mm), including making drainage opening wherever required complete etc as per direction of Engineer-in-charge (length of finished kerb edging shall be measured for payment). (Precast C.C. kerb stone shall be approved by Engineer-in-charge. |  |  |  | 18 |  | Cement mortar 1:6 (1 cement : 6 coarse sand) | cum | 8.43 |  | Included | 0 | 0 | 0
112 |  |  |  |  | Providing and fixing white vitreous china pedestal type water closet (European type W.C pan) with seat and lid, 10 litre low level white PVC flushing cistern, including flush pipe, with manually control device ( handle lever), confirming to IS:7231, with all fittings and fixtures complete,including cutting and making good the walls and floors wherever required: W.C. pan with ISI marked black solid plastic seat and lid. |  |  |  | 18 |  | Providing and fixing Ist quality ceramic glazed wall tiles conforming toIS: 15622 (thickness to be specified by the manufacturer), of approved make, in all colours, shades except burgundy, bottle green, black of any size as approved by Engineer-in-Charge, in skirting, risers of steps and dados, over 12 mm thick bed of cement mortar 1:3 (1 cement : 3 coarse sand) and jointing with grey cement slurry @ 3.3kg per sqm, including pointing in white cement mixed with pigment of matching shade complete | sqm | 24.528 |  | Included | 0 | 0 | 0
113 |  |  |  |  | Providing and fixing wash basin with C.I. brackets, 15 mm C.P. brass pillar taps,32 mm C.P. brass waste of standard pattern, including painting of fittings and brackets, cutting and making good the walls wherever require : White Vitreous China Wash basin size 550x400 mm with a single 15 mm C.P. brass pillar tap. |  |  |  | 18 |  | Providing and fixing factory made uPVC glazed/wire mesh windows/doors comprising of lead free uPVC multi-chambered frame, sash and mullion/coupler (where ever required) extruded profiles having minimum wall thickness of 1.70 mm for Series R1 and R2 profiles and 2.10 mm for Series R3 and R4 profiles conforming to EN: 12608 in any shape, colour and design duly reinforced with galvanized mild steel section made of required shape & size as per CPWD Specification, uPVC extruded glazing beads, interlocks and Inline sash adaptor (where ever required) of appropriate dimension, EPDM gasket, hardware, SS 304 grade fasteners of minimum 8 mm dia with countersunk head, comprising of matching polyamide PA6 grade sleeve for fixing frame to finished wall as per IS 1367 : Part 1 to 14, plastic packers, plastic caps and necessary stainless steel screws etc. Profile of frame, sash & mullion (if required) shall be mitred cut and fusion welded/mechanically jointed duly sealed at all corners, including drilling of holes for fixing hardware and drainage of water etc. After fixing frame the gap between frame and adjacent finished wall shall be filled with weather proof silicon sealant over backer rod of approved size and quality, all complete as per approved drawing conforming to CPWD specification & direction of Engineer-in-Charge. Section of steel reinforcement and cross sections of uPVC profiles to be as per design approved by Engineer-in-Charge. Wire mesh / Glazing of plain/ toughened/ laminated/ double glass unit with / without high performance coatings as per design requirements and conforming to IS: 3548 & IS: 16231 shall be paid separately. Note:- Structural design proof checked from a Government Engineering Institute, to be provided by the manufacturer for : (i) Sites with basic wind speed > 45 m/sec as per IS 875 – Part 3 (ii) Sites with structure height more than 20m for all wind speeds |  |  |  | Included | 0 | 0 | 0
114 |  |  |  |  | Providing and fixing stainless steel A ISI 304 (18/8) kitchen sink as per IS : 13983 with C.I. brackets and stainless steel plug 40 mm, including painting of fittings and brackets, cutting and making good the walls: Kitchen sink with drain board: 510 x 1040mm bowl depth 225 mm |  |  |  | 18 |  | Casement door single panel with zinc alloy (zamak) 3D hinges, multi-point locking system with cylinder, zinc alloy (zamak) powder coated handles on both sides. Using R3 series with frame (55 mm & above) x (50mm & above) & sash (55 mm & above) x (85mm & above) (Height upto 2.5 metre). | Sqm | 3.2 |  | Included | 0 | 0 | 0
115 |  |  |  |  | Providing and fixing CP brass 32mm size bottle trap of approved quality & make and as per the direction of Engineer-in-charge. |  |  |  | 18 |  | Providing and fixing 1 mm thick M.S. sheet door with frame of 40x40x6 mm angle iron and 3 mm M.S. gusset plates at the junctions and corners, all necessary fittings complete, including applying a priming coat of approved steel primer |  |  |  | Included | 0 | 0 | 0
116 |  |  |  |  | Providing and fixing 600x450 mm beveled edge mirror of superior glass (of approved quality) complete with 6 mm thick hard board ground fixed to wooden cleats with C.P. brass screws and washers complete. |  |  |  | 18 |  | Using M.S. angels 40x40x6 mm for diagonal braces | sqm | 2.88 |  | Included | 0 | 0 | 0
117 |  |  |  |  | Providing and fixing 600x120x5 mm glass shelf with edges round off, supported on anodised aluminium angle frame with C.P. brass brackets and guard rail complete fixed with 40 mm long screws, rawl plugs etc.,Complete. |  |  |  | 18 |  | Providing and laying Vitrified tiles in floor in different sizes (thickness to be specified by the manufacturer) with water absorption less than 0.08% and conforming to IS:15622, of approved brand & manufacturer, in all colours and shade, laid on 20 mm thick cement mortar 1:4 (1 cement: 4 coarse sand) jointing with grey cement slurry @3.3 kg/sqm including grouting the joints with white cement and matching pigments etc. The tiles must be cut with the zero chipping diamond cutter only . Laying of tiles will be done with the notch trowel, plier, wedge, clips of required thickness, leveling system and rubber mallet for placing the tiles gently and easily. |  |  |  | Included | 0 | 0 | 0
118 |  |  |  |  | Providing and fixing toilet paper holder : C.P. brass |  |  |  | 18 |  | Double charge vitrified tile polished finish of size : Size of Tile 600 x 600 mm | sqm | 59.156 |  | Included | 0 | 0 | 0
119 |  |  |  |  | Providing and fixing PTMT towel rail complete with brackets fixed to wooden cleats with CP brass screws with concealed fittings arrangement of approved quality and colour: 450 mm long towel rail with total length of 495 mm,78 mm wide and effective height of 88mm, weighting not less than 170 mgs |  |  |  | 18 |  | Glazed Vitrified tiles Matt/Antiskid finish of size : Size of Tile 600 x 600 mm | sqm | 13.434 |  | Included | 0 | 0 | 0
120 |  |  |  |  | Providing and fixing Chlorinated Polyvinyl Chloride (CPVC) pipes, having thermal stability for hot & cold water supply including all CPVC plain & brass threaded fittings including fixing the pipe with clamps at 1.00 m spacing. This includes jointing of pipes & fittings with one step CPVC solvent cement and testing of joints complete as per direction of Engineer in Charge.:Internal work - Exposed on wall:25 mm nominal outer dia .Pipes. |  |  |  | 18 |  | Providing and laying Vitrified tiles in different sizes (thickness to be specified by manufacturer), with water absorption less than 0.08 % and conforming to I.S. 15622, of approved make, in all colours & shade, in skirting, riser of steps, over 12 mm thick bed of cement mortar 1:3 (1 cement: 3 coarse sand), jointing with grey cement slurry @ 3.3 kg/ sqm including grouting the joint with white cement & matching pigments etc. complete. |  |  |  | Included | 0 | 0 | 0
121 |  |  |  |  | Providing and fixing Chlorinated Polyvinyl Chloride (CPVC) pipes, having thermal stability for hot & cold water supply including all CPVC plain & brass threaded fittings including fixing the pipe with clamps at 1.00 m spacing. This includes jointing of pipes & fittings with one step CPVC solvent cement and testing of joints complete as per direction of Engineer in Charge.:Internal work - Exposed on wall: 32 mm nominal outer dia .Pipes. |  |  |  | 18 |  | Size of Tile 600x600 mm | sqm | 2.111 |  | Included | 0 | 0 | 0
122 |  |  |  |  | Providing and fixing Chlorinated Polyvinyl Chloride (CPVC) pipes, having thermal stability for hot & cold water supply including all CPVC plain & brass threaded fittings i/c fixing the pipe with clamps at 1.00 m spacing. This includes jointing of pipes & fittings with one step CPVC solvent cement and the cost of cutting chases and making good the same including testing of joints complete as per direction of Engineer in Charge.: Concealed work including cutting chases and making good the walls etc.: 15 mm nominal outer dia .Pipes. |  |  |  | 18 |  | 12 mm cement plaster finished with a floating coat of neat cement of mix : |  |  |  | Included | 0 | 0 | 0
123 |  |  |  |  | Fixing water meter and stop cock in pipe line including cutting and threading the pipe and making long screws etc. complete (cost of water meter and stop cock to be paid separately). |  |  |  | 18 |  | 1:4 (1 cement: 4 fine sand) | sqm | 24.718 |  | Included | 0 | 0 | 0
124 |  |  |  |  | Providing and fixing brass stop cock of approved quality: 15 mm nominal bore |  |  |  | 18 |  | 6 mm cement plaster of mix : |  |  |  | Included | 0 | 0 | 0
125 |  |  |  |  | Providing and fixing gun metal gate valve with C.I. wheel of approved quality (screwed end) : 32 mm nominal bore. |  |  |  | 18 |  | 1:3 (1 cement : 3 fine sand) | sqm | 254.182 |  | Included | 0 | 0 | 0
126 |  |  |  |  | Providing and fixing ball valve (brass) of approved quality, High or low pressure, with plastic floats complete: 25 mm nominal bore |  |  |  | 18 |  | Finishing walls with Premium Acrylic Smooth exterior paint with Silicone additives of required shade: |  |  |  | Included | 0 | 0 | 0
127 |  |  |  |  | Providing and fixing C.I. sluice valves (with cap) complete with bolts, nuts, rubber insertions etc. (the tail pieces if required will be paid separately) :100 mm diameter: Class II |  |  |  | 18 |  | New work (Two or more coats applied @ 1.43 ltr/10 sqm over and including priming coat of exterior primer applied @ 0.90 litre/10 sqm) | sqm | 49.152 |  | Included | 0 | 0 | 0
128 |  |  |  |  | Constructing masonry Chamber 30x30x50 cm, inside with 75 class designation brick work in cement mortar 1:4 (1 cement :4 coarse sand) for stop cock, with C. I. surface box 100x100 x75 mm (inside) with hinged cover fixed in cement concrete slab 1:2:4 mix (1 cement :2 coarse sand : 4 graded stone aggregate 20 mm nominal size ) necessary excavation foundation concrete 1:5:10 ( 1 cement :5 fine sand:10 graded stone aggregate 40mm nominal size ) and inside plastering with cement mortar 1:3 (1 cement :3 coarse sand) 12mm thick finished with a floating coat of neat cement complete as per standard design : With F.P.S. bricks |  |  |  | 18 |  | Wall painting with premium acrylic emulsion paint of interior grade, having VOC (Volatile Organic Compound ) content less than 50 grams/ litre of approved brand and manufacture, including applying additional coats wherever required to achieve even shade and colour. |  |  |  | Included | 0 | 0 | 0
129 |  |  |  |  | Providing and placing on terrace (at all floor levels) polyethylene water storage tank ISI : 12701 marked with cover and suitable locking arrangement and making necessary holes for inlet, outlet and overflow pipes but without fittings and the base support for tank:Circular tank/ Rectangular tank |  |  |  | 18 |  | Two coats | sqm | 205.03 |  | Included | 0 | 0 | 0
130 |  |  |  |  | Providing and fixing C.P. brass long body bib cock of approved quality conforming to IS Standards and weighing not less thn 690gms: 15 mm nominal bore |  |  |  | 18 |  | Applying priming coats with primer of approved brand and manufacture, having low VOC (Volatile Organic Compound ) content |  |  |  | Included | 0 | 0 | 0
131 |  |  |  |  | Providing and fixing C.P. brass stop cock (concealed) of standard design and of approved make conforming to IS:8931: 15 mm nominal bore |  |  |  | 18 |  | With water thinnable cement primer on wall surface having VOC content less than 50 grams/litre | sqm | 205.03 |  | Included | 0 | 0 | 0
132 |  |  |  |  | Providing and fixing C.P. brass angle valve for basin mixer and geyser points of approved quality conforming to IS:8931 a) 15 mm nominal bore: 15mm nominal bore |  |  |  | 18 |  | Providing and fixing Chlorinated Polyvinyl Chloride (CPVC) pipes, having thermal stability for hot & cold water supply and all CPVC plain & brass threaded fittings, including fixing the pipe with clamps at 1.00 m spacing. This includes jointing of pipes & fittings with one step CPVC solvent cement and testing of joints complete as per direction of Engineer in Charge. |  |  |  | Included | 0 | 0 | 0
133 |  |  |  |  | Providing and fixing enclosed type water meter (bulk type) conforming to IS : 2373 and tested by Municipal Board complete with bolts, nuts, rubber insertions etc. (The tail pieces if required will be paid separately): 80 mm dia nominal bore |  |  |  | 18 |  | Internal work - Exposed on wall : 25 mm nominal outer dia Pipes | each | 30 |  | Included | 0 | 0 | 0
134 |  |  |  |  | Providing and fixing PTMT soap dish holder having length of 138mm, breadth 102mm, height 75 mm with concealed fitting arrangements,weighting not less than 106 gms |  |  |  | 18 |  | Providing and fixing Chlorinated Polyvinyl Chloride (CPVC) pipes, having thermal stability for hot & cold water supply, including all CPVC plain & brass threaded fittings and fixing the pipe with clamps at 1.00 m spacing. This includes jointing of pipes & fittings with one step CPVC solvent cement and the cost of cutting chases and making good the same including testing of joints complete as per direction of Engineer in Charge. |  |  |  | Included | 0 | 0 | 0
135 |  |  |  |  | Disinfecting C.I. water mains by flushing with water containing bleaching powder @ 0.5 gms per litre of water and cleaning the same with fresh water, operation to be repeated three times including getting the sample of water from the disinfected main tested in the municipal laboratory: 100 mm diameter C.I. pipe |  |  |  | 18 |  | Providing and fixing 600x450 mm beveled edge mirror of superior glass (of approved quality) complete with 6 mm thick hard board ground fixed to wooden cleats with C.P. brass screws and washers complete. | sqm | 4 |  | Included | 0 | 0 | 0
136 |  |  |  |  | Providing, laying and jointing glazed stoneware pipes class SP-1 with stiff mixture of cement mortar in the proportion of 1:1 (1 cement : 1 fine sand) including testing of joints etc. complete : 150 mm diameter |  |  |  | 18 |  | Providing and fixing CP Brass 32 mm size Bottle Trap of approved quality & make and as per the direction of Engineer-in-charge | each | 2 |  | Included | 0 | 0 | 0
137 |  |  |  |  | Providing, laying and jointing glazed stoneware pipes class SP-1 with stiff mixture of cement mortar in the proportion of 1:1 (1 cement : 1 fine sand) including testing of joints etc. complete : 200 mm diameter |  |  |  | 18 |  | Concealed work, including cutting chases and making good the walls etc 20 mm nominal outer dia Pipes | each | 30 |  | Included | 0 | 0 | 0
138 |  |  |  |  | Providing and laying cement concrete 1:5:10 (1 cement : 5 coarse sand : 10 graded stone aggregate 40 mm nominal size) all-round S.W. pipes including bed concrete as per standard design: 150 mm diameter S.W. pipe |  |  |  | 18 |  | Supplying, laying, jointing, testing and commissioning approved make UPVC pipes SWR grade B confirming to IS 13592 with rubber ring joints confirming to IS 5382. The quoted rate shall include necessary fittings like Tees, Bends, Offsets etc., |  |  |  | Included | 0 | 0 | 0
139 |  |  |  |  | Providing and laying cement concrete 1:5:10 (1 cement : 5 coarse sand : 10 graded stone aggregate 40 mm nominal size) all-round S.W. pipes including bed concrete as per standard design: 200 mm diameter S.W. pipe |  |  |  | 18 |  | 75 mm dia | Metre | 10 |  | Included | 0 | 0 | 0
140 |  |  |  |  | Providing and fixing square-mouth S.W. gully trap class SP-1 complete with C.I. grating brick masonry chamber with water tight C.I. cover with frame of 300 x300 mm size (inside) the weight of cover to be not less than 4.50 kg and frame to be not less than 2.70 kg as per standard design : 100x100 mm size P type: With common burnt clay F.P.S.(non modular) bricks of class designation 7.5 |  |  |  | 18 |  | 110 mm dia | Metre | 20 |  | Included | 0 | 0 | 0
141 |  |  |  |  | Making connection of drain or sewer line with existing manhole including breaking into and making good the walls, floors with cement concrete 1:2:4 mix (1 cement : 2 coarse sand : 4 graded stone aggregate 20 mm nominal size) cement plastered on both sides with cement mortar 1:3 (1 cement : 3 coarse sand) finished with a floating coat of neat cement and making necessary channels for the drain etc. complete: distribution branch with G. I. main of following sizes by providing and fixing tee, including cutting and threading the pipe etc. complete: For pipes 100 to 250 mm diameter |  |  |  | 18 |  | Providing and fixing UPVC SWR Pipe fittings for Soil and waste discharge system conforming to IS : 14735, including jointing with seal ring and solvent. |  |  |  | Included | 0 | 0 | 0
142 |  |  |  |  | Making connection of drain or sewer line with existing manhole including breaking into and making good the walls, floors with cement concrete 1:2:4 mix (1 cement : 2 coarse sand : 4 graded stone aggregate 20 mm nominal size) cement plastered on both sides with cement mortar 1:3 (1 cement : 3 coarse sand) finished with a floating coat of neat cement and making necessary channels for the drain etc. complete: distribution branch with G. I. main of following sizes by providing and fixing tee, including cutting and threading the pipe etc. complete: For pipes 250 to 300 mm diameter |  |  |  | 18 |  | Coupler : 75 mm dia | Each | 8 |  | Included | 0 | 0 | 0
143 |  |  |  |  | Constructing brick masonary road gully chamber 50x45x60 cm with bricks of class designation 75 in cement morter 1:4 (1 cement : 4 coarse sand) including 500x450 mm precast RCC horizontal grating complete as per standard design: With common burnt clay F.P.S(non modular) bricks of class designation 7.5 |  |  |  | 18 |  | Coupler : 110 mm dia | Each | 6 |  | Included | 0 | 0 | 0
144 |  |  |  |  | Providing and fixing double action hydraulic floor spring of approved brand and manufacture conforming to IS : 6315, having brand logo embossed on the body / plate with double spring mechanism and door weight upto 125 kg, for doors, including cost of cutting floors, embedding in floors as required and making good the same matching to the existing floor finishing and cover plates with brass pivot and single piece M.S. sheet outer box with slide plate etc. complete as per the direction of Engineer-in-charge: With stainless steel cover plate minimum 1.25 mm thickness |  |  |  | 18 |  | Plain Bend : 75 mm dia | Each | 6 |  | Included | 0 | 0 | 0
145 |  |  |  |  | Filling the gap in between aluminium frame & adjacent RCC/ Brick/ Stone work by providing weather silicon sealant over backer rod of approved quality as per architectural drawings and direction of Engineer-in-charge complete. |  |  |  | 18 |  | Plain Bend : 110 mm dia | Each | 6 |  | Included | 0 | 0 | 0
146 |  |  |  |  | Providing and laying water proofing treatment to vertical and horizontal surfaces of depressed portions of W.C., kitchen and the like consisting of: (i) Ist course of applying cement slurry @ 4.4 kg/sqm mixed with water proofing compound conforming to IS 2645 in recommended proportions including rounding off junction of vertical and horizontal surface. (ii) IInd course of 20mm cement plaster 1: 3 (1 cement: 3 coarse sand) mixed with water proofing compound in recommended proportion including rounding off junction of vertical and horizontal surface. (iii) IIIrd course of applying blown or residual bitumen applied hot at 1.7 kg. per sqm of area. |  |  |  | 18 |  | Door Tee : 75x75x75 mm dia | Each | 2 |  | Included | 0 | 0 | 0
147 |  |  |  |  | Providing and laying integral cement based water proofing treatment including preparation of surface as required for treatment of roofs, balconies, terraces etc. consisting of following operations: a) Applying a slurry coat of neat cement using 2.75 kg/sqm. of cement admixed with water proofing compound conforming to IS. 2645 and approved by Engineer-in-charge over the RCC slab including adjoining walls upto 300mm height including cleaning the surface before treatment. b) Laying brick bats with mortar using broken bricks/brick bats 25 mm to 115mm size with 50% of cement mortar 1:5 (1 cement : 5 coarse sand) admixed with water proofing compound conforming to IS : 2645 and approved by Engineer-in-charge over 20 mm thick layer of cement mortar of mix 1:5 (1 cement :5 coarse sand ) admixed with water proofing compound conforming to IS : 2645 and approved by Engineer- in-charge to required slope and treating similarly the adjoining walls upto 300 mm height including rounding of junctions of walls and slabs c) After two days of proper curing applying a second coat of cement slurry using 2.75kg/ sqm of cement admixed with water proofing compound conforming to IS : 2645 and approved by Engineer-in-charge. d) Finishing the surface with 20 mm thick jointless cement mortar of mix 1:4 (1 cement :4 coarse sand) admixed with water proofing compound conforming to IS : 2645 and approved by Engineer-in-charge including laying glass fibre cloth of approved quality in top layer of plaster and finally finishing the surface with trowel with neat cement slurry and making pattern of 300x300 mm square 3mm deep. e) The whole terrace so finished shall be flooded with water for a minimum period of two weeks for curing and for final test. All above operations to be done in order and as directed and specified by the Engineer-in-Charge : With average thickness of 120mm and minimum thickness at khurra as 65 mm. |  |  |  | 18 |  | Door Tee : 110x110x100 mm dia | Each | 2 |  | Included | 0 | 0 | 0
148 |  |  |  |  | Demolishing brick tile covering in terracing including stacking of serviceable material and disposal of unserviceable material within 50 metres lead. |  |  |  | 18 |  | Vent Cowl : 75 mm dia | Each | 1 |  | Included | 0 | 0 | 0
149 |  |  |  |  | Dismantling old plaster or skirting raking out joints and cleaning the surface for plaster including disposal of rubbish to the dumping ground within 50 metres lead. |  |  |  | 18 |  | Vent Cowl : 110 mm dia | Each | 2 |  | Included | 0 | 0 | 0
150 |  |  |  |  | Providing and fixing CP Health faucet Jaquar Cat. No. ALD CHR-573 or eqivalent(make to be approved) with flexible pipe and wall hook with european Water Closet, complete in all respect. (Base cost= Rs. 1349.00 / unit-Including taxes) |  |  |  | 18 |  | Floor Trap : 110x75 mm dia | Each | 4 |  | Included | 0 | 0 | 0
151 |  |  |  |  | Providing and fixing of CP Bath Hand shower of Jaquar make or equivalent (make to be approved) of 105mm dia with flexible shower tube of 1.5m length of Jaquar make Cat no. 549D8 and pipe and wall hook of Jaquar make cat no. 555, complete in all respect. (Base cost including shower, tube & wall bracket= Rs. 5200.00 / unit- Including Taxes) |  |  |  | 18 |  | Floor Trap : 110x110 mm dia | Each | 2 |  | Included | 0 | 0 | 0
152 |  |  |  |  | Providing and fixing of CP Wall Mixer of Jaquar make(Continental series) of Cat no. CON-273KNUPR or equivalent (make to be approved) including all accessories complete in all respect. (Base cost = Rs. 3492.00 / unit- Including Taxes) |  |  |  | 18 |  | Providing and fixing Health Faucet with 1.2 m flexible tube and wall hook Jaquar make Item code ALD-573 all complete or equivalent model in Hindware/ Parryware/ Cera/ Somany or equivalent. | each | 2 |  | Included | 0 | 0 | 0
[11 empty] | Providing and fixing click clack Waste Coupling 32 mm size full thread Jaquar make item code ALD-727 all complete or equivalent model in Hindware/ Parryware/ Cera/ Somany or equivalent. | each | 2 |  | Included | 0 | 0 | 0
[11 empty] | Providing and fixing Waste Coupling 32 mm Half thread Jaquar make item code ALD-709 all complete or equivalent model in Hindware/ Parryware/ Cera/ Somany or equivalent. | each | 2 |  | Included | 0 | 0 | 0
[11 empty] | Providing and fixing Single Piece-WC with UF Soft Close Seat Cover, Hinges, Dual Flush Cistern Fitting, fixing accessories and accessories set, cistern fittings, S Trap-300 mm size (390x710x730) mm Jaquar make item code VGS-WHT-81853S300UF all complete. or equivalent model in Hindware/ Parryware/ Cera/ Somany or equivalent. | each | 2 |  | Included | 0 | 0 | 0
[11 empty] | Providing and fixing Angular stop cock with wall flange Jaquar make item code OPP-15053PM all complete or equivalent model in Hindware/ Parryware/ Cera/ Somany or equivalent. | each | 12 |  | Included | 0 | 0 | 0
[11 empty] | Providing and fixing 2 Way Bib Cock with wall flange Jaquar make item code OPP-15041PM all complete or equivalent model in Hindware/ Parryware/ Cera/ Somany or equivalent. | each | 2 |  | Included | 0 | 0 | 0
[11 empty] | Providing and fixing exposed part kit of concealed stop cock & flush cock with fitting sleeve, operating lever & adjustable wall flange with seal (compatible with ALD-083, ALD-089 & ALD-081) Jaquar make item code OPP-15083KPM all complete or equivalent model in Hindware/ Parryware/ Cera/ Somany or equivalent. | each | 2 |  | Included | 0 | 0 | 0
[11 empty] | Providing and fixing Single Lever Tall Boy with 150mm Extension Body Fixed Spout without Popup Waste System with 600 mm long braided hoses Jaquar make item code OPP-15005BPM all complete or equivalent model in Hindware/ Parryware/ Cera/ Somany or equivalent. | each | 2 |  | Included | 0 | 0 | 0
[11 empty] | Providing and fixing Single Towel Rail 600mm Long, Stainless Steel Jaquar make item code AKP-35711PS all complete or equivalent model in Hindware/ Parryware/ Cera/ Somany or equivalent. | each | 2 |  | Included | 0 | 0 | 0
[11 empty] | Providing and fixing Soap Dish Holder Jaquar make item code AKP-35731P all complete or equivalent model in Hindware/ Parryware/ Cera/ Somany or equivalent. | each | 2 |  | Included | 0 | 0 | 0
[11 empty] | Providing and fixing Reduced Body of concealed Stop Cock suitable for 15mm Pipe Line with Plastic Protection Cap (without exposed parts). Jaquar make item code ALD-069FT all complete or equivalent model in Hindware/ Parryware/ Cera/ Somany or equivalent. | each | 2 |  | Included | 0 | 0 | 0
[11 empty] | Providing and fixing Storage Water Heater 15 litres Jaquar make item code Elena 5 Star Rating all complete or equivalent model in Hindware/ Parryware/ Cera/ Somany or equivalent. | each | 2 |  | Included | 0 | 0 | 0
[11 empty] | Providing and fixing Soap Dispenser Push Button Jaquar make item code SDR-WHT-DJ0010F all complete or equivalent model in Hindware/ Parryware/ Cera/ Somany or equivalent. | each | 2 |  | Included | 0 | 0 | 0
[11 empty] | Providing and fixing Hand Dryer Flash touch-free infrared hand dryer with 1150W rated power & carbon brush motor Material : 304 Stainless Steel and Finish: Stainless Steel Finish Jaquar make item code HDR-SSF-AK2807 all complete or equivalent model in Hindware/ Parryware/ Cera/ Somany or equivalent. | each | 2 |  | Included | 0 | 0 | 0
[11 empty] | Providing and fixing wall hung corner basin Jaquar make item code JDS-WHT-25841 all complete or equivalent model in Hindware/ Parryware/ Cera/ Somany or equivalent. | each | 2 |  | Included | 0 | 0 | 0
153 |  |  |  |  | Providing and fixing of CP Wash basin Mixer of Jaquar make(Continental series) of Cat no. CON-167KNB or equivalent (make to be approved) including all accessories complete in all respect. (Base cost = Rs. 2597.00 / unit- Including Taxes) |  |  |  | 18 |  | Supplying and fixing C.I. cover with frame for manholes : 560 mm internal diameter C.I. cover (heavy duty) the weight of the cover to be not less than 108 kg | each | 1 |  | Included | 0 | 0 | 0
154 |  |  |  |  | Providing and fixing 5 MM Thick Toughend Glass in Upvc Windows |  |  |  | 18 |  | Supplying and fixing Aluminium Louvered ventilators with frames & blades made up of extruded aluminim & typical wall thickness of 1.58 mm.The blades are spaced 75 mm on centre & set at 45 degrees to horizantal. Flyproof SS Jali is to be attached to the louvered ventilator. All complete as per directions of EIC. | sqm | 1.8 |  | Included | 0 | 0 | 0
[11 empty] | Total Civil Item Charges |  |  |  | 0 | 0 | 0 | 0
[11 empty] | Total GST as confirmed by Bidder |  |  |  |  | 0
* | In case the bidder leaves the cell for confirmation of the SAC and/or GST rate “blank”, the SAC and corresponding GST rate indicated by the Employer shall be deemed to be the one confirmed by the Bidder.
Date : |  |  | --
Place : | [11 empty] | Printed Name :
Designation :
Click for Sch-4

## Sch-3 Dis (hidden)
Tender Enquiry No.:NR1/NT/W-CIVIL/DOM/I00/26/04162- SRM RFX --5002005209 |  |  |  |  | Schedule - 3
CONSTRUCTION OF BUNKER AT POWERGRID BHADLA-I AND BHADLA-II S/S | [7 empty] | As per Lum-sum |  | 0%
(SCHEDULE OF RATES AND PRICES : ERECTION CHARGES) | [7 empty] | AS per Percent |  | #REF!
[8 empty] | As per lum-sum on Sch-3 |  | 0%
Bidder’s Name and Address (Sole Bidder) : |  |  |  | To: |  |  |  | As per Percent on Sch-3 |  | #REF!
|  |  |  | Contracts Services, 3rd Floor |  |  |  | Total Discount |  | #REF!
Name : | …….. …….. …….. …….. …….. …….. |  |  | Power Grid Corporation of India Ltd.,
Address : | …….. …….. …….. …….. …….. …….. |  |  | SCO Bay 5-10, near Haryana Pollution Control
| …….. …….. …….. …….. …….. …….. |  |  | board Office, Sector 16A, Faridabad, Haryana 121002 |  |  |  | Multipackage lum-sum |  | 0%
| …….. …….. …….. …….. …….. …….. |  |  | 0
[5 empty] | All Prices are in Indian Rupees. |  |  |  | Amount after Discount (Rs.) |  | Dis Alert | Amount after MPD (Rs.)
SI. No. | Description | Unit | Quantity | Unit Erection Charges | Total Erection Charges |  |  |  | Unit Erection Charges | Total Erection Charges |  | Unit Erection Charges | Total Erection Charges
1 | 2 | 3 | 4 | 5 | 6 = 4 x 5 |  |  |  | 5 | 6 = 4 x 5 |  | 5 | 6 = 4 x 5
#REF! | #REF!
#REF! | #REF!
| #REF! | #REF! | #REF! | #REF! | #REF!
| #REF! | #REF! | #REF! | #REF! | #REF!
#REF! | #REF! |  |  |  |  | (a) | Detailed Soil Investigation
| #REF! | #REF! | #REF! | #REF! | #REF! | (b) | All kinds of soil except fissured rock & hard rock
| #REF! | #REF! | #REF! | #REF! | #REF! | (e) | River Crossing Location
| #REF! | #REF! | #REF! | #REF! | #REF! | (f)
#REF! | #REF!
| #REF! | #REF! | #REF! | #REF! | #REF!
| #REF! | #REF! | #REF! | #REF! | #REF!
| #REF! | #REF! | #REF! | #REF! | #REF!
#REF! | #REF!
#REF! | #REF!
| #REF! | #REF! | #REF! | #REF! | #REF!
| #REF! | #REF! | #REF! | #REF! | #REF!
| #REF! | #REF! | #REF! | #REF! | #REF!
| #REF! | #REF! | #REF! | #REF! | #REF!
| #REF! | #REF! | #REF! | #REF! | #REF!
#REF! | #REF!
| #REF! | #REF! | #REF! | #REF! | #REF!
| #REF! | #REF! | #REF! | #REF! | #REF!
#REF! | #REF! | #REF! | #REF! | #REF! | #REF!
#REF! | #REF! | #REF! | #REF! | #REF! | #REF!
#REF! | #REF!
| #REF! | #REF! | #REF! | #REF! | #REF!
#REF! | #REF!
| #REF! | #REF! | #REF! | #REF! | #REF!
| #REF! | #REF! | #REF! | #REF! | #REF!
#REF! | #REF!
| #REF! | #REF! | #REF! | #REF! | #REF!
| #REF! | #REF! | #REF! | #REF! | #REF!
| #REF! | #REF! | #REF! | #REF! | #REF!
| #REF! | #REF! | #REF! | #REF! | #REF!
| #REF! | #REF! | #REF! | #REF! | #REF!
| #REF! | #REF! | #REF! | #REF! | #REF!
#REF!
| #REF! | #REF! | #REF! | #REF! | #REF!
| #REF! | #REF! | #REF! | #REF! | #REF!
| #REF! | #REF! | #REF! | #REF! | #REF!
| #REF! | #REF! | #REF! | #REF! | #REF!
#REF! | #REF!
#REF!
| #REF! | #REF! | #REF! | #REF! | #REF!
#REF! | #REF!
#REF! | #REF! | #REF! | #REF! | #REF! | #REF!
#REF! | #REF!
#REF! | #REF! | #REF! | #REF! | #REF! | #REF!
#REF! | #REF! | #REF! | #REF! | #REF! | #REF!
#REF! | #REF!
| #REF! | #REF! | #REF! | #REF! | #REF!
| Total Erection Price (A+B) |  |  |  | #REF!
Date : | --
Place : |  |  | Printed Name :
Designation :
Click for Sch-4

## Sch-4
Tender Enquiry No.:NR1/NT/W-CIVIL/DOM/I00/26/04162- SRM RFX --5002005209 | [15 empty] | Schedule - 4
CONSTRUCTION OF BUNKER AT POWERGRID BHADLA-I AND BHADLA-II S/S
(SCHEDULE OF RATES AND PRICES )
Bidder’s Name and Address (Sole Bidder) : | [14 empty] | To:
Contracts Services, 3rd Floor
Name : | …….. …….. …….. …….. …….. …….. | [13 empty] | Power Grid Corporation of India Ltd.,
Address : | …….. …….. …….. …….. …….. …….. | [13 empty] | SCO Bay 5-10, near Haryana Pollution Control
| …….. …….. …….. …….. …….. …….. | [13 empty] | board Office, Sector 16A, Faridabad, Haryana 121002
…….. …….. …….. …….. …….. ……..
Training Charges for Training to be imparted
SI. No. | PR No | PR Line Item No | Activity Header | PR Activity No | Activity Description | Service Code | SAC (Service Accounting Codes) | Whether SAC in column '8’ is confirmed. If not indicate applicable the SAC * | Rate of GST applicable ( in %) | Whether rate of GST in column ‘4’ is confirmed. If not indicate applicable rate of GST * | Description | Unit | Quantity | Unit Training Charges excluding GST | Total Training Charges excluding GST | Total GST as confirmed by Bidder
1 | 2 | 3 | 4 | 5 | 6 | 7 | 8 | 9 | 10 | 11 | 12 | 13 | 14 | 15 | 16 = 14 x 15 | 17
[17 empty] | Revaluation of J column | Tax Calculation
NOT APPLICABLE | [16 empty] | Revaluation of J column | Tax Calculation
[15 empty] | Included | 0 | 0 | 0
[9 empty] | Total Training Charges | [5 empty] | 0 |  |  | 0
[9 empty] | Total GST as confirmed by Bidder | [6 empty] | 0
Date : | -- | [12 empty] | Printed Name :
Place : | [13 empty] | Designation :
Click for Sch-5

## Sch-4b (hidden)
Tender Enquiry No.:NR1/NT/W-CIVIL/DOM/I00/26/04162- SRM RFX --5002005209 | [15 empty] | Schedule - 4b
CONSTRUCTION OF BUNKER AT POWERGRID BHADLA-I AND BHADLA-II S/S
(SCHEDULE OF RATES AND PRICES )
Bidder’s Name and Address (Sole Bidder) : | [14 empty] | To:
Contracts Services, 3rd Floor
Name : | …….. …….. …….. …….. …….. …….. | [13 empty] | Power Grid Corporation of India Ltd.,
Address : | …….. …….. …….. …….. …….. …….. | [13 empty] | SCO Bay 5-10, near Haryana Pollution Control
| …….. …….. …….. …….. …….. …….. | [13 empty] | board Office, Sector 16A, Faridabad, Haryana 121002
| …….. …….. …….. …….. …….. …….. | [13 empty] | 0
Maintenance Charges during & after Defect Laibility Period
SI. No. | PR No | PR Line Item No | Activity Header | PR Activity No | Activity Description | Service Code | SAC (Service Accounting Codes) | Whether SAC in column '8’ is confirmed. If not indicate applicable the SAC * | Rate of GST applicable ( in %) | Whether rate of GST in column ‘4’ is confirmed. If not indicate applicable rate of GST * | Description | Unit | Quantity | Unit Maintenance Charges excluding GST | Total Maintenance Charges excluding GST | Total GST as confirmed by Bidder
1 | 2 | 3 | 4 | 5 | 6 | 7 | 8 | 9 | 10 | 11 | 12 | 13 | 14 | 15 | 16 = 14 x 15 | 17
| 0 | [15 empty] | Revaluation of P column | Tax Calculation
A. | #REF! | [15 empty] | Revaluation of P column | Tax Calculation
1 | [14 empty] | Included | 0 | 0 | 0
2 | [14 empty] | Included | 0 | 0 | 0
3 | [14 empty] | Included | 0 | 0 | 0
4 | [14 empty] | Included | 0 | 0 | 0
B. | #REF! | [15 empty] | Revaluation of P column | Tax Calculation
1 | [14 empty] | Included | 0 | 0 | 0
2 | [14 empty] | Included | 0 | 0 | 0
3 | [14 empty] | Included | 0 | 0 | 0
4 | [14 empty] | Included | 0 | 0 | 0
[9 empty] | Total Maintenance Charges during and after Defect Liabilty Period | [5 empty] | 0 |  |  | 0
[9 empty] | Total GST as confirmed by Bidder | [6 empty] | 0
Date : | -- | [12 empty] | Printed Name :
Place : | [13 empty] | Designation :
Click for Sch-5

## Sch-5
Tender Enquiry No.:NR1/NT/W-CIVIL/DOM/I00/26/04162- SRM RFX --5002005209 |  |  |  | Schedule - 5
CONSTRUCTION OF BUNKER AT POWERGRID BHADLA-I AND BHADLA-II S/S
(SUMMARY OF TAXES & DUTIES APPLICABLE ON PLANT & EQUIPMENT)
Bidder’s Name and Address (Sole Bidder) : |  |  | To:
Contracts Services, 3rd Floor
Name : | …….. …….. …….. …….. …….. …….. |  | Power Grid Corporation of India Ltd.,
Address : | …….. …….. …….. …….. …….. …….. |  | SCO Bay 5-10, near Haryana Pollution Control
| …….. …….. …….. …….. …….. …….. |  | board Office, Sector 16A, Faridabad, Haryana 121002
…….. …….. …….. …….. …….. ……..
Sl. No. | Item Nos. |  | Total Price (INR) |  | After Discount |  | After MPDiscount
1 | TOTAL GST ON GOODS |  |  |  | Excise Duty | #REF! | Excise Duty | #REF!
| Total GST for ELECTRICAL & MISC. WORKS between the Contractor and the Employer (identified in Schedule 1') which are not included in the Ex-works price as per the provision of the Bidding Documents, as applicable. |  | 0
2 | TOTAL GST ON SERVICES |  |  |  | Sales Tax | 0 | Sales Tax | 0
| Total GST on Civil and Sanitory Works Charges (Schedule-3), |  | 0 |  | #REF! | 0 | #REF! | 0
| GRAND TOTAL [1+2] |  | 0 |  | Grand Total after Discount | #REF! | Grand Total after MPD | #REF!
Date : | -- | Printed Name :
Place : |  | Designation :
Click for Sch-6

## Sch-5 Dis (hidden)
Tender Enquiry No.:NR1/NT/W-CIVIL/DOM/I00/26/04162- SRM RFX --5002005209 |  |  |  | Schedule - 5
CONSTRUCTION OF BUNKER AT POWERGRID BHADLA-I AND BHADLA-II S/S
SUMMARY OF TAXES & DUTIES APPLICABLE ON GOODS
Bidder’s Name and Address (Sole Bidder) : |  |  | To:
Contracts Services, 3rd Floor
Name : | …….. …….. …….. …….. …….. …….. |  | Power Grid Corporation of India Ltd.,
Address : | …….. …….. …….. …….. …….. …….. |  | SCO Bay 5-10, near Haryana Pollution Control
| …….. …….. …….. …….. …….. …….. |  | board Office, Sector 16A, Faridabad, Haryana 121002
| …….. …….. …….. …….. …….. …….. |  | 0
Sl. No. | Item Nos. |  | Total Price (INR)
1 | TOTAL GST ON GOODS |  | 0
Total GST for Supply of Goods (inter-alia including Type Test Charges) between the Contractor and the Employer (identified in Schedule 1') which are not included in the Ex-works price as per the provision of the Bidding Documents, as applicable.
2 | TOTAL GST ON SERVICES |  | 0
Total GST on Installation Services (Schedule-3), Training to be imparted in India (Schedule-4a) and Maintenance Charges during and after Defect Liabilty Period (Schedule-4b)
| GRAND TOTAL [1+2] |  | 0
Date : | -- | Printed Name :
Place : |  | Designation :
Click for Sch-6

## Sch-6
Tender Enquiry No.:NR1/NT/W-CIVIL/DOM/I00/26/04162- SRM RFX --5002005209 |  |  | Schedule - 6
CONSTRUCTION OF BUNKER AT POWERGRID BHADLA-I AND BHADLA-II S/S
(GRAND SUMMARY)
Bidder’s Name and Address (Sole Bidder) : |  |  | To:
Contracts Services, 3rd Floor
Name : | …….. …….. …….. …….. …….. …….. |  | Power Grid Corporation of India Ltd.,
Address : | …….. …….. …….. …….. …….. …….. |  | SCO Bay 5-10, near Haryana Pollution Control
| …….. …….. …….. …….. …….. …….. |  | board Office, Sector 16A, Faridabad, Haryana 121002
…….. …….. …….. …….. …….. ……..
Sl. No. | Description |  | Total Price (INR)
1 | TOTAL SCHEDULE NO. 1 |  | 0
Ex-works price of ELECTRICAL & MISC. WORKS
2 | TOTAL SCHEDULE NO. 2 |  | 0
Local Transportation, In-transit Insurance, loading & unloading (NOT APPLICABLE)
3 | TOTAL SCHEDULE NO. 3 |  | 0
Civil and Sanitory Works Charges
4 | TOTAL SCHEDULE NO. 4 |  | 0
Training Charges (NOT APPLICABLE)
4b | TOTAL SCHEDULE NO. 4b |  | 0
Maintenance Charges during & after Defect Laibility Period
5 | TOTAL SCHEDULE NO. 5 |  | 0
Taxes and Duties
6 | TOTAL SCHEDULE NO. 7 |  | 0
Type Test Charges [Total of this Schedule is included in Schedule - 1 above.] (NOT APPLICABLE)
| GRAND TOTAL [1+2+3+4+5] |  | 0
Date : | -- | Printed Name :
Place : |  | Designation :
Click for Sch-7

## Sch-6 After Discount
Tender Enquiry No.:NR1/NT/W-CIVIL/DOM/I00/26/04162- SRM RFX --5002005209 |  |  | Schedule - 6 After Discount
CONSTRUCTION OF BUNKER AT POWERGRID BHADLA-I AND BHADLA-II S/S
(GRAND SUMMARY)
Bidder’s Name and Address (Sole Bidder) : |  |  | To:
Contracts Services, 3rd Floor
Name : | …….. …….. …….. …….. …….. …….. |  | Power Grid Corporation of India Ltd.,
Address : | …….. …….. …….. …….. …….. …….. |  | SCO Bay 5-10, near Haryana Pollution Control
| …….. …….. …….. …….. …….. …….. |  | board Office, Sector 16A, Faridabad, Haryana 121002
…….. …….. …….. …….. …….. ……..
Sl. No. | Description |  | Total Price (INR)
1 | TOTAL SCHEDULE NO. 1 |  | 0
Ex-works price of ELECTRICAL & MISC. WORKS WORK
2 | TOTAL SCHEDULE NO. 2 |  | 0
Local Transportation, In-transit Insurance, loading & unloading (NOT APPLICABLE)
3 | TOTAL SCHEDULE NO. 3 |  | 0
Civil and Sanitory Works Charges
4 | TOTAL SCHEDULE NO. 4 |  | 0
Training Charges (NOT APPLICABLE)
4b | TOTAL SCHEDULE NO. 4b |  | 0
Maintenance Charges during & after Defect Laibility Period
5 | TOTAL SCHEDULE NO. 5 |  | 0
Taxes and Duties
6 | TOTAL SCHEDULE NO. 7 |  | 0
Type Test Charges [Total of this Schedule is included in Schedule - 1 above.] (NOT APPLICABLE)
| GRAND TOTAL [1+2+3+4+5] |  | 0
Date : | -- | Printed Name :
Place : |  | Designation :
Click for Sch-7

## Sch-7
Tender Enquiry No.:NR1/NT/W-CIVIL/DOM/I00/26/04162- SRM RFX --5002005209 | [11 empty] | Schedule 7
CONSTRUCTION OF BUNKER AT POWERGRID BHADLA-I AND BHADLA-II S/S | [15 empty] | As per Lum-sum |  | 0%
(SCHEDULE OF RATES AND PRICES ) | [15 empty] | AS per Percent |  | #REF!
[16 empty] | As per lum-sum on Sch-7 |  | 0%
Bidder’s Name and Address (Sole Bidder) : | [9 empty] | To: | [5 empty] | As per Percent on Sch-7 |  | #REF!
[10 empty] | Contracts Services, 3rd Floor | [5 empty] | Total Discount |  | #REF!
Name : | [7 empty] | …….. …….. …….. …….. …….. …….. |  | Power Grid Corporation of India Ltd.,
Address : | [7 empty] | …….. …….. …….. …….. …….. …….. |  | SCO Bay 5-10, near Haryana Pollution Control
[8 empty] | …….. …….. …….. …….. …….. …….. |  | board Office, Sector 16A, Faridabad, Haryana 121002 | [5 empty] | Multipackage Discount |  | 0%
…….. …….. …….. …….. …….. ……..
Type tests on Earthwire, Hardwar Fittings & accessories of conductor & earthwire:
SL. NO. | PR No | Line Item No | Code | HSN Code | Whether HSN in column ‘2’ is confirmed. If not indicate applicable the HSN code * | Rate of GST applicable ( in %) | Whether rate of GST in column ‘4’ is confirmed. If not indicate applicable rate of GST * | Description of Test | Unit | Quantity | Unit Test Charge | Total Test Charges (Rs.) | Total GST as confirmed by Bidder | Revaluation of M column | Tax Calculation |  | Total Test Charges After Discount (Rs.) |  | Dis Alert | Total Test Charges After MPD (Rs.)
1 | 2 | 3 | 4 | 5 | 6 | 7 | 8 | 9 | 10 | 11 | 12 | 13 = 10 x 11 | 14
I
1 | [11 empty] | Included | 0 | 0 | 0
2 | [11 empty] | Included | 0 | 0 | 0
NOT APPLICABLE
[8 empty] | TOTAL TYPE TEST CHARGES |  |  |  | 0
[8 empty] | Total GST as confirmed by Bidder |  |  |  |  | 0
Date : |  |  |  | -- |  |  |  |  | Printed Name :
Place : | [8 empty] | Designation :
Note : |  |  |  | Bidder should indicate the name of test laboratories where type tests are proposed to be conducted
Tender Enquiry No.:NR1/NT/W-CIVIL/DOM/I00/26/04162- SRM RFX --5002005209
CONSTRUCTION OF BUNKER AT POWERGRID BHADLA-I AND BHADLA-II S/S | [7 empty] | 0 | 0
(SCHEDULE OF RATES AND PRICES ) | [7 empty] | 0 | 0
Bidder’s Name and Address (Sole Bidder) :
[8 empty] | 0 | 0
Name : | [7 empty] | …….. …….. …….. …….. …….. …….. | 0
Address : | [7 empty] | …….. …….. …….. …….. …….. …….. | 0
[8 empty] | …….. …….. …….. …….. …….. …….. | 0
[8 empty] | …….. …….. …….. …….. …….. …….. | 0
SL. NO. | [7 empty] | Description of Test | #REF!
#REF! | [7 empty] | #REF! | #REF!
#REF! | [7 empty] | #REF!
#REF! | [7 empty] | #REF! | #REF!
#REF! | [7 empty] | #REF! | #REF!
[8 empty] | #REF! | #REF!
#REF! | [7 empty] | #REF!
#REF! | [7 empty] | #REF!
#REF! | [7 empty] | #REF!
#REF! | [7 empty] | #REF! | #REF!
#REF! | [7 empty] | #REF! | #REF!
#REF! | [7 empty] | #REF! | #REF!
#REF! | [7 empty] | #REF! | #REF!
[8 empty] | #REF! | #REF!
#REF! | [7 empty] | #REF!
#REF! | [7 empty] | #REF! | #REF!
#REF! | [7 empty] | #REF! | #REF!
#REF! | [7 empty] | #REF! | #REF!
#REF! | [7 empty] | #REF! | #REF!
[8 empty] | #REF! | #REF!
#REF! | [7 empty] | #REF!
#REF! | [7 empty] | #REF! | #REF!
#REF! | [7 empty] | #REF! | #REF!
#REF! | [7 empty] | #REF! | #REF!
[8 empty] | #REF! | #REF!
#REF! | [7 empty] | #REF!
#REF! | [7 empty] | #REF! | #REF!
#REF! | [7 empty] | #REF! | #REF!
#REF! | [7 empty] | #REF! | #REF!
[8 empty] | #REF! | #REF!
#REF! | [7 empty] | #REF!
#REF! | [7 empty] | #REF! | #REF!
#REF! | [7 empty] | #REF! | #REF!
#REF! | [7 empty] | #REF! | #REF!
#REF! | [7 empty] | #REF! | #REF!
[8 empty] | #REF! | #REF!
[8 empty] | #REF! | #REF!
#REF! | [7 empty] | #REF!
#REF! | [7 empty] | #REF!
#REF! | [7 empty] | #REF! | #REF!
#REF! | [7 empty] | #REF! | #REF!
#REF! | [7 empty] | #REF! | #REF!
[8 empty] | #REF! | #REF!
[8 empty] | #REF! | #REF!
#REF! | [7 empty] | #REF!
#REF! | [7 empty] | #REF!
#REF! | [7 empty] | #REF! | #REF!
#REF! | [7 empty] | #REF! | #REF!
#REF! | [7 empty] | #REF! | #REF!
#REF! | [7 empty] | #REF! | #REF!
#REF! | [7 empty] | #REF! | #REF!
[8 empty] | #REF! | #REF!
#REF! | [7 empty] | #REF!
#REF! | [7 empty] | #REF! | #REF!
#REF! | [7 empty] | #REF! | #REF!
#REF! | [7 empty] | #REF! | #REF!
#REF! | [7 empty] | #REF! | #REF!
#REF! | [7 empty] | #REF! | #REF!
#REF! | [7 empty] | #REF! | #REF!
[8 empty] | #REF! | #REF!
#REF! | [7 empty] | #REF!
#REF! | [7 empty] | #REF! | #REF!
#REF! | [7 empty] | #REF! | #REF!
#REF! | [7 empty] | #REF! | #REF!
#REF! | [7 empty] | #REF! | #REF!
#REF! | [7 empty] | #REF! | #REF!
#REF! | [7 empty] | #REF! | #REF!
#REF! | [7 empty] | #REF! | #REF!
#REF! | [7 empty] | #REF! | #REF!
#REF! | [7 empty] | #REF! | #REF!
[8 empty] | #REF! | #REF!
#REF! | [7 empty] | #REF!
#REF! | [7 empty] | #REF! | #REF!
#REF! | [7 empty] | #REF! | #REF!
#REF! | [7 empty] | #REF! | #REF!
[8 empty] | #REF! | #REF!
#REF! | [7 empty] | #REF!
#REF! | [7 empty] | #REF! | #REF!
#REF! | [7 empty] | #REF! | #REF!
#REF! | [7 empty] | #REF! | #REF!
[8 empty] | #REF! | #REF!
#REF! | [7 empty] | #REF!
#REF! | [7 empty] | #REF! | #REF!
#REF! | [7 empty] | #REF! | #REF!
[8 empty] | #REF! | #REF!
#REF! | [7 empty] | #REF!
#REF! | [7 empty] | #REF! | #REF!
#REF! | [7 empty] | #REF! | #REF!
#REF! | [7 empty] | #REF! | #REF!
#REF! | [7 empty] | #REF! | #REF!
#REF! | [7 empty] | #REF! | #REF!
#REF! | [7 empty] | #REF! | #REF!
[8 empty] | #REF! | #REF!
#REF! | [7 empty] | #REF!
#REF! | [7 empty] | #REF! | #REF!
#REF! | [7 empty] | #REF! | #REF!
#REF! | [7 empty] | #REF! | #REF!
#REF! | [7 empty] | #REF! | #REF!
#REF! | [7 empty] | #REF!
#REF! | [7 empty] | #REF! | #REF!
#REF! | [7 empty] | #REF! | #REF!
#REF! | [7 empty] | #REF! | #REF!
#REF! | [7 empty] | #REF! | #REF!
[8 empty] | #REF! | #REF!
[8 empty] | #REF! | #REF!
[8 empty] | #REF! | #REF!
Click for Bid Form 2nd Envelope

## Sch-7 Dis (hidden)
Tender Enquiry No.:NR1/NT/W-CIVIL/DOM/I00/26/04162- SRM RFX --5002005209
CONSTRUCTION OF BUNKER AT POWERGRID BHADLA-I AND BHADLA-II S/S | [6 empty] | As per Lum-sum |  | 0%
(SCHEDULE OF RATES AND PRICES : TYPE TEST CHARGES) | [6 empty] | AS per Percent |  | #REF!
[7 empty] | As per lum-sum on Sch-7 |  | 0%
Bidder’s Name and Address (Sole Bidder) : |  |  |  | To: |  |  | As per Percent on Sch-7 |  | #REF!
|  |  |  | Contracts Services, 3rd Floor |  |  | Total Discount |  | #REF!
Name : | …….. …….. …….. …….. …….. …….. |  |  | Power Grid Corporation of India Ltd.,
Address : | …….. …….. …….. …….. …….. …….. |  |  | SCO Bay 5-10, near Haryana Pollution Control
| …….. …….. …….. …….. …….. …….. |  |  | board Office, Sector 16A, Faridabad, Haryana 121002 |  |  | Multipackage Discount |  | 0%
| …….. …….. …….. …….. …….. …….. |  |  | 0
Type Tests on Earthwire
SL. NO. | Description of Test | Unit | Quantity | Unit Test Charge | Total Test Charges (Rs.) |  |  | Total Test Charges After Discount (Rs.) |  | Dis Alert | Total Test Charges After MPD (Rs.)
I | #REF!
(a) | #REF! | #REF! | #REF! | #REF! | #REF!
(b) | #REF! | #REF! | #REF! | #REF! | #REF!
| Sub-Total (I) |  |  |  | #REF!
| TOTAL TEST CHARGES (I) |  |  |  | #REF!
[7 empty] | Discount Sche-7 | #REF! |  | MPD Sche-7 | #REF!
[7 empty] | Dis Alert | #REF!
Signature :
Date : | -- | Printed Name :
Place : |  | Designation :
Common Seal :
Note : | Bidder should indicate the name of test laboratories where type tests are proposed to be conducted
Tender Enquiry No.:NR1/NT/W-CIVIL/DOM/I00/26/04162- SRM RFX --5002005209
CONSTRUCTION OF BUNKER AT POWERGRID BHADLA-I AND BHADLA-II S/S | 0 | 0 |  |  |  | 0
(SCHEDULE OF RATES AND PRICES : TYPE TEST CHARGES) | 0 | 0 |  |  |  | 0
Bidder’s Name and Address (Sole Bidder) : | [5 empty] | 0
| 0 | 0 |  |  |  | 0
Name : | …….. …….. …….. …….. …….. …….. | 0 |  |  |  | 0
Address : | …….. …….. …….. …….. …….. …….. | 0 |  |  |  | 0
| …….. …….. …….. …….. …….. …….. | 0 |  |  |  | 0
| …….. …….. …….. …….. …….. …….. | 0 |  |  |  | 0
SL. NO. | Description of Test | 0
#REF! | #REF! | #REF!
#REF! | #REF!
#REF! | #REF! | #REF!
#REF! | #REF! | #REF!
| #REF! | #REF!
#REF! | #REF!
#REF! | #REF!
#REF! | #REF!
#REF! | #REF! | #REF!
#REF! | #REF! | #REF!
#REF! | #REF! | #REF!
#REF! | #REF! | #REF!
| #REF! | #REF!
#REF! | #REF!
#REF! | #REF! | #REF!
#REF! | #REF! | #REF!
#REF! | #REF! | #REF!
#REF! | #REF! | #REF!
| #REF! | #REF!
#REF! | #REF!
#REF! | #REF! | #REF!
#REF! | #REF! | #REF!
#REF! | #REF! | #REF!
| #REF! | #REF!
#REF! | #REF!
#REF! | #REF! | #REF!
#REF! | #REF! | #REF!
#REF! | #REF! | #REF!
| #REF! | #REF!
#REF! | #REF!
#REF! | #REF! | #REF!
#REF! | #REF! | #REF!
#REF! | #REF! | #REF!
#REF! | #REF! | #REF!
| #REF! | #REF!
| #REF! | #REF!
#REF! | #REF!
#REF! | #REF!
#REF! | #REF! | #REF!
#REF! | #REF! | #REF!
#REF! | #REF! | #REF!
| #REF! | #REF!
| #REF! | #REF!
#REF! | #REF!
#REF! | #REF!
#REF! | #REF! | #REF!
#REF! | #REF! | #REF!
#REF! | #REF! | #REF!
#REF! | #REF! | #REF!
#REF! | #REF! | #REF!
| #REF! | #REF!
#REF! | #REF!
#REF! | #REF! | #REF!
#REF! | #REF! | #REF!
#REF! | #REF! | #REF!
#REF! | #REF! | #REF!
#REF! | #REF! | #REF!
#REF! | #REF! | #REF!
| #REF! | #REF!
#REF! | #REF!
#REF! | #REF! | #REF!
#REF! | #REF! | #REF!
#REF! | #REF! | #REF!
#REF! | #REF! | #REF!
#REF! | #REF! | #REF!
#REF! | #REF! | #REF!
#REF! | #REF! | #REF!
#REF! | #REF! | #REF!
#REF! | #REF! | #REF!
| #REF! | #REF!
#REF! | #REF!
#REF! | #REF! | #REF!
#REF! | #REF! | #REF!
#REF! | #REF! | #REF!
| #REF! | #REF!
#REF! | #REF!
#REF! | #REF! | #REF!
#REF! | #REF! | #REF!
#REF! | #REF! | #REF!
| #REF! | #REF!
#REF! | #REF!
#REF! | #REF! | #REF!
#REF! | #REF! | #REF!
| #REF! | #REF!
#REF! | #REF!
#REF! | #REF! | #REF!
#REF! | #REF! | #REF!
#REF! | #REF! | #REF!
#REF! | #REF! | #REF!
#REF! | #REF! | #REF!
#REF! | #REF! | #REF!
| #REF! | #REF!
#REF! | #REF!
#REF! | #REF! | #REF!
#REF! | #REF! | #REF!
#REF! | #REF! | #REF!
#REF! | #REF! | #REF!
#REF! | #REF!
#REF! | #REF! | #REF!
#REF! | #REF! | #REF!
#REF! | #REF! | #REF!
#REF! | #REF! | #REF!
| #REF! | #REF!
| #REF! | #REF!
| #REF! | #REF!
Click for Bid Form 2nd Envelope

## Discount
AAABBAAAABBf
Tender Enquiry No.:NR1/NT/W-CIVIL/DOM/I00/26/04162- SRM RFX --5002005209 |  |  |  |  | Letter of Discount
LETTER OF DISCOUNT
To:
Contract Services
Power Grid Corporation of India Ltd.,
Rajasthan Projects Office, 4th Floor, REIL House,
Shipra Path, Mansarovar, Jaipur-302020 Rajasthan
Subject : |  | CONSTRUCTION OF BUNKER AT POWERGRID BHADLA-I AND BHADLA-II S/S
Dear Sir
With reference to the subject tender, we hereby offer unconditional discount on the prices quoted by us as per details given here below : | [6 empty] | Eq Weightage of Rs/ % | Final Discount Factor
| 1 | Discount on lum-sum basis on total price quoted by us without Taxes & Duties. [The discount shall be proportionately applicable on all the items of all the Schdules i.e. Sch-1 (without type test charges), Sch-2, Sch-3, Sch-4a, Sch-4b & Sch-7] In Rs. |  |  |  | 0 | 0%
| 2 | Discount on percent basis on total price quoted by us without Taxes & Duties. [The discount shall be applicable on all the items of all the Schdules i.e. Sch-1 (without type test charges), Sch-2 , Sch-3, Sch-4a, Sch-4b & Sch-7] In Percent (%) |  |  |  | 0 | 0%
| 3 | Discount on lum-sum basis on the Schedules as given below : [The discount shall be proportionately applicable on all the relevent items of the respective Schdules.] In Rs.
|  | Schedule-1 : Ex-works price of ELECTRICAL & MISC. WORKS WORK |  | In Rs. |  | 0 | 0% | Schedule-1 : Ex-Works Price | 0%
|  | Schedule-2 : Freight & Insurance (NOT APPLICABLE) |  | In Rs. |  | 0 | 0% | Schedule-2 : Freight & Insurance | 0%
|  | Schedule-3 : Civil and Sanitory Works Charges |  | In Rs. |  | 0 | 0% | Schedule-3 : Erection Charges | 0%
|  | Schedule-4a : Training Charges (NOT APPLICABLE) |  | In Rs. |  | 0 | 0% | Schedule-4a : Training Charges | 0%
|  | Schedule-4b : Maintenance Charges during and after DLP |  | In Rs. |  | 0 | 0% | Schedule-4b : Maintenance Charges | 0%
|  | Schedule-7 : Type Test Charges (NOT APPLICABLE) |  | In Rs. |  | 0 | 0% | Schedule-7 : Type Test Charges | 0%
| 4 | Discount on percent basis on the Schedules as given below : [The discount shall be applicable on all the relevent items of the respective Schdules.] In Percent (%)
|  | Schedule-1 : Ex works prices |  | In Percent (%) |  | 0 | 0%
|  | Schedule-2 : Freight & Insurance (NOT APPLICABLE) |  | In Percent (%) |  | 0 | 0%
|  | Schedule-3 : Civil and Sanitory Works Charges |  | In Percent (%) |  | 0 | 0%
|  | Schedule-4a : Training Charges (NOT APPLICABLE) |  | In Percent (%) |  | 0 | 0%
|  | Schedule-4b : Maintenance Charges during and after DLP |  | In Percent (%) |  | 0 | 0%
|  | Schedule-7 : Type Test Charges (NOT APPLICABLE) |  | In Percent (%) |  | 0 | 0%
Discount(s) offered at sl. No. 1 to 4 will get displayed and accounted for automatically in the respective items of the Schedules.
| 5 | We hereby offer Multi-package discount as given below:
Multi-Package Discount(s) offered at sl. No. 5 will not get automatically accounted for in the respective items of the Schedules. The same shall be worked out saparately for evaluation.
Please consider this letter of discount as the integral part of our price bid.
Thanking you, we remain,
Yours faithfully,
For and on behalf of …….. …….. …….. …….. …….. ……..
Date : |  | -- | Printed Name :
Place : |  |  | Designation :
Click for Bid Form

## Octroi (hidden)
Details of Octroi
Sl No. | Description of Items | Amount on which Octroi is applicable | Rate of Octroi | Octroi
(1) | (2) | (3) | (4) | (5) =(3) x (4)
1 |  |  |  | 0
2 |  |  |  | 0
3 |  |  |  | 0
4 |  |  |  | 0
5 |  |  |  | 0
6 |  |  |  | 0
7 |  |  |  | 0
8 |  |  |  | 0
9 |  |  |  | 0
10 |  |  |  | 0
| Total |  |  | 0
Back to Sch 5

## Entry Tax (hidden)
Details of Entry Tax
Sl No. | Description of Items | Amount on which Entry Tax is applicable | Rate of Entry Tax | Entry Tax
(1) | (2) | (3) | (4) | (5) =(3) x (4)
1 |  |  |  | 0
2 |  |  |  | 0
3 |  |  |  | 0
4 |  |  |  | 0
5 |  |  |  | 0
6 |  |  |  | 0
7 |  |  |  | 0
8 |  |  |  | 0
9 |  |  |  | 0
10 |  |  |  | 0
| Total |  |  | 0
Back to Sch 5

## Other Taxes & Duties (hidden)
Details of Other Taxes & Duties
Sl No. | Description of Items | Amount on which Other Taxes & Duties are applicable | Description of Taxes & Duties | Rate of Taxes & Duties | Amount of Taxes & Duties
(1) | (2) | (3) | (4) | (5) | (6) =(3) x (4)
1 |  |  |  |  | 0
2 |  |  |  |  | 0
3 |  |  |  |  | 0
4 |  |  |  |  | 0
5 |  |  |  |  | 0
6 |  |  |  |  | 0
7 |  |  |  |  | 0
8 |  |  |  |  | 0
9 |  |  |  |  | 0
10 |  |  |  |  | 0
| Total |  |  |  | 0
Back to Sch 5

## Bid Form 2nd Envelope
Tender Enquiry No.:NR1/NT/W-CIVIL/DOM/I00/26/04162- SRM RFX --5002005209 |  |  |  | Bid Form 2nd Envelope |  | Sole Bidder |  |  |  | 1 | st |  | 1 | January
[6 empty] | 0 |  |  |  | 2 | nd |  | 2 | February
BID FORM (Second Envelope) | [9 empty] | 3 | rd |  | 3 | March
[10 empty] | 4 | th |  | 4 | April
Bid Proposal Ref. No. | [9 empty] | 5 | th |  | 5 | May
Date : | -- | [8 empty] | 6 | th | #VALUE! | 6 | June
[10 empty] | 7 | th | #VALUE! | 7 | July
To: | [9 empty] | 8 | th | #VALUE! | 8 | August
Contracts Services, 3rd Floor | [9 empty] | 9 | th | #VALUE! | 9 | September
Power Grid Corporation of India Ltd., | [9 empty] | 10 | th |  | 10 | October
SCO Bay 5-10, near Haryana Pollution Control | [9 empty] | 11 | th |  | 11 | November
board Office, Sector 16A, Faridabad, Haryana 121002 | [9 empty] | 12 | th |  | 12 | December
0 | [9 empty] | 13 | th
[10 empty] | 14 | th
Name of Contract : | CONSTRUCTION OF BUNKER AT POWERGRID BHADLA-I AND BHADLA-II S/S | [8 empty] | 15 | th
Dear Ladies and/or Gentlemen, | [9 empty] | 16 | th
1 | In continuation of First Envelope of our Bid, we hereby submit the Second Envelope of the Bid, both of which shall be read together and in conjunction with each other, and shall be construed as an integral part of our Bid. Accordingly, we the undersigned, offer to design, manufacture, test, deliver, install and commission (including carrying out Trial Operation, Performance & Guarantee Test as per provision of Technical Specification) under the above-named package in full conformity with the said Bidding Documents for the sum of Rs. 0 (Rs. Zero Only ) or such other sums as may be determined in accordance with the terms and conditions of the Bidding Documents. |  |  |  |  | In continuation of First Envelope of our Bid, we hereby submit the Second Envelope of the Bid, both of which shall be read together and in conjunction with each other, and shall be construed as an integral part of our Bid. Accordingly, we the undersigned, offer to design, manufacture, test, deliver, install and commission (including carrying out Trial Operation, Performance & Guarantee Test as per provision of Technical Specification) under the above-named package in full conformity with the said Bidding Documents for the sum of Rs. | or such other sums as may be determined in accordance with the terms and conditions of the Bidding Documents. | 0 | (Rs. Zero Only ) | 17 | th
| The above amounts are in accordance with the price schedules attached herewith and are made part of this bid. | [8 empty] | 18 | th
2 | Price Schedules | [8 empty] | 19 | th
2.1 | In line with the requirements of the Bidding documents, we enclose herewith the following Price Schedules, duly filled - in as per your proforma: | [8 empty] | 20 | th
| Schedule 1 | Plant and Equipment (Including Mandatory Spare Parts) to be supplied, including Type Test Charges. | [7 empty] | 21 | st
| Schedule 2 | Local Transportation, In-transit Insurance, loading and unloading | [7 empty] | 22 | th
| Schedule 3 | Installation Charges. | [7 empty] | 23 | th
| Schedule 4 | Training charges for training to be imparted. | [7 empty] | 24 | th
| Schedule 4b | Maintenance Charges during & after Defect Laibility Period.
| Schedule 5 | Taxes and Duties not included in Schedule 1 | [7 empty] | 25 | th
| Schedule 6 | Grand Summary [Schedule 1to 5] | [7 empty] | 26 | th
| Schedule 7 | Break-up of Type Test Charges for Type Tests to be conducted | [7 empty] | 27 | th
2.2 | We are aware that the Price Schedules do not generally give a full description of the Work to be performed under each item and we shall be deemed to have read the Technical Specifications and other sections of the Bidding Documents and Drawings to ascertain the full scope of Work included in each item while filling-in the rates and prices. We agree that the entered rates and prices shall be deemed to include for the full scope as aforesaid, including overheads and profit. | [8 empty] | 28 | th
2.3 | We declare that as specified in Clause 11.5, Section –II:ITB, Vol.-I of the Bidding Documents, prices quoted by us in the Price Schedules shall be subject to Price Adjustment during the execution of Contract in accordance with Appendix-2 (Price Adjustment) to the Contract Agreement. | [8 empty] | 29 | th
2.4 | We understand that in the price schedules, where there are errors between the total of the amounts given under the column for the price Breakdown and the amount given under the Total Price, the former shall prevail and the latter will be corrected accordingly. We further understand that where there are discrepancies between amounts stated in figures and amounts stated in words, the amount stated in words shall prevail. Similarly, any discrepancy in the total bid price and that of the summation of Schedule price (price indicated in a Schedule indicating the total of that schedule), the total bid price shall be corrected to reflect the actual summation of the Schedule prices. | [8 empty] | 30 | th
2.5 | We declare that items left blank in the Schedules will be deemed to have been included in other items. The TOTAL for each Schedule and the TOTAL of Grand Summary shall be deemed to be the total price for executing the Facilities and sections thereof in complete accordance with the Contract, whether or not each individual item has been priced. | [8 empty] | 31 | st
3 | We confirm that except as otherwise specifically provided our Bid Prices in this Second Envelope include all taxes, duties, levies and charges as may be assessed on us/our Associate (applicable for Foreign Bidder), our Sub-Contractor/Sub-Vendor or their employees by all municipal, state or national government authorities in connection with the Facilities, in and outside of India.
3.1 | 100% of applicable Taxes and Duties i.e GST which are payable by the Employer under the Contract, shall be reimbursed by the Employer on production of satisfactory documentary evidence by the Contractor in accordance with the provisions of the Bidding Documents.
3.2 | We further understand that notwithstanding 3.0 above, in case of award on us, you shall also bear and pay/reimburse to us, GST applicable on supplies by us to you, imposed on the Plant & Equipment including Mandatory Spare Parts to be incorporated into the Facilities including Type Test charges for Type test to be conducted specified in Schedule No. 1, Installation Services specified in Schedule No. 3, Charges for Training to be imparted specified in Schedule No. 4a and Maintenance Charges during & after Defect Laibility Period specified in Schedule No. 4b of the Price Schedule in this Second Envelope by the Indian Laws.
3.3 | We confirm that we have also registered/we shall also get registered in the GST Network with a GSTIN, in all the states where the project is located and the states from which we shall make our supply of goods.
4 | # (For Joint Venture only) We, the partners of Joint Venture submitting this bid, do agree and confirm that in case of Award of Contract on the Joint Venture, we shall be jointly and severally liable and responsible for the execution of the Contract in accordance with Contract terms and conditions. |  |  |  | 1
5 | We, hereby, declare that only the persons or firms interested in this proposal as principals are named here and that no other persons or firms other than those mentioned herein have any interest in this proposal or in the Contract to be entered into, if the award is made on us, that this proposal is made without any connection with any other person, firm or party likewise submitting a proposal is in all respects for and in good faith, without collusion or fraud.
Thanking you, we remain,
Yours faithfully,
For and on behalf of …….. …….. …….. …….. …….. ……..
Signature :
Date : | -- |  | Printed Name :
Place : |  |  | Designation :
Common Seal :
In case of bid from a Joint Venture, name & designation of representative of JV partner is to be provided and Bid Form is also to be signed by him.
Please provide additional information of the Bidder
Business Address :
Country of Incorporation :
State/Province to be indicated :
Name of Principal Officer :
Address of Principal Officer :
Note: Bidders may note that no prescribed proforma has been enclosed for Attachment 2 : Power of Attorney. Bidders may use their own proforma for furnishing the required information with the bid.
* * *
Back to Cover Page

## Q & C (2) (hidden)
STATEMENT OF QUOTED / CORRECTED PRICES
All Figures are in Rupees
Bidder |  | 0
Sl. No. | Price Component | Quoted Price | Corrected Price
1 | TOTAL SCHEDULE NO. 1:Ex-Works Price of Plant and Equipment including Type Test Charges | 0 |  | 0
2 | TOTAL SCHEDULE NO.2: Local Transportation, Insurance and other Incidental Services. | 0 |  | 0
3 | TOTAL SCHEDULE NO.3: Installation Charges | 0 |  | 0
4 | TOTAL SCHEDULE NO.4: Training Charges | Not Applicable |  | Not Applicable
5 | TOTAL BID PRICE: (Excluding Taxes & Duties) | 0 |  | 0
6 | DISCOUNT | #REF! |  | #REF! | #REF!
7 | NET BID PRICE (Excluding Taxes & Duties) | #REF! |  | #REF!
8 | TAXES & DUTIES PAYABLE ADDITIONALLY
| A) EXCISE DUTY | 0 |  | 0
| B) CENTRAL SALES TAX | 0 |  | 0
| C) VAT | #REF! |  | 0
| D) ENTRY TAX / OCTROI | #REF! |  | 0
E) OTHERS
| F) TOTAL TAXES & DUTIES | #REF! |  | 0
8 | TOTAL BID PRICE (INCLUDING TAXES & DUTIES) | #REF! |  | 0
9 | TOTAL SCHEDULE NO.7: Type Test Charges [Total of this Schedule is included in Schedule-1 above] | 0 |  | 0
I) | Bidder has indicated the following taxes and duties additionally applicable for their bid:
| Excise Duty % as |  |  |  | Excise Duty
| CST % as |  |  |  | CST
| #REF! |  |  |  | VAT | #REF! | #REF!
| #REF! |  |  |  | Entry Tax/ Octroi | #REF! | #REF!
| Others as |  |  |  | Others
II) | With regard to Entry Tax, it may be mentioned that the substations covered under the subject pacakge falls in State of MP, where an entry tax @ 2% of Purchase Price is applicable. In view of the above, the taxes and duties inter-alia including entry tax applicable for the bids are calculated :
a) | Ex-Works Price of Direct Supplies (after discount, if any) |  | Rs. | 0
b) | Excise Duty, as applicable on (a) above at the rate : | 10% | Rs. | 0
c) | Amount on which Sales Tax is applicable | 0 |  | 0
d) | CST, as applicable on (a) + ED (b) above at the rate : | 2% | Rs. | 0
e) | VAT, as applicable on (a) + ED (b) above at the rate : | 1% |  | 0
f) | Others [……………………………………………] |  | Rs.
g) | Purchase Price for Entry Tax (Total Ex-Works+F&I+ED+CST+Others) |  | Rs. | 0
h) | Entry Tax, as applicable on (e) above at the rate : |  | Rs. | 0
Retrofitting the 220 kV Switchyard equipments and control & protection system with Substation Automation System and SPR based Control & Protection System at Mandola Substation |  | Statement of Quoted / Corrected Prices |  | Page
Spec. No. | Specification No.: NR1/NT/W-AIS/DOM/I00/24/15479 (Rfx-5002004051)

## Q & C (hidden)
STATEMENT OF QUOTED / CORRECTED PRICES
All Figures are in Rupees
Bidder |  | …….. …….. …….. …….. …….. ……..
Sl. No. | Price Component | Quoted Price | Corrected Price
1 | TOTAL SCHEDULE NO. 1:Ex-Works Price of Plant and Equipment including Type Test Charges | 0 |  | 0
2 | TOTAL SCHEDULE NO.2: Local Transportation, Insurance and other Incidental Services. | 0 |  | 0
3 | TOTAL SCHEDULE NO.3: Installation Charges | 0 |  | 0
4 | TOTAL SCHEDULE NO.4: Training Charges | Not Applicable |  | Not Applicable
5 | TOTAL BID PRICE: (Excluding Taxes & Duties) | 0 |  | 0
6 | DISCOUNT | #REF! |  | #REF!
7 | NET BID PRICE (Excluding Taxes & Duties) | #REF! |  | #REF!
8 | TAXES & DUTIES PAYABLE ADDITIONALLY
| A) EXCISE DUTY | #REF! |  | 0
| B) CENTRAL SALES TAX /VAT | #REF! |  | #REF!
| C) ENTRY TAX / OCTROI | #REF! |  | #REF!
| D) OTHERS | #REF! |  | 0
| E) TOTAL TAXES & DUTIES | #REF! |  | #REF!
8 | TOTAL BID PRICE (INCLUDING TAXES & DUTIES) | #REF! |  | #REF!
9 | TOTAL SCHEDULE NO.7: Type Test Charges [Total of this Schedule is included in Schedule-1 above] | 0 |  | 0
I) | Bidder has indicated the following taxes and duties additionally applicable for their bid:
a) | Excise Duty |  | Rs. | #REF!
b) | CST /VAT |  | Rs. | #REF!
c) | Entry Tax / Octroi |  | Rs. | #REF!
d) | Others |  | Rs. | #REF!
II) | Bidder has offered following discount(s)
III) | With regard to Entry Tax, it may be mentioned that the substations covered under the subject pacakge falls in State of MP, where an entry tax @ 1% of Purchase Price is applicable. In view of the above, the taxes and duties inter-alia including entry tax applicable for the bids are calculated : |  |  |  | Details of dicounts
a) | Ex-Works Price of Direct Supplies (after discount, if any) |  | Rs. | 0 | Gross LS | #REF! | #REF! | #REF! | Gross % | #REF! | #REF! | #REF!
b) | Excise Duty @ 10.3% of (a) above |  | Rs. | 0 |  |  |  | #REF! |  |  |  | #REF!
c) | CST / VAT @ 2% of Ex-Works of Direct Supplies (a) + ED (b) above |  | Rs. | #REF! | Sch-1 Direct LS | #REF! | #REF! | #REF! | Sch-1 Direct % | #REF! | #REF! | #REF!
d) | Others |  | Rs. |  | Sch-1 BO LS | #REF! | #REF! | #REF! | Sch-1 BO % | #REF! | #REF! | #REF!
e) | Purchase Price for Entry Tax (Total Ex-Works+F&I+ED+CST+Others) |  | Rs. | #REF! | Sch-2 LS | #REF! | #REF! | #REF! | Sch-2 % | #REF! | #REF! | #REF!
f) | Entry Tax @ 1% of (e) above |  | Rs. | #REF! | Sch-3 LS | #REF! | #REF! | #REF! | Sch-3 % | #REF! | #REF! | #REF!
[5 empty] | Sch-7 LS | #REF! | #REF! | #REF! | Sch-7 % | #REF! | #REF! | #REF!
CONSTRUCTION OF BUNKER AT POWERGRID BHADLA-I AND BHADLA-II S/S |  | Statement of Quoted / Corrected Prices |  | Page | Different Manner | #REF!
[5 empty] | Text for Discount | #REF!
#REF!
#REF!

## N to W (hidden)
0
Rs. Zero Only
0
0
0
0
0
0
1 | One
2 | Two
3 | Three
4 | Four
5 | Five
6 | Six
7 | Seven
8 | Eight
9 | Nine
10 | Ten
11 | Eleven
12 | Twelve
13 | Thirteen
14 | Fourteen
15 | Fifteen
16 | Sixteen
17 | Seventeen
18 | Eighteen
19 | Nineteen
20 | Twenty
21 | Twenty One
22 | Twenty Two
23 | Twenty Three
24 | Twenty Four
25 | Twenty Five
26 | Twenty Six
27 | Twenty Seven
28 | Twenty Eight
29 | Twenty Nine
30 | Thirty
31 | Thirty One
32 | Thirty Two
33 | Thirty Three
34 | Thirty Four
35 | Thirty Five
36 | Thirty Six
37 | Thirty Seven
38 | Thirty Eight
39 | Thirty Nine
40 | Forty
41 | Forty One
42 | Forty Two
43 | Forty Three
44 | Forty Four
45 | Forty Five
46 | Forty Six
47 | Forty Seven
48 | Forty Eight
49 | Forty Nine
50 | Fifty
51 | Fifty One
52 | Fifty Two
53 | Fifty Three
54 | Fifty Four
55 | Fifty Five
56 | Fifty Six
57 | Fifty Seven
58 | Fifty Eight
59 | Fifty Nine
60 | Sixty
61 | Sixty One
62 | Sixty Two
63 | Sixty Three
64 | Sixty Four
65 | Sixty Five
66 | Sixty Six
67 | Sixty Seven
68 | Sixty Eight
69 | Sixty Nine
70 | Seventy
71 | Seventy One
72 | Seventy Two
73 | Seventy Three
74 | Seventy Four
75 | Seventy Five
76 | Seventy Six
77 | Seventy Seven
78 | Seventy Eight
79 | Seventy Nine
80 | Eighty
81 | Eighty One
82 | Eighty Two
83 | Eighty Three
84 | Eighty Four
85 | Eighty Five
86 | Eighty Six
87 | Eighty Seven
88 | Eighty Eight
89 | Eighty Nine
90 | Ninety
91 | Ninety One
92 | Ninety Two
93 | Ninety Three
94 | Ninety Four
95 | Ninety Five
96 | Ninety Six
97 | Ninety Seven
98 | Ninety Eight
99 | Ninety Nine
100 | One Hundred