## Basic (hidden)
Name of Package | Construction of Transit Camp/Field Hostel at 765/400 kV Sikar II New Substation
Tender Enquiry Ref No.: | NR1/T/W-CIVIL/DOM/I00/25/03282 - SRM RFX 5002004325

## Cover
Price Schedules | Construction of Transit Camp/Field Hostel at 765/400 kV Sikar II New Substation
NR1/T/W-CIVIL/DOM/I00/25/03282 - SRM RFX 5002004325
| 1 | Fill up only green shaded cells in Sch-2,3,4,5,6 and Bid Form 2nd Envelope.
| 2 | All the cells in Sch-7, Sch-1 and Sch-1 After Discount are auto filled, therefore no cell is required to be filled up there.
| 3 | Instructions / error messages, if any, will be displayed automatically after selecting the cell.
| 4 | After filling up all the schedues, save the file, take print out of all the schedules and Bid form and sign & stamp and submit them as hard copy of the 2nd envelope (Price part) of the bid. Also ensure to submit the soft copy of the the same file on CD/ DVD.
पावर ग्रिड कारपोरेशन ऑफ इण्डिया लिमिटेड
(भारत सरकार का उद्यम)
Power Grid Corporation of India Limited
(A Government of India Enterprises)
Click to skip Instructions & Proceed
Click for Detailed General Instructions
General guidelines for filling up the Price Schedules

## Instructions
General Instruction to the Bidders for filling up this workbook of Price Schedules for Package having NR1/T/W-CIVIL/DOM/I00/25/03282 - SRM RFX 5002004325
I | While filling up the worksheets following may please be observed :
| (i) | Fill up only green shaded cells.
| (ii) | Certain data type entries have been restricted, such as Numeric values or limits of numeric values.
| (iii) | Select only the options provided in pull down menus.
| (iv) | Do not link any cell of this work book with any other work book.
| (v) | Do not use copy & paste or cut & paste options for filling up the data.
| (vi) | Do not drag any cell value to fill down cells to it.
| (vii) | Do not reformat any of the cell of the work book.
II | This Workbook consists of following worksheets :
Cover :
Opening page of the workbook.
Names of Bidder :
| ● | Sole Bidder.
| ● | Select nos. of the JV Partners other than the Lead Partner from drop down menu.
| ● | In case of JV partners more than 2, enter details of 3rd & more partners along with details of 2nd partner.
| ● | Fill up names and address of the Sole Bidder. Do not leave this cell blank.
| ● | Fill up date in dd-mmm-yyyy format from drop down menu.
| ● | Click for Sch-1 given at the right top of the worksheet to go to Sch-1.
Sch-1 to Sch-6 :
| ● | Fill up unit rates for all the items in numeric values greater than 0 (zero). If unit rate is left blank, the corresponding item shall be deemed to be included in the total price.
| ● | Total amount shall get calculated automatically.
Sch -7,7A :
| ● | Summary of all the Schedules without considering discount (mentioned in the work sheet discount) shall be displayed automatically.
| ● | No cell is required to be filled in by the bidder in this worksheet.
Sch-7 (Type Test Charges) :
| ● | Fill up the rates & location where type tests are proposed.
| ● | Total of this Sch-7 shall automatically appear in Sch-1.
Bid from 2nd Envelope :
| ● | Fill up ref. no. as bidder's ref no. of this letter.
| ● | This letter shall consider the net price as per Sch-2B After Discount.
| ● | Fill up names & Designation of the representatives of bidder.
| ● | Fill up additional information as required.
* * *
Happy Bidding !
Click to Proceed

## Names of Bidder
Construction of Transit Camp/Field Hostel at 765/400 kV Sikar II New Substation
NR1/T/W-CIVIL/DOM/I00/25/03282 - SRM RFX 5002004325 |  |  |  | Sole Bidder | 1
|  |  |  | JV (Joint Venture) | 2 or More
Enter following details of the bidder
Specify type of Bidder [Select from drop down menu] | Sole Bidder |  |  | 0
1
Name of Bidder
Address of Bidder
Name of other Partner | …….. …….. …….. …….. …….. ……..
Address of other Partner | …….. …….. …….. …….. …….. ……..
…….. …….. …….. …….. …….. ……..
…….. …….. …….. …….. …….. ……..
Name of other Partner - 2 (more, if any) | …….. …….. …….. …….. …….. ……..
Address of other Partner - 2 (more, if any) | …….. …….. …….. …….. …….. ……..
…….. …….. …….. …….. …….. ……..
…….. …….. …….. …….. …….. ……..
Printed Name
Designation
Date |  | 2025 | 31
Place
Click for Sch-1

## CIVIL_ELECTRICAL-Sch-2
NR1/T/W-CIVIL/DOM/I00/25/03282 - SRM RFX 5002004325 | [9 empty] | Schedule - 2
Construction of Transit Camp/Field Hostel at 765/400 kV Sikar II New Substation | [12 empty] | As per Lum-sum |  | 0
(SCHEDULE OF RATES AND PRICES ) | [12 empty] | AS per Percent |  | #REF!
[13 empty] | As per lum-sum on Sch-2 |  | 0%
Bidder’s Name and Address | [8 empty] | To: |  |  |  | As per Percent on Sch-2 |  | #REF!
[13 empty] | Total Discount |  | #REF!
Name : | [8 empty] | Contracts & Material
Address : | [8 empty] | Power Grid Corporation of India Ltd.,
[9 empty] | Rajasthan Projects Office, |  |  |  | Multipackage Discount |  | #REF!
4th Floor, REIL House, Shipra Path,
Mansarovar, Jaipur-302020 Rajasthan
[10 empty] | All Prices are in Indian Rupees. |  |  |  | Amount after Discount (Rs.) |  | Dis Alert | Amount after MPD (Rs.)
SI. No. | DSR 2023 | Description | Unit | Quantity | HSN / SAC Code as per POWERGRID | HSN / SAC Code as per Bidder | GST RATE as per POWERGRID | GST RATE as per Bidder | Unit Charges (Excluding GST) | Total Charges (excluding GST) |  |  |  | Unit Freight & Insurance Charges | Total Freight & Insurance Charges |  | Unit Freight & Insurance Charges | Total Freight & Insurance Charges
1 | 2 | 3 | 4 | 5 | 6 | 7 | 8 | 9 | 10 | 11 = 10 X 5 |  | 0% |  | 5 | 6 = 4 x 5 |  | 5 | 6 = 4 x 5
CIVIL Scheduled Items (I)
1 | 2.6.1 | Earth work in excavation by mechanical means (Hydraulic excavator)/manual means over areas (exceeding 30 cm in depth, 1.5 m in width as well as 10 sqm on plan) including getting out and disposal of excavated earth lead upto 50 m and lift upto 1.5 m, as directed by Engineer-in-charge.:All kinds of soil | CUM | 871.7135 | 995433 |  | 18% |  |  | Included | 0.18
2 | 2.8.1 | Earth work in excavation by mechanical means (Hydraulic excavator) / manual means in foundation trenches or drains (not exceeding 1.5 m in width or 10 sqm on plan), including dressing of sides and ramming of bottoms, lift upto 1.5 m, including getting out the excavated soil and disposal of surplus excavated soil as directed, within a lead of 50 m.: All kinds of soil. | CUM | 63.4476 | 995433 |  | 18% |  |  | Included | 0.18
3 | 2.10.1.1 | Excavating trenches of required width for pipes, cables, etc including excavation for sockets, and dressing of sides, ramming of bottoms, depth upto 1.5 m, including getting out the excavated soil, and then returning the soil as required, in layers not exceeding 20 cm in depth, including consolidating each deposited layer by ramming, watering, etc. and disposing of surplus excavated soil as directed, within a lead of 50 m :All kinds of soil Pipes, cables etc, not exceeding 80 mm dia. metre | M | 475 | 995433 |  | 18% |  |  | Included | 0.18
4 | 2.10.1.2 | Excavating trenches of required width for pipes, cables, etc including excavation for sockets, and dressing of sides, ramming of bottoms, depth upto 1.5 m, including getting out the excavated soil, and then returning the soil as required, in layers not exceeding 20 cm in depth, including consolidating each deposited layer by ramming, watering, etc. and disposing of surplus excavated soil as directed, within a lead of 50 m :All kinds of soil Pipes, cables etc. exceeding 80 mm dia. but not exceeding 300 mm dia | M | 75 | 995433 |  | 18% |  |  | Included | 0.18
5 | 2.25 | Filling available excavated earth (excluding rock) in trenches, plinth, sides of foundations etc. in layers not exceeding 20cm in depth, consolidating each deposited layer by ramming and watering, lead upto 50 m and lift upto 1.5 m. | CUM | 2214.1306 | 995433 |  | 18% |  |  | Included | 0.18
6 | 2.34.1 | Supplying chemical emulsion in sealed containers including delivery as specified.: Chlorpyriphos/ Lindane emulsifiable concentrate of 20% | Liter | 250 | 995433 |  | 18% |  |  | Included | 0.18
7 | 2.35.2.1 | Diluting and injecting chemical emulsion for POST-CONSTRUCTIONAL anti-termite treatment (excluding the cost of chemical emulsion): Along the external wall below concrete or masonry apron using chemical emulsion @ 2.25 litres per linear metre including drilling and plugging holes etc: With Chlorpyriphos/ Lindane E.C. 20% with 1% concentration | M | 60 | 995433 |  | 18% |  |  | Included | 0.18
8 | 2.35.3.1 | Diluting and injecting chemical emulsion for POST-CONSTRUCTIONAL anti-termite treatment (excluding the cost of chemical emulsion) :Treatment of soil under existing floors using chemical emulsion @ one litre per hole, 300 mm apart including drilling 12 mm diameter holes and plugging with cement mortar 1 :2 (1 cement : 2 Coarse sand) to match the existing floor:With Chlorpyriphos/Lindane E.C. 20% with 1% concentration | sq.m | 233.245 | 995433 |  | 18% |  |  | Included | 0.18
9 | 4.1.3 | Providing and laying in position cement concrete of specified grade excluding the cost of centering and shuttering - All work up to plinth level :1:2:4 (1 cement : 2 coarse sand (zone-III) : 4 graded stone aggregate 20 mm nominal size) | CUM | 56.4221 | 995454 |  | 18% |  |  | Included | 0.18
10 | 4.1.8 | Providing and laying in position cement concrete of specified grade excluding the cost of centering and shuttering - All work up to plinth level :1:4:8 (1 Cement : 4 coarse sand (zone-III) : 8 graded stone aggregate 40 mm nominal size) | cum | 122.184 | 995454 |  | 18% |  |  | Included | 0.18
11 | 4.3.1 | Centering and shuttering including strutting, propping etc. and removal of form work for :Foundations, footings, bases for columns | sq.m | 385.3 | 995457 |  | 18% |  |  | Included | 0.18
12 | 4.12 | Extra for providing and mixing water proofing material in cement concrete per 50kg work in doses by weight of cement as per manufacturer's specification. | per 50kg cement | 258.7784 | 995454 |  | 18% |  |  | Included | 0.18
13 | 4.13 | Providing & applying a coat of residual petroleum bitumen of grade of VG-10 of approved quality using 1.7kg per square metre on damp proof course after cleaning the surface with brushes and finally with apiece of cloth lightly soaked in kerosene oil | sq.m | 31.8594 | 995454 |  | 18% |  |  | Included | 0.18
14 | 4.17 | Making plinth protection 50mm thick of cement concrete 1:3:6 (1 cement : 3 coarse sand (zone - III) : 6 graded stone aggregate 20 mm nominal size) over 75mm thick bed of dry brick ballast 40 mm nominal size,well rammed and consolidated and grouted with fine sand, including necessary excavation, levelling & dressing & finishing the top smooth. | sq.m | 60 | 995454 |  | 18% |  |  | Included | 0.18
15 | 5.33.1.1 | Providing and laying in position machine batched and machine mixed design mix M-25 grade cement concrete for reinforced cement concrete work, using cement content as per approved design mix, including pumping of concrete to site of laying but excluding the cost of centering, shuttering, finishing and reinforcement, including admixtures in recommended proportions as per IS: 9103 to accelerate,retard setting of concrete, improve workability without impairing strength and durability as per direction of Engineer-in-charge. (Note :- Cement content considered in this item is @ 330 kg/cum. Excess/ less cement used as per design mix is payable/recoverable separately).:All works upto plinth level | CUM | 216.9105 | 995454 |  | 18% |  |  | Included | 0.18
16 | 5.33.2.1 | Providing and laying in position machine batched and machine mixed design mix M-25 grade cement concrete for reinforced cement concrete work, using cement content as per approved design mix, including pumping of concrete to site of laying but excluding the cost of centering, shuttering, finishing and reinforcement, including admixtures in recommended proportions as per IS: 9103 to accelerate,retard setting of concrete, improve workability without impairing strength and durability as per direction of Engineer-in-charge. (Note :- Cement content considered in this item is @ 330 kg/cum. Excess/ less cement used as per design mix is payable/recoverable separately).:All works above plinth level upto floor V level | CUM | 183.5645 | 995454 |  | 18% |  |  | Included | 0.18
17 | 5.35 | Add for using extra cement in the items of design mix over and above the specified cement content therein. | Quintal | 160.19 | 995454 |  | 18% |  |  | Included | 0.18
18 | 5.9.1 | Centering and shuttering including strutting, propping etc. and removal of form for :Foundations, footings, bases of columns, etc. for mass concrete | SQ.M | 128.84 | 995457 |  | 18% |  |  | Included | 0.18
19 | 5.9.2 | Centering and shuttering including strutting, propping etc. and removal of form for: Walls (any thickness) including attached pilasters, butteresses, plinth and string courses etc. | SQ.M | 400.56 | 995457 |  | 18% |  |  | Included | 0.18
20 | 5.9.3 | Centering and shuttering including strutting, propping etc. and removal of form for :Suspended floors, roofs, landings, balconies and access platform | SQ.M | 664.55 | 995457 |  | 18% |  |  | Included | 0.18
21 | 5.9.5 | Centering and shuttering including strutting, propping etc. and removal of form for :Lintels, beams, plinth beams, girders, bressumers and cantilevers | SQ.M | 1200.08 | 995457 |  | 18% |  |  | Included | 0.18
22 | 5.9.6 | Centering and shuttering including strutting, propping etc. and removal of form for :Columns, Pillars, Piers, Abutments, Posts and Struts | SQ.M | 713.45 | 995457 |  | 18% |  |  | Included | 0.18
23 | 5.9.7 | Centering and shuttering including strutting, propping etc. and removal of form for : Stairs, (excluding landings) except spiral-staircases | SQ.M | 23.42 | 995457 |  | 18% |  |  | Included | 0.18
24 | 5.9.14 | Centering and shuttering including strutting, propping etc. and removal of form for : Extra for shuttering in circular work (20% of respective centering and shuttering items) | SQ.M | 7.35 | 995457 |  | 18% |  |  | Included | 0.18
25 | 5.9.15 | Centering and shuttering including strutting, propping etc. and removal of form for :Small lintels not exceeding 1.5 m clear span, moulding as in cornices, window sills, string courses, bands, copings, bed plates, anchor blocks and the like | SQm. | 15.34 | 995457 |  | 18% |  |  | Included | 0.18
26 | 5.9.16.1 | Centering and shuttering including strutting, propping etc. and removal of form for : Edges of slabs and breaks in floors and walls Under 20 cm wide | M | 357.12 | 995457 |  | 18% |  |  | Included | 0.18
27 | 5.9.19 | Centering and shuttering including strutting, propping etc. and removal of form for :Weather shade, Chajjas, corbels etc., including edges | SQ.M | 19.67 | 995457 |  | 18% |  |  | Included | 0.18
28 | 5.18.1 | Providing precast cement concrete Jali 1:2:4 (1 cement : 2 coarse sand(zone-III) : 4 graded stone aggregate 6mm nominal size ), reinforced with 1.6 mm dia mild steel wire, including centering and shuttering, roughening cleaning, fixing and finishing in cement mortar 1:3 (1 cement: 3 fine sand) etc. complete, excluding plastering of the jambs, sills and soffits. 5.18.1 50 mm thick | Sqm. | 40.44 |  |  | 18% |  |  | Included | 0.18
29 | M5.22.6/M 5.22A.6 | Steel reinforcement for R.C.C. work including straightening, cutting, bending, placing in position and binding all complete upto plinth level and above plinth level | kg | 49811.789 | 995454 |  | 18% |  |  | Included | 0.18
30 | 6.1.2 | Brick work with common burnt clay F.P.S. (non modular) bricks of class designation 7.5 in foundation and plinth in:Cement mortar 1:6 (1 cement : 6 coarse sand) | CUM | 51.726 | 995456 |  | 18% |  |  | Included | 0.18
31 | 6.2.2 | Brick work with common burnt clay modular bricks of class designation 7.5 in foundation and plinth in:Cement mortar 1:6 (1 cement : 6 coarse sand) | CUM | 27.2241 | 995456 |  | 18% |  |  | Included | 0.18
32 | 6.4.2 | Brick work with common burnt clay F.P.S. (non modular) bricks of class designation 7.5 in superstructure above plinth level up to floor V level in all shapes and sizes in :Cement mortar 1:6 (1 cement : 6 coarse sand) | CUM | 168.995 | 995456 |  | 18% |  |  | Included | 0.18
33 | 6.12.2 | Half brick masonry with common burnt clay F.P.S. (non modular) bricks of class designation 7.5 in foundations and plinth in : | sq.m | 44 | 995456 |  | 18% |  |  | Included | 0.18
34 | 6.13.2 | Half brick masonry with common burnt clay F.P.S. (non modular) bricks of class designation 7.5 in superstructure above plinth level up to floor V level.:Cement mortar 1:4 (1 cement :4 coarse sand) | sq.m | 377.26 | 995456 |  | 18% |  |  | Included | 0.18
35 | 6.15 | Extra for providing and placing in position 2 Nos 6mm dia. M.S. bars at every third course of half brick masonry | sq.m | 374.15 | 995456 |  | 18% |  |  | Included | 0.18
36 | 8.2.2.1 | Providing and fixing 18 mm thick gang saw cut, mirror polished, premoulded and prepolished, machine cut for kitchen platforms, vanity,counters, window sills, facias and similar locations of required size,approved shade, colour and texture laid over 20 mm thick base cement mortar 1:4 (1 cement : 4 coarse sand), joints treated with white cement,mixed with matching pigment, epoxy touch ups, including rubbing, curing, moulding and polishing to edges to give high gloss finish etc. complete at all levels.:Granite of any colour and shade: Area of slab upto 0.50 sqm | SQ.M | 50.99 | 995474 |  | 18% |  |  | Included | 0.18
37 | 8.3.2 | Providing edge moulding to 18 mm thick marble stone counters, Vanities etc., including machine polishing to edge to give high gloss finish etc. complete as per design approved by Engineer-in-Charge.:Granite work | M | 70.05 | 995474 |  | 18% |  |  | Included | 0.18
38 | 8.31 | Providing and fixing Ist quality ceramic glazed wall tiles conforming to IS: 15622 (thickness to be specified by the manufacturer), of approved make, in all colours, shades except burgundy, bottle green, black of any size as approved by Engineer-in-Charge, in skirting, risers of steps and dados, over 12 mm thick bed of cement mortar 1:3 (1 cement : 3 coarse sand) and jointing with grey cement slurry @ 3.3kg per sqm, including pointing in white cement mixed with pigment of matching shade complete. | sq.m | 313.76 | 995474 |  | 18% |  |  | Included | 0.18
39 | 8.5 | Extra for providing opening of required size & shape for wash basin/kitchen sink in kitchen platform, vanity counter and similar location in marble/ Granite/ stone work, including necessary holes for pillar taps etc. including moulding, rubbing and polishing of cut edges etc. complete | EACH | 1 | 995474 |  | 18% |  |  | Included | 0.18
40 | 9.7.5.1 | Particle Board 12 mm thick Plain particle board flat pressed, 3 layer or graded wood particle board medium density Grade I, IS : 3087 marked | Sqm. | 50.81 | 995476 |  | 18% |  |  | Included | 0.18
41 | 9.47.1 | Providing and fixing nickel plated M.S. pipe curtain rods with nickel plated bracket: 20 mm dia (heavy type) | meter | 63.81 | 995476 |  | 18% |  |  | Included | 0.18
42 | 9.96.2 | Providing and fixing aluminium sliding door bolts, ISI marked anodised (anodic coating not less than grade AC 10 as per IS : 1868), transparent or dyed to required colour or shade, with nuts and screws etc. complete :250x16 mm | EACH | 2 | 995476 |  | 18% |  |  | Included | 0.18
43 | 9.97.1 | Providing and fixing aluminium tower bolts, ISI marked, anodised (anodic coating not less than grade AC 10 as per IS : 1868 ) transparent or dyed to required colour or shade, with necessary screws etc. complete :300x10 mm | EACH | 4 | 995476 |  | 18% |  |  | Included | 0.18
44 | 9.97.2 | Providing and fixing aluminium tower bolts, ISI marked, anodised (anodic coating not less than grade AC 10 as per IS : 1868 ) transparent or dyed to required colour or shade, with necessary screws etc. complete :250x10 mm | EACH | 2 | 995476 |  | 18% |  |  | Included | 0.18
45 | 9.100.1 | Providing and fixing aluminium handles, ISI marked, anodised (anodic coating not less than grade AC 10 as per IS : 1868) transparent or dyed to required colour or shade, with necessary screws etc. complete : 125 mm | EACH | 24 | 995476 |  | 18% |  |  | Included | 0.18
46 | 9.101.2 | Providing and fixing aluminium hanging floor door stopper, ISI marked, anodised (anodic coating not less than grade AC 10 as per IS : 1868) transparent or dyed to required colour and shade, with necessary screws etc. complete.:Twin rubber stopper | EACH | 3 | 995476 |  | 18% |  |  | Included | 0.18
47 | 9.115 | Providing and fixing powder coated telescopic drawer channels 300 mm long with necessary screws etc. complete as per directions of Engineerin- charge. | One set | 47 | 995476 |  | 18% |  |  | Included | 0.18
48 | 9.129 | Providing and fixing cup board shutters 25 mm thick, with Pre-laminated flat pressed three layer particle board or graded wood particle board IS: 12823 marked, exterior grade (Grade l Type ll), having one side decorative lamination and other side balancing lamination, including IInd class teak wood lipping of 25 mm wide x12 mm thick with necessary screws and bright finished stainless steel piano hinges, complete as per direction of the Engineer-in-Charge | sq.m | 216.73 | 995476 |  | 18% |  |  | Included | 0.18
49 | 9.147C.2 (DSR 2021) | Providing and fixing factory made uPVC white colour casement/ Casement cum fixed glazed door comprising of uPVC multi-chambered frame, sash and mullion (where ever required) extruded profiles duly reinforced with 1.60 ± 0.2 mm thick galvanized mild steel section made from roll forming process of required length (shape & size according to uPVC profile), uPVC extruded glazing beads of appropriate dimension, EPDM gasket, zinc alloy (white powder coated) 3D hinges and one handle on each side of panels along with zinc plated mild steel multi point locking having transmission gear, cylinder with keeps and one side key, G.I fasteners 100 x 8 mm size for fixing frame to finished wall and necessary stainless steel screws, etc. Profile of frame & sash shall be mitred cut and fusion welded at all corners, mullion (if required) shall be also fusion welded including drilling of holes for fixing hardware's and drainage of water etc. After fixing frame the gap between frame and adjacent finished wall shall be filled with weather proof silicon sealent over backer rod of required size and of approved quality, all complete as per approved drawing & direction of Engineer-in-Charge. (Single / double glass panes and silicon sealent shall be paid separately). Note: For uPVC frame, sash and mullion extruded profiles minus 5% tolerance in dimension i.e. in depth & width of profile shall be acceptable. Variation in profile dimension in higher side shall be accepted but no extra payment on this account shall be made. Casement door with top hung ventilator with 3D and S.S. friction hinges (400 x 19 x 1.9 mm) made of (big series) frame 67 x 64 mm, sash 67 x 110 mm & mullion 67 x 80 mm all having wall thickness of 2.3 ±. 0.2 mm and single glazing bead / double glazing bead of appropriate dimension.(Area of door upto 2.50 sqm) | sq.m | 67.11 | 995411 |  | 18% |  |  | Included | 0.18
50 | 9.147D.4 (DSR 2021) | Providing and fixing factory made uPVC white colour sliding glazed window upto 1.50 m in height dimension comprising of uPVC multi-chambered frame with in-built roller track and sash extruded profiles duly reinforced with 1.60 ± 0.2 mm thick galvanized mild steel section made from roll forming process of required length (shape & size according to uPVC profile), appropriate dimension of uPVC extruded glazing beads and uPVC extruded interlocks, EPDM gasket, wool pile, zinc alloy (white powder coated) touch locks with hook, zinc alloy body with single nylon rollers (weight bearing capacity to be 40 kg), G.I fasteners 100 x 8 mm size for fixing frame to finished wall and necessary stainless steel screws etc. Profile of frame & sash shall be mitred cut and fusion welded at all corners, including drilling of holes for fixing hardware's and drainage of water etc. After fixing frame the gap between frame and adjacent finished wall shall be filled with weather proof silicon sealent over backer rod of required size and of approved quality, all complete as per approved drawing & direction of Engineer-in-Charge. (Single / double glass panes, wire mesh and silicon sealent shall be paid separately) Note: For uPVC frame and sash extruded profiles minus 5% tolerance in dimension i.e. in depth & width of profile shall be acceptable. Variation in profile dimension in higher side shall be accepted but no extra payment on this account shall be made. Three track three panels sliding window with fly proof S.S wire mesh (Two nos. glazed & one no. wire mesh panels) made of (big series) frame 116 x 45 mm & sash 46 x 62 mm both having wall thickness of 2.3 ± 0.2 mm and single glazing bead / double glazing bead of appropriate dimension. (Area of window above 1.75 sqm). | sq.m | 32.27 | 995411 |  | 18% |  |  | Included | 0.18
51 | 9.147D.5 (DSR 2021) | Three track three panels sliding window made of (big series) frame 116 x 45 mm & sash 46 x 62 mm both having wall thickness of 2.3 ± 0.2 mm and single glazing bead / double glazing bead of appropriate dimension. (Area of window above 1.75 sqm) | SQ.M | 5.28 | 995476 |  | 18% |  |  | Included | 0.18
52 | 9.147A.1 (DSR 2021) | Providing and fixing factory made uPVC white colour casement/casement cum fixed glazed windows comprising of uPVC multi-chambered frame, sash and mullion (where ever required) extruded profiles duly reinforced with 1.60 ± 0.2 mm thick galvanized mild steel section made from roll forming process of required length (shape & size according to uPVC profile), uPVC extruded glazing beads of appropriate dimension, EPDM gasket, stainless steel (SS 304 grade) friction hinges, zinc alloy (white powder coated) casement handles, G.I fasteners 100 x 8 mm size for fixing frame to finished wall, plastic packers, plastic caps and necessary stainless steel screws etc. Profile of frame & sash shall be mitred cut and fusion welded at all corners, mullion (if required) shall be also fusion welded including drilling of holes for fixing hardware's and drainage of water etc. After fixing frame the gap between frame and adjacent finished wall shall be filled with weather proof silicon sealant over backer rod of required size and of approved quality, all complete as per approved drawing & direction of Engineer-in-Charge. (Single / double glass panes and silicon sealant shall be paid separately) Note: For uPVC frame, sash and mullion extruded profiles minus 5% tolerancein dimension i.e. in depth & width of profile shall be acceptable. Variation in profile dimension in higher side shall be accepted but no extra payment on this account shall be made. Casement window single panel with S.S. friction hinges (300 x 19 x 1.9 mm), made of (small series) frame 47 x 50 mm & sash 47 x 68 mm both having wall thickness of 1.9 ± 0.2 mm and single glass pane glazing bead of appropriate dimension. (Area of window upto 0.75 sqm.) | SQ.M | 5.01 | 995411 |  | 18% |  |  | Included | 0.18
53 | 9.156.1 | Pre-laminated with decorative lamination on both side exterior Grade - I MDF Board 12 mm thick confirming to IS:14587 | Sqm. | 41.7 | 995411 |  | 18% |  |  | Included | 0.18
54 | 10.2 | Structural Steel work riveted, bolted or welded in built up sections, trusses & framed work including cutting, hoisting, fixing in position and applying a priming coat of approved steel primer all complete | Kg | 4364.267 | 995476 |  | 18% |  |  | Included | 0.18
55 | 10.5.1 | Providing and fixing 1mm thick M.S. sheet door with frame of 40x40x6 mm angle iron and 3 mm M.S. gusset plates at the junctions and corners, all necessary fittings complete, including applying a priming coat of approved steel primer.:Using M.S. angels 40x40x6 mm for diagonal braces | sq.m | 5.6 | 995476 |  | 18% |  |  | Included | 0.18
56 | 10.17 | Providing and fixing circular/ Hexagonal cast iron or M.S. sheet box for ceiling fan clamp, of internal dia 140 mm, 73 mm height, top lid of 1.5 mm thick M.S. sheet with its top surface hacked for proper bonding, top lid shall be screwed into the cast iron/ M.S. sheet box by means of 3.3 mm dia round headed screws, one lock at the corners. Clamp shall be made of 12 mm dia M.S. bar bent to shape as per standard drawing. | EACH | 31 | 995476 |  | 18% |  |  | Included | 0.18
57 | 10.25.2 | Steel work welded in built up sections/ framed work, including cutting, hoisting, fixing in position and applying a priming coat of approved steel primer using structural steel etc. as required.:In gratings, frames, guard bar, ladder, railings, brackets, gates and similar works | kg | 1724.976 | 995476 |  | 18% |  |  | Included | 0.18
58 | 10.28 | Providing and fixing stainless steel ( Grade 304) railing made of Hollow tubes, channels, plates etc., including welding, grinding, buffing, polishing and making curvature (wherever required) and fitting the same with necessary stainless steel nuts and bolts complete, i/c fixing the railing with necessary accessories & stainless steel dash fasteners , stainless steel bolts etc., of required size, on the top of the floor or the side of waist slab with suitable arrangement as per approval of Engineer-incharge, (for payment purpose only weight of stainless steel members shall be considered excluding fixing accessories such as nuts, bolts, fasteners etc.). | kg | 481.898 | 995476 |  | 18% |  |  | Included | 0.18
59 | 11.23.5 | Marble stone flooring with 18 mm thick marble stone, as per sample of marble approved by Engineer-in-charge, over 20 mm (average) thick base of cement mortar 1:4 (1 cement : 4 coarse sand) laid and jointed with grey cement slurry, including rubbing and polishing complete with :Udaipur green marble | SQ.M | 32.97 | 995474 |  | 18% |  |  | Included | 0.18
60 | 11.24 | Extra for pre finished nosing to treads of steps of marble stone. | M | 49 | 995474 |  | 18% |  |  | Included | 0.18
61 | 11.25 | Extra for marble stone flooring in treads of steps and risers using single length up to 2.00 metre. | sq.m | 32.97 | 995474 |  | 18% |  |  | Included | 0.18
62 | 11.37 | Providing and laying Ceramic glazed floor tiles of size 300x300 mm (thickness to be specified by the manufacturer) of 1st quality conforming to IS : 15622 of approved make in colours such as White, Ivory, Grey, Fume Red Brown, laid on 20 mm thick cement mortar 1:4 (1 Cement :4 Coarse sand), Jointing with grey cement slurry @ 3.3 kg/sqm including pointing the joints with white cement and matching pigment etc.,complete. | sq.m | 149.84 | 995474 |  | 18% |  |  | Included | 0.18
63 | 11.41.2 | Providing and laying vitrified floor tiles in different sizes (thickness to be specified by the manufacturer) with water absorption less than 0.08% and conforming to IS: 15622, of approved make, in all colours and shades, laid on 20mm thick cement mortar 1:4 (1 cement : 4 coarse sand), jointing with grey cement slurry @ 3.3 kg/ sqm including grouting the joints with white cement and matching pigments etc., complete.:Size of Tile 600x600 mm | SQ.M | 463.07 | 995474 |  | 18% |  |  | Included | 0.18
64 | 11.46.2 | Providing and laying Vitrified tiles in different sizes (thickness to be specified by manufacturer), with water absorption less than 0.08 % and conforming to I.S. 15622, of approved make, in all colours & shade, inskirting, riser of steps, over 12 mm thick bed of cement mortar 1:3 (1 cement: 3 coarse sand), jointing with grey cement slurry @ 3.3 kg/ sqm including grouting the joint with white cement & matching pigments etc. complete: Size of Tile 600x600 mm | SQ.M | 73.8 | 995474 |  | 18% |  |  | Included | 0.18
65 | 12.1.1 | Providing corrugated G.S. sheet roofing including vertical / curved surface fixed with polymer coated J or L hooks, bolts and nuts 8 mm diameter with bitumen and G.I. limpet washers or with G.I. limpet washers filled with white lead, including a coat of approved steel primer and two coats of approved paint on overlapping of sheets complete (up to any pitch in horizontal/ vertical or curved surfaces), excluding the cost of purlins, rafters and trusses and including cutting to size and shape wherever required 1.00 mm thick with zinc coating not less than 275 gm/m² | Sqm. | 172.75 | 995421 |  | 18% |  |  | Included | 0.18
66 | 12.21.1 | Providing gola 75x75 mm in cement concrete 1:2:4 (1 cement : 2 coarse sand : 4 stone aggregate 10 mm and down gauge), including finishing with cement mortar 1:3 (1 cement : 3 fine sand) as per standard design : In 75x75 deep chase | M | 120.1 | 995453 |  | 18% |  |  | Included | 0.18
67 | 12.22 | Making khurras 45x45 cm with average minimum thickness of 5 cm cement concrete 1:2:4 (1 cement : 2 coarse sand : 4 graded stone aggregate of 20 mm nominal size) over P.V.C. sheet 1 m x1 m x 400 micron, finished with 12 mm cement plaster 1:3 (1 cement : 3 coarse sand) and a coat of neat cement, rounding the edges and making and finishing the outlet complete. | Each | 18 | 995453 |  | 18% |  |  | Included | 0.18
68 | 12.41.2 | Providing and fixing on wall face unplasticised Rigid PVC rain water pipes conforming to IS : 13592 Type A, including jointing with seal ring conforming to IS : 5382, leaving 10 mm gap for thermal expansion, (i) Single socketed pipes.:110 mm diameter | M | 59.75 | 995453 |  | 18% |  |  | Included | 0.18
69 | 12.42.5.2 | Providing and fixing on wall face unplasticised - PVC moulded fittings/ accessories for unplasticised Rigid PVC rain water pipes conforming to IS : 13592 Type A, including jointing with seal ring conforming to IS : 5382, leaving 10 mm gap for thermal expansion.:Bend 87.5°: 110 mm bend | EACH | 8 | 995453 |  | 18% |  |  | Included | 0.18
70 | 12.43.2 | Providing and fixing unplasticised -PVC pipe clips of approved design to unplasticised - PVC rain water pipes by means of 50x50x50 mm hard wood plugs, screwed with M.S. screws of required length, including cutting brick work and fixing in cement mortar 1:4 (1 cement : 4 coarse sand) and making good the wall etc. complete.:110mm | EACH | 55 | 995453 |  | 18% |  |  | Included | 0.18
71 | 12.44 | Providing and fixing to the inlet mouth of rain water pipe cast iron grating 15 cm diameter and weighing not less than 440 grams. | EACH | 6 | 995453 |  | 18% |  |  | Included | 0.18
72 | 13.1.2 | 12mm cement plaster of mix: 1:6 (1 cement: 6 fine sand) | Sq.m | 990.83 | 995472 |  | 18% |  |  | Included | 0.18
73 | 13.2.2 | 15mm cement plaster on the rough side of single or half brick wall of mix 1:6 (1 cement: 6 fine sand) | Sq.m | 547.84 | 995472 |  | 18% |  |  | Included | 0.18
74 | 13.11 | 18 mm cement plaster in two coats under layer 12 mm thick cement plaster 1:5 (1 cement : 5 coarse sand) finished with a top layer 6 mm thick cement plaster 1:6 (1 cement : 6 fine sand). sqm | Sqm. | 1409.6 | 995472 |  | 18% |  |  | Included | 0.18
75 | 13.16.1 | 6 mm cement plaster of mix :1:3 (1 cement : 3 fine sand) | sq.m | 1140.57 | 995472 |  | 18% |  |  | Included | 0.18
76 | 13.62.1 | Painting with synthetic enamel paint of approved brand and manufacture of required colour to given an even shade: Two or more coats on new work over an under coat of suitable shade with ordinary paint of approved brand and manufacture. | Sq.m | 55.2 | 995473 |  | 18% |  |  | Included | 0.18
77 | 13.80 | Providing and applying white cement based putty of average thickness 1 mm, of approved brand and manufacturer, over the plastered wall surface to prepare the surface even and smooth complete. | sq.m | 3365.12 | 995472 |  | 18% |  |  | Included | 0.18
78 | 13.41.1 | Distempering with 1st quality acrylic distemper, having VOC (Volatile Organic Compound ) content less than 50 grams/ litre, of approved brand and manufacture, including applying additional coats wherever required, to achieve even shade and colour.:Two coats | sq.m | 1954.32 | 995473 |  | 18% |  |  | Included | 0.18
79 | 13.82.2 | Wall painting with acrylic emulsion paint, having VOC (Volatile Organic Compound ) content less than 50 grams/ litre, of approved brand and manufacture, including applying additional coats wherever required, to achieve even shade and colour.: Two Coats | sq.m | 1409.6 | 995473 |  | 18% |  |  | Included | 0.18
80 | 13.85.3 | Applying priming coats with primer of approved brand and manufacture, having low VOC (Volatile Organic Compound ) content.:With water thinnable cement primer on wall surface having VOC content less than 50 grams/litre | sq.m | 3387.27 | 995473 |  | 18% |  |  | Included | 0.18
81 | 17.2.1 | Providing and fixing white vitreous china pedestal type water closet (European type W.C. pan) with seat and lid, 10 litre low level white P.V.C. flushing cistern, including flush pipe, with manually controlled device (handle lever), conforming to IS : 7231, with all fittings and fixtures complete, including cutting and making good the walls and floors wherever required :W.C. pan with ISI marked white solid plastic seat and lid | EACH | 6 | 995478 |  | 18% |  |  | Included | 0.18
82 | 17.3.1 | Providing and fixing white vitreous china pedestal type water closet (European type) with seat and lid, 10 litre low level white vitreous china flushing cistern & C.P. flush bend with fittings & C.I. brackets, 40 mm flush bend, overflow arrangement with specials of standard make and mosquito proof coupling of approved municipal design complete, including painting of fittings and brackets, cutting and making good the walls and floors wherever required :W.C. pan with ISI marked white solid plastic seat and lid | EACH | 7 | 995478 |  | 18% |  |  | Included | 0.18
83 | 17.7.4 | Providing and fixing wash basin with C.I. brackets, 15 mm dia CP Brass single hole basin mixer of approved quality and make, including painting of fittings and brackets, cutting and making good the walls wherever required:- (a) White Vitreous China Wash basin size 550x400 mm with a 15 mm CP Brass single hole basin mixer | EACH | 13 | 995478 |  | 18% |  |  | Included | 0.18
84 | 17.7.3 | Providing and fixing wash basin with C.I./M.S. brackets, 15mm C.P. brass pillar taps, Kingston/ Gem/ Techno/ Parko, 32mm C.P. brass waste of standard pattern, including painting of fitting and brackets, cutting and making good the walls wherever required: White Vitreous China: Flat back wash basin size 550x400mm with a single 15mm C.P. brass pillar tap. | each | 1 | 995478 |  | 18% |  |  | Included | 0.18
85 | 17.8 | Providing and fixing white vitreous china pedestal for wash basin completely recessed at the back for the reception of pipes and fittings | EACH | 1 | 995478 |  | 18% |  |  | Included | 0.18
86 | 17.10.1.1 | Providing and fixing Stainless Steel A ISI 304 (18/8) kitchen sink as per IS:13983 with C.I. brackets and stainless steel plug 40 mm, including painting of fittings and brackets, cutting and making good the walls wherever required :Kitchen sink with drain board:510x1040 mm bowl depth 250 mm | EACH | 1 | 995478 |  | 18% |  |  | Included | 0.18
87 | 17.22A | Providing and fixing CP Brass 32mm size Bottle Trap of approved quality & make and as per the direction of Engineer-in-charge. | EACH | 13 | 995478 |  | 18% |  |  | Included | 0.18
88 | 17.28.1.1 | Providing and fixing PVC waste pipe for sink or wash basin including PVC waste fittings complete: Semi rigid pipe: 32mm dia | each | 1 | 995478 |  | 18% |  |  | Included | 0.18
89 | 17.29 | Providing and fixing 100 mm sand cast Iron grating for gully trap. | each | 39 | 995478 |  | 18% |  |  | Included | 0.18
90 | 17.32.2 | Providing and fixing mirror of superior quality thickness of required shape and size with plastic moulded frame of approved make and shade with 6mm thick hard board backing. Rectangular shape 453x357mm | each | 1 | 995478 |  | 18% |  |  | Included | 0.18
91 | 17.33 | Providing and fixing 600x120x5 mm glass shelf with edges round off, supported on anodised aluminium angle frame with C.P. brass brackets and guard rail complete fixed with 40 mm long screws, rawl plugs etc., complete. | EACH | 13 | 995478 |  | 18% |  |  | Included | 0.18
92 | 17.34.1 | Providing and fixing toilet paper holder :C.P. brass | EACH | 13 | 995478 |  | 18% |  |  | Included | 0.18
93 | 17.31 | Providing and fixing 600x450 mm beveled edge mirror of superior glass (of approved quality) complete with 6 mm thick hard board ground fixed to wooden cleats with C.P. brass screws and washers complete. | EACH | 13 | 995478 |  | 18% |  |  | Included | 0.18
94 | 18.7.3 | Providing and fixing Chlorinated Polyvinyl Chloride (CPVC) pipes, having thermal stability for hot & cold water supply, including all CPVC plain & brass threaded fittings, including fixing the pipe with clamps at 1.00 m spacing. This includes jointing of pipes & fittings with one step CPVC solvent cement and testing of joints complete as per direction of Engineer in Charge.:Internal work - Exposed on wall:25 mm nominal outer dia Pipes | m | 43.51 | 995424 |  | 18% |  |  | Included | 0.18
95 | 18.8.2 | Providing and fixing Chlorinated Polyvinyl Chloride (CPVC) pipes, having thermal stability for hot & cold water supply, including all CPVC plain & brass threaded fittings, i/c fixing the pipe with clamps at 1.00 m spacing. This includes jointing of pipes & fittings with one step CPVC solvent cement and the cost of cutting chases and making good the same including testing of joints complete as per direction of Engineer in Charge. Concealed work, including cutting chases and making good the walls 20 mm nominal outer dia Pipes | Meter | 120.06 | 995424 |  | 18% |  |  | Included | 0.18
96 | 18.12.3 | Providing and fixing G.I. Pipes complete with G.I. fittings including trenching and refilling etc. (external work): 25mm dia. nominal bore | m | 174.55 | 995424 |  | 18% |  |  | Included | 0.18
97 | 18.12.6 | Providing and fixing G.I. pipes complete with G.I. fittings including trenching and refilling etc.:External work: 50mm dia nminal bore | M | 113 | 995424 |  | 18% |  |  | Included | 0.18
98 | 18.12.8 | Providing and fixing G.I. pipes complete with G.I. fittings including trenching and refilling etc.External work: 80 mm dia nominal bore | Meter | 80 | 995424 |  | 18% |  |  | Included | 0.18
99 | 18.13.1 | Making connection of G.I. distribution branch with G.I. main of sizes by providing and fixing tee including cutting and threading the pipe etc. complete: 25 to 40mm dia. nominal bore | each | 2 | 995424 |  | 18% |  |  | Included | 0.18
100 | 18.13.2 | Making connection of G.I. distribution branch with G.I. main of following sizes by providing and fixing tee, including cutting and threading the pipe etc. complete :50 to 80 mm nominal bore | Each | 4 | 995424 |  | 18% |  |  | Included | 0.18
101 | 18.17.1 | Providing and fixing gun metal gate valve with C.I. wheel of approved quality (screwed end): 25mm nominal bore | each | 12 | 995424 |  | 18% |  |  | Included | 0.18
102 | 18.17.4 | Providing and fixing gun metal gate valve with C.I. wheel of approved quality (screwed end) :50 mm nominal bore | Each | 3 | 995424 |  | 18% |  |  | Included | 0.18
103 | 18.19.4.1 | Providing and fixing gun metal non- return valve of approved quality (screwed end) :50 mm nominal bore:Horizontal | Each | 3 | 995424 |  | 18% |  |  | Included | 0.18
104 | 18.19.6.1 | Providing and fixing gun metal non- return valve of approved quality (screwed end) :80 mm nominal bore: Horizontal | Each | 1 | 995424 |  | 18% |  |  | Included | 0.18
105 | 18.21.2.1 | Providing and fixing uplasticised PVC connection pipe with brass unions :45 cm length:15 mm nominal bore | Each | 61 | 995424 |  | 18% |  |  | Included | 0.18
106 | 18.32.1 | Constructing masonry chamber 30x30x50cm inside with 75 class designation brick work in cement mortar 1:4 (1 cement: 4coarse sand) for stop cock, with C.I. surface box 100x100x75mm (inside) with hinged cover fixed in cement concrete slab 1:2:4 mix (1 cement: 2 course sand: 4 graded stone aggregate 20mm nominal size) necessary excavation, foundation concrete 1:5:10 (1 cement: 5 fine sand: 10 graded stone aggregate 40mm nominal size) and inside plastering with cement mortar 1:3 (1 cement: 3 coarse sand) 12mm thick finished with a floating coat of neat cement complete as per standard design: With F.P.S. bricks. | each | 2 | 995424 |  | 18% |  |  | Included | 0.18
107 | 18.34.1 | Constructing masonry Chamber 90x90x100 cm inside, in brick work in cement mortar 1:4 (1 cement : 4 coarse sand) for sluice valve, with C.I. surface box 100 mm top diameter, 160 mm bottom diameter and 180 mm deep (inside) with chained lid and RCC top slab 1:2:4 mix (1 cement : 2 coarse sand : 4 graded stone aggregate 20 mm nominal size ), i/c necessary excavation, foundation concrete 1:5:10 1 cement : 5 fine sand : 10 graded stone aggregate 40 mm nominal size ) and inside plastering with cement mortar 1:3 (1 cement : 3 coarse sand) 12 mm thick, finished with a floating coat of neat cement complete as per standard design : 18.34.1 With common burnt clay F.P.S.(non modular) bricks of class designation 7.5 | Each | 1 | 995424 |  | 18% |  |  | Included | 0.18
108 | 18.31.1.2 | Providing and fixing C.I. sluice valves (with cap) complete with bolts, nuts, rubber insertions etc. (the tail pieces if required will be paid separately) ::100 mm diameter:Class II | Each | 1 | 995424 |  | 18% |  |  | Included | 0.18
109 | 18.38.6 | Painting G.I. pipes and fittings with synthetic enamel white paint with two coats over a ready mixed priming coat, both of approved quality for new work :50 mm diameter pipe | Meter | 209 | 995424 |  | 18% |  |  | Included | 0.18
110 | 18.40.8 | Painting G.I. pipes and fittings with two coats of anti-corrosive bitumastic paint of approved quality :80 mm diameter pipe | Meter | 80 | 995424 |  | 18% |  |  | Included | 0.18
111 | 18.46.3 | Providing and fixing G.I. Union in G.I. pipe including cutting and threading the pipe and making long screws etc. complete (New work) : 25 mm nominal bore | each | 20 | 995424 |  | 18% |  |  | Included | 0.18
112 | 18.46.6 | Providing and fixing G.I. Union in G.I. pipe including cutting and threading the pipe and making long screws etc. complete (New work) : 50 mm nominal bore | Each | 10 | 995424 |  | 18% |  |  | Included | 0.18
113 | 18.46.8 | Providing and fixing G.I. Union in G.I. pipe including cutting and threading the pipe and making long screws etc. complete (New work) : 80 mm nominal bore | Each | 2 | 995424 |  | 18% |  |  | Included | 0.18
114 | 18.48 | Providing and placing on terrace (at all floor levels) polyethylene water storage tank, IS : 12701 marked, with cover and suitable locking arrangement and making necessary holes for inlet, outlet and overflow pipes but without fittings and the base support for tank(TRIPPLE LAYER). | per litre | 7500 | 995424 |  | 18% |  |  | Included | 0.18
115 | 18.51.1 | Providing and fixing C.P. brass long body bib cock of approved quality conforming to IS standards and weighing not less than 690 gms.:15 mm nominal bore | Each | 5 | 995424 |  | 18% |  |  | Included | 0.18
116 | 18.53.1 | Providing and fixing C.P. brass angle valve for basin mixer and geyser points of approved quality conforming to IS:8931:15mm nominal bore(Hindware Addons Economy Model Angular Stop Cock (Chrome) | Each | 63 | 995424 |  | 18% |  |  | Included | 0.18
117 | 19.6.1 | Providing and laying non-pressure NP2 class (light duty) R.C.C.pipes with collars jointed with stiff mixture of cement mortar in the proportion of 1:2 (1 cement : 2 fine sand) including testing of joints etc. complete : | m | 10 | 995424 |  | 18% |  |  | Included | 0.18
118 | 19.7.1.1 | Constructing brick masonry manhole in cement mortar 1:4 ( 1 cement : 4 coarse sand ) with R.C.C. top slab with 1:1.5:3 mix (1 cement : 1.5 coarse sand (zone- III) : 3 graded stone aggregate 20 mm nominal size), foundation concrete 1:4:8 mix (1 cement : 4 coarse sand (zone- III) : 8 graded stone aggregate 40 mm nominal size), inside plastering 12 mm thick with cement mortar 1:3 (1 cement : 3 coarse sand) finished with floating coat of neat cement and making channels in cement concrete 1:2:4 (1 cement : 2 coarse sand : 4 graded stone aggregate 20 mm nominal size) finished with a floating coat of neat cement complete as per standard design : Inside size 90x80 cm and 45 cm deep including C.I. cover with frame (light duty) 455x610 mm internal dimensions, total weight of cover and frame to be not less than 38 kg (weight of cover 23 kg and weight of frame 15 kg) : With common burnt clay F.P.S. (non modular) bricks of class designation 7.5 | Each | 9 | 995424 |  | 18% |  |  | Included | 0.18
119 | 19.7.2.1 | Constructing brick masonry manhole in cement mortar 1:4 ( 1 cement : 4 coarse sand ) with R.C.C. top slab with 1:1.5:3 mix (1 cement : 1.5 coarse sand (zone- III) : 3 graded stone aggregate 20 mm nominal size), foundation concrete 1:4:8 mix (1 cement : 4 coarse sand (zone- III) : 8 graded stone aggregate 40 mm nominal size), inside plastering 12 mm thick with cement mortar 1:3 (1 cement : 3 coarse sand) finished with floating coat of neat cement and making channels in cement concrete 1:2:4 (1 cement : 2 coarse sand : 4 graded stone aggregate 20 mm nominal size) finished with a floating coat of neat cement complete as per standard design : Inside size 120x90 cm and 90 cm deep including C.I. cover with frame (medium duty) 500 mm internal diameter, total weight of cover and frame to be not less than 116 kg (weight of cover 58 kg and weight of frame 58 kg) :With common burnt clay F.P.S. (non modular) bricks of class designation 7.5 | Each | 2 | 995424 |  | 18% |  |  | Included | 0.18
120 | 19.32.1 | Making soak pit 2.5 m diameter 3.0 metre deep with 45 x 45 cm dry brick honey comb shaft with bricks and S.W. drain pipe 100 mm diameter, 1.8 m long complete as per standard design. 19.32.1 With common burnt clay F.P.S. (non modular) bricks of class designation 7.5 | Each | 1 | 995424 |  | 18% |  |  | Included | 0.18
121 | 21.1.1.1. | Providing and fixing aluminium work for doors, windows, ventilators and partitions with extruded built up standard tubular sections/ appropriate Z sections and other sections of approved make conforming to IS: 733 and IS: 1285, fixing with dash fasteners of required dia and size, including necessary filling up the gaps at junctions, i.e. at top, bottom and sides with required EPDM rubber/ neoprene gasket etc Aluminium sections shall be smooth, rust free, straight, mitred and jointed mechanically wherever required including cleat angle, Aluminium snap beading for glazing / paneling, C.P. brass / stainless steel screws, all complete as per architectural drawings and the directions of Engineer-in-charge. (Glazing, paneling and dash fasteners to be paid for separately): For fixed portion: Anodised aluminium (anodised transparent or dyed to required shade according to IS: 1868, Minimum anodic coating of grade AC 15) | kg | 198.325 | 995476 |  | 18% |  |  | Included | 0.18
122 | 21.1.2.1 | Providing and fixing aluminium work for doors, windows, ventilators and partitions with extruded built up standard tubular sections/ appropriate Z sections and other sections of approved make conforming to IS: 733 and IS: 1285, fixing with dash fasteners of required dia and size, including necessary filling up the gaps at junctions, i.e. at top, bottom and sides with required EPDM rubber/ neoprene gasket etc Aluminium sections shall be smooth, rust free, straight, mitred and jointed mechanically wherever required including cleat angle, Aluminium snap beading for glazing / paneling, C.P. brass / stainless steel screws, all complete as per architectural drawings and the directions of Engineer-in-charge. (Glazing, paneling and dash fasteners to be paid for separately): For shutters of doors, windows & ventilators including providing and fixing hinges/ pivots and making provision for fixing of fittings wherever required including the cost of EPDM rubber / neoprene gasket required (Fittings shall be paid for separately): Anodised aluminium (anodised transparent or dyed to required shade according to IS: 1868, Minimum anodic coating of grade AC 15) | kg | 63.485 | 995476 |  | 18% |  |  | Included | 0.18
123 | 21.3.1 | Providing and fixing glazing in aluminium door, window, ventilator shutters and partitions etc with EPDM rubber / neoprene gasket etc complete as per the architectural drawings and the directions of engineer-in-charge. (Cost of aluminium snap beading shall be paid in basic item): With float glass panes of 4.0 mm thickness | SQ.M | 33.62 | 995476 |  | 18% |  |  | Included | 0.18
124 | 21.8.1 | Filling the gap in between aluminium frame & adjacent RCC/ Brick/ Stone work by providing weather silicon sealant over backer rod of approved quality as per architectural drawings and direction of Engineer-in-charge complete: Upto 5mm depth and 5 mm width | EACH | 104.95 | 995476 |  | 18% |  |  | Included | 0.18
125 | 21.18 | Providing and fixing 12 mm thick frameless toughened glass door shutter of approved brand and manufacture, including providing and fixing top & bottom pivot & double action hydraulic floor spring type fixing arrangement and making necessary holes etc. for fixing required door fittings, all complete as per direction of Engineer-incharge (Door handle, lock and stopper etc.to be paid separately). | sq.m | 7.44 | 995476 |  | 18% |  |  | Included | 0.18
126 | 22.3 | 22.3 Providing and laying water proofing treatment to vertical and horizontal surfaces of depressed portions of W.C., kitchen and the like consisting of: (i) Ist course of applying cement slurry @ 4.4 kg/sqm mixed with water proofing compound conforming to IS 2645 in recommended proportions including rounding off junction of vertical and horizontal surface. (ii) IInd course of 20 mm cement plaster 1:3 (1 cement : 3 coarse sand) mixed with water proofing compound in recommended proportion including rounding off junction of vertical and horizontal surface. (iii) IIIrd course of applying blown or residual bitumen applied hot at 1.7 kg. per sqm of area. (iv) IVth course of 400 micron thick PVC sheet. (Overlaps at joints of PVC sheet should be 100 mm wide and pasted to each other with bitumen @ 1.7 kg/sqm). | SQm. | 257.42 | 995476 |  | 18% |  |  | Included | 0.18
127 | 22.5 | Providing and laying water proofing treatment in sunken portion of WCs, bathroom etc., by applying cement slurry mixed with water proofing cement compound consisting of applying : (a) First layer of slurry of cement @ 0.488 kg/sqm mixed with water proofing cement compound @ 0.253 kg/ sqm. This layer will be allowed to air cure for 4 hours. (b) Second layer of slurry of cement @ 0.242 kg/sqm mixed with water proofing cement compound @ 0.126 kg/sqm. This layer will be allowed to air cure for 4 hours followed with water curing for 48 hours. (The rate includes preparation of surface, treatment and sealing of all joints, corners, junctions of pipes and masonry with polymer mixed slurry.) | SQ.M | 59.82 | 995476 |  | 18% |  |  | Included | 0.18
128 | 22.7.1 | Providing and laying integral cement based water proofing treatment including preparation of surface as required for treatment of roofs, balconies, terraces etc consisting of following operations: (a) Applying a slurry coat of neat cement using 2.75 kg/sqm of cement admixed with water proofing compound conforming to IS. 2645 and approved by Engineer-in-charge over the RCCslab including adjoining walls upto 300 mm height including cleaning the surface before treatment. (b) Laying brick bats with mortar using broken bricks/brick bats 25 mm to 115 mm size with 50% of cement mortar 1:5 (1 cement : 5 coarse sand) admixed with water proofing compound conforming to IS : 2645 and approved by Engineer-in-charge over 20 mm thick layer of cement mortar of mix 1:5 (1 cement :5 coarse sand ) admixed with water proofing compound conforming to IS : 2645 and approved by Engineer-in-charge to required slope and treating similarly the adjoining walls upto 300 mm height including rounding of junctions of walls and slabs. (c) After two days of proper curing applying a second coat of cement slurry using 2.75 kg/ sqm of cement admixed with water proofing compound conforming to IS : 2645 and approved by Engineerin- charge. (d) Finishing the surface with 20 mm thick jointless cement mortar of mix 1:4 (1 cement :4 coarse sand) admixed with water proofing compound conforming to IS : 2645 and approved by Engineerin- charge including laying glass fibre cloth of approved quality in top layer of plaster and finally finishing the surface with trowel with neat cement slurry and making pattern of 300x300 mm square 3 mm deep. (e) The whole terrace so finished shall be flooded with water for a minimum period of two weeks for curing and for final test.“All above operations to be done in order and as directed and specified by the Engineer-in-Charge : With average thickness of 120 mm and minimum thickness at khurra as 65 mm. | SQ.M | 557.99 | 995476 |  | 18% |  |  | Included | 0.18
129 | 26.22.1 | Providing and fixing false ceiling at all heights with integral densified calcium silicate reinforced with fibre and natural filler false ceiling tiles of Size 595x595mm of approved texture, design and patterns as per CPWD Specification 2019, to be laid in true horizontal level suspended on inter-locking metal T-Grid of hot dipped galvanised iron section of 0.33mmthick (galvanized @ 120 grams per sqmincluding both sides)comprising of main-T runners of size 24x38 mm of length 3000 mm,cross - T of size 24x32 mm of length1200 mm and secondaryintermediate cross-T of size 24x32 mmof length 600mm to formgrid module of size 600 x 600 mm, suspended from ceiling usinggalvanised mild steel items (galvanizing@ 80 grams per sqm) i.e. 12x50 mm long dash fasteners, 6 mm dia fully threaded hanger rod upto 1000 mm length and L-shape level adjuster of size 76x25x25x1.6 mm fixed with grid and Z cleat of size 25x37x25x1.6mm thick with precut hole on both 25mm flange to pierce into 12x50mm or even bigger size dash fastener if require,fixed with Glavanised iron perimeter wall angle or size 24x24x0.40mm of length 3000 mm to be fixed on periphey wall / partition withthe help of plastic rawl plugs at 450mm center to center and 40 mmlong dry wall S.S screws. The workshall be carried out as perspecifications, drawing and as per directionsof the Engineer-in-Charge:With 15 mm thick Tegular edged light weight calcium sliciate false ceiling tiles | Sqm | 11.5137 | 995476 |  | 18% |  |  | Included | 0.18
130 | 7427 | Supply of Water stops Serrated with central bulb (225 mm wide, 8-11 mm thick) | m | 151.96 | 995453 |  | 18% |  |  | Included | 0.18
|  | CIVIL Non Scheduled Items (II) | [8 empty] | 0
1 | NS1 | Providing and fixing C.P. brass shower rose with 15 or 20 mm inlet :(Mode Hindware F160039CP Overhead Shower ) | Each | 9 | 995416 |  | 18% |  |  | Included | 0.18
2 | NS2 | Providing and fixing C.P. brass TWO BAY BIB cock WITH HEALTH FAUCET (Hindware F330004CP Bib Cock 2 in 1 (Contessa Plus) With Chrome Finish and Hindware Soft ABS Plastic Toilet Hand Spray Complete Set (Multicolour) | Each | 12 | 995416 |  | 18% |  |  | Included | 0.18
3 | NS3 | Providing and fixing C.P. SINK cock MODEL Hindware F330024CP Sink Cock with Swivel Casted Spout (Wall Mounted) (Contessa Plus) with Chrome Finish | Each | 2 | 995416 |  | 18% |  |  | Included | 0.18
4 | NS4 | Providing and fixing uPVC SWR pipe (Type B) as per IS13592 :75mm dia pipe | m | 127.81 | 995424 |  | 18% |  |  | Included | 0.18
5 | NS5 | Providing and fixing uPVC SWR pipe (Type B) as per IS13592 :110mm dia pipe | m | 173.53 | 995424 |  | 18% |  |  | Included | 0.18
6 | NS6 | Providing and fixing bend of required degree with access door complete :100mmPVC -U SWR AS PER IS 14735 | Each | 24 | 995424 |  | 18% |  |  | Included | 0.18
7 | NS7 | Providing and fixing bend of required degree with access door complete :75mmPVC -U SWR AS PER IS 14735 | Each | 13 | 995424 |  | 18% |  |  | Included | 0.18
8 | NS8 | Providing and fixing plain bend of required degree/heel rest bend :100 mmPVC -U SWR AS PER IS 14735 | Each | 15 | 995424 |  | 18% |  |  | Included | 0.18
9 | NS9 | Providing and fixing plain bend of required degree/heel rest bend :75 mmPVC -U SWR AS PER IS 14735 | Each | 48 | 995424 |  | 18% |  |  | Included | 0.18
10 | NS10 | Providing and fixing terminal guard 100mm PVC -U SWR AS PER IS 14735 | Each | 10 | 995424 |  | 18% |  |  | Included | 0.18
11 | NS11 | Providing and fixing PVC Clips for SWR PIPES :100MM | Each | 42 | 995424 |  | 18% |  |  | Included | 0.18
12 | NS12 | Providing and fixing PVC Clips for SWR PIPES :75MM | Each | 15 | 995424 |  | 18% |  |  | Included | 0.18
13 | NS13 | P/F OF STAINLESS STEEL H HANDLE FOR FRAMELESS DOOR (32MMX457MM) SS202 grade or better | set | 2 | 995424 |  | 18% |  |  | Included | 0.18
14 | NS14 | Provoding LOCK FOR frameless door Ozone OPL-1 Steel Corner Patch Lock with Strike Plate (Silver) or equivalent | Nos | 2 | 995424 |  | 18% |  |  | Included | 0.18
15 | NS15 | Providing and fixing C.I Manhole Cover of size 455X610mm | Nos. | 6 | 995424 |  | 18% |  |  | Included | 0.18
16 | NS16 | Supply and fillimg of Brickbats in sunken portion of toilets | Cum | 11.203 | 995424 |  | 18% |  |  | Included | 0.18
17 | NS17 | Supply and fixing of Wall Mixer in toilet of make : Jaguar,Hindware ,cera or equivalent as per direction of engineer -in-charge | Nos. | 9 | 995424 |  | 18% |  |  | Included | 0.18
18 | NS18 | Providing and fixing CP Brass soap dish 109 mm wide, 125 mm high and 112 mm distance from wall of standard shape with bracket of the same materials with snap fittings of approved quality and colour, weighing not less than 105 gms. | Each | 13 | 995424 |  | 18% |  |  | Included | 0.18
19 | NS19 | Providing and fixing CP brass towel ring trapezoidal shape 215 mm long, 200 mm wide with minimum distances of 37 mm from wall face with concealed fittings arrangement of approved quality and colour, weighing not less than 88 gms. | each | 14 | 995424 |  | 18% |  |  | Included | 0.18
20 | NS20 | Providing and fixing CP Brass towel rail complete with brackets fixed to wooden cleats with CP brass screws with concealed fittings arrangement of approved quality and colour:600 mm long towel rail with total length of 645 mm, width 78 mm and effective height of 88 mm, weighing not less than 190 gms. | each | 13 | 995424 |  | 18% |  |  | Included | 0.18
|  | ELECTRICAL Scheduled Items (III) | [8 empty] | 0
1 | 1.8.1 | Wiring for light point/ fan point/ exhaust fan point/ call bell point with 1.5 sq.mm FRLS PVC insulated copper conductor single core cable in surface / recessed medium class PVC conduit, with piano type switch, phenolic laminated sheet, suitable size M.S. box and earthing the point with 1.5 sq.mm.FRLS PVC insulated copper conductor single core cable etc. as required. Group A | POINT | 42 | 995421 |  | 18% |  |  | Included | 0.18
2 | 1.9 | Wiring for twin control light point with 1.5 sq.mm FRLS PVC insulated copper conductor single core cable in surface / recessed medium class PVC conduit, 2 way piano type switch,phenolic laminated sheet, suitable size MS box and earthing the point with 1.5 sq.mm. FRLS PVC insulated copper conductor single core cable etc. as required. | POINT | 1 | 995421 |  | 18% |  |  | Included | 0.18
3 | 1.10.3 | Wiring for light point / fan point / exhaust fan point / call bell point with 1.5 sq mm FR LS PVC insulated copper conductor single core cable in surface / recessed PVC conduit, with modular switch, modular plate, suitable G.I. box and earthing the point with 1.5 sq mm FRLS PVC insulated copper conductor single core cable etc. as required.:Group C | Point | 212 | 995421 |  | 18% |  |  | Included | 0.18
4 | 1.11 | Wiring for twin control light point with 1.5 sq mm FR LS PVC insulated copper conductor single core cable in surface / recessed PVC conduit, with 2-way modular switch, modular plate, suitable G.I. box and earthing the point with 1.5 sq mm FRLS PVC insulated copper conductor single core cable etc. as required. | Point | 13 | 995421 |  | 18% |  |  | Included | 0.18
5 | 1.14.1 | Wiring for circuit/ submain wiring alongwith earth wire with the following sizes of FRLS PVC insulated copper conductor, single core cable in surface/ recessed medium class PVC conduit as required.: 2 X 1.5 sq. mm + 1 X 1.5 sq. mm earth wire | M | 452.6 | 995421 |  | 18% |  |  | Included | 0.18
6 | 1.14.2 | Wiring for circuit/ submain wiring alongwith earth wire with the following sizes of FRLS PVC insulated copper conductor, single core cable in surface/ recessed medium class PVC conduit as required..:2 X 2.5 sq. mm + 1 X 2.5 sq. mm earth wire | METER | 1169.72 | 995421 |  | 18% |  |  | Included | 0.18
7 | 1.14.3 | Wiring for circuit/ submain wiring alongwith earth wire with the following sizes of FRLS PVC insulated copper conductor, single core cable in surface/ recessed medium class PVC conduit as required 2 X 4 sq. mm + 1 X 4 sq. mm earth wire | M | 576.77 | 995421 |  | 18% |  |  | Included | 0.18
8 | 1.21.2 | Supplying and fixing of following sizes of medium class PVC conduit along with accessories in surface/recess including cutting the wall and making good the same in case of recessed conduit as required.:25MM | Metre | 1009.88 | 995461 |  | 18% |  |  | Included | 0.18
9 | 1.24.1 | Supplying and fixing following modular switch/ socket on the existing modular plate & switch box including connections but excluding modular plate etc. as required.:5/6 A switch | EACH | 131 | 995461 |  | 18% |  |  | Included | 0.18
10 | 1.24.4 | Supplying and fixing following modular switch/ socket on the existing modular plate & switch box including connections but excluding modular plate etc. as required.:3 pin 5/6 A socket outlet | EACH | 130 | 995461 |  | 18% |  |  | Included | 0.18
11 | 1.24.6 | Supplying and fixing following modular switch/ socket on the existing modular plate & switch box including connections but excluding modular plate etc. as required.:Telephone socket outlet | EACH | 11 | 995468 |  | 18% |  |  | Included | 0.18
12 | 1.24.7 | Supplying and fixing following modular switch/ socket on the existing modular plate & switch box including connections but excluding modular plate etc. as required.:TV antena socket outlet | EACH | 11 | 995468 |  | 18% |  |  | Included | 0.18
13 | 1.25 | Supplying and fixing two module stepped type electronic fan regulator on the existing modular plate switch box including connections but excluding modular plate etc. as required. | EACH | 30 | 995468 |  | 18% |  |  | Included | 0.18
14 | 1.27.2 | S/F modular boxes, base & cover plate: Supplying and fixing following size/ modules, GI box along with modular base & cover plate for modular switches in recess as required.:3 Module ( 100 mm x 75 mm) | Each | 60 | 995468 |  | 18% |  |  | Included | 0.18
15 | 1.27.4 | S/F modular boxes, base & cover plate: Supplying and fixing following size/ modules, GI box along with modular base & cover plate for modular switches in recess as required.:6 Module ( 200 mm x 75 mm) | Each | 84 | 995468 |  | 18% |  |  | Included | 0.18
16 | 1.27.6 | Supply and fixing of 12 Module (200mmX150mm) GI Box | Each | 18 | 995468 |  | 18% |  |  | Included | 0.18
17 | 1.31 | Supplying and fixing suitable size GI box with modular plate and cover in front on surface or in recess, including providing and fixing 3 pin 5/6 A modular socket outlet and 5/6 A Modular switch, connections etc. as required | Each | 238 | 995468 |  | 18% |  |  | Included | 0.18
18 | 1.32 | Supplying and fixing suitable size GI box with modular plate and cover in front on surface or in recess, including providing and fixing 6 pin 5/6 & 15/16 A modular socket outlet and 15/16 A Modular switch, connections etc. as required | Each | 87 | 995468 |  | 18% |  |  | Included | 0.18
19 | 1.41 | Installation, testing and commissioning of pre-wired, fluorescent fitting / compact fluorescent fitting of all types/LED battens, complete with all accessories and tube/lamp etc. directly on ceiling/ wall, including connections with 1.5 sq. mm FRLS PVC insulated, copper conductor, single core cable and earthing etc. as required. | Each | 231 | 995461 |  | 18% |  |  | Included | 0.18
20 | 1.45 | Installation, testing and commissioning of ceiling fan, including wiring the down rods of standard length (upto 30 cm) with 1.5 sq. mm FRLS PVC insulated, copper conductor, single core cable,including providing and fixing phenolic laminated sheet cover on the fan box etc. as required. | Each | 29 | 995461 |  | 18% |  |  | Included | 0.18
21 | 1.50.1 | Installation of exhaust fan in the existing opening, including making good the damage, connection, testing, commissioning etc. as required.:Upto 450 mm sweep | Each | 11 | 995461 |  | 18% |  |  | Included | 0.18
22 | 1.51 | Extra for fixing the louvers/ shutters complete with frame for a exhaust fan of all sizes. | Each | 11 | 995461 |  | 18% |  |  | Included | 0.18
23 | 1.18.2 | Supplying and drawing following pair 0.5 mm dia FRLS PVC insulated annealed copper conductor, unarmored telephone cable in the existing surface/ recessed steel/ PVC conduit as required.:2 Pair | METER | 160 | 995461 |  | 18% |  |  | Included | 0.18
24 | 1.19 | Supplying and drawing co-axial TV cable RG-6 grade, 0.7 mm solid core copper conductor PE insulated, shielded with fine tinned copper braid and protected with PVC sheath in the existing surface / recessed steel / PVC conduit as required. | Metre | 193.5 | 995424 |  | 18% |  |  | Included | 0.18
25 | 2.4.1 | Supplying and fixing following way,horizontal type three pole and neutral, sheet steel, MCB distribution board, 415 volts, on surface/ recess, complete with tinned copper busbar, neutral busbar, earth bar, din bar, detachable gland plate, interconnections, phosphatized and powder painted including earthing etc. as required. (But without MCB/RCCB/Isolator) (HAvells/L&T/Schneider/Equivalent makes): 4 way (4 + 12), Double door, horizontal TPN DB. | Each | 4 | 998736 |  | 18% |  |  | Included | 0.18
26 | 2.5.1 | Supplying and fixing of following ways surface/ recess mounting, vertical type, 415 V, TPN MCB distribution board of sheet steel, dust protected, duly powder painted, inclusive of 200 A tinned copper bus bar, common neutral link, earth bar, din bar for mounting MCBs (but without MCBs and incomer ) as required . (Note : Vertical type MCB TPDB is normally used where 3 phase outlets are required.):4 way (4 + 12), Double door | EACH | 2 | 998736 |  | 18% |  |  | Included | 0.18
27 | 2.10.1 | Supplying and fixing 5 A to 32 A rating, 240/415 V, 10 kA, "C" curve, miniature circuit breaker suitable for inductive load of following poles in the existing MCB DB complete with onnections, testing and commissioning etc. as required.: Single pole | EACH | 75 | 998736 |  | 18% |  |  | Included | 0.18
28 | 2.10.5 | Supplying and fixing 5 A to 32 A rating, 240/415 V, 10 kA, "C" curve, miniature circuit breaker suitable for inductive load of following poles in the existing MCB DB complete with Connections, testing and commissioning etc. as required.:Triple pole and neutral | EACH | 7 | 998736 |  | 18% |  |  | Included | 0.18
29 | 2.14.3 | Supply and fixing following rating, double pole, (single phase and neutral), 240 V, residual current circuit breaker (RCCB), having a sensitivity current 30 mA in the existing MCB DB complete with connections, testing and commissioning etc. as required. 63A | Each | 4 | 998736 |  | 18% |  |  | Included | 0.18
30 | 2.13.1 | Supply and fixing following rating, four pole, 415V, isolator in the existing MCB DB complete with connections, testing and commissioning etc. as required – 40A | Each | 8 | 998736 |  | 18% |  |  | Included | 0.18
31 | 2.13.2 | Supplying and fixing following rating, four pole, 415 V, isolator in the existing MCB DB complete with connections, testing and commissioning etc. as required : 63A | Each | 6 | 998736 |  | 18% |  |  | Included | 0.18
32 | 2.18 | S/F 20A SPN MCB industrial socket outlet:Supplying and fixing 20 amps, 240 volts, SPN industrial type, socket outlet, with 2 pole and earth, metal enclosed plug top along with 20 amps 'C' series, SP, MCB, in sheet steel inclosure, on surface or in recess, with chained metal cover for the socket out let and complete with connections, testing and commissioning etc. as required. | Each | 17 | 998736 |  | 18% |  |  | Included | 0.18
33 | 2.21 | Providing and fixing M.V. danger notice plate of 200 mm X 150 mm, made of mild steel, at least 2 mm thick, and vitreous enameled white on both sides, and with inscription in single red colour on front side as required. | EACH | 5 | 998736 |  | 18% |  |  | Included | 0.18
34 | 5.2 | Earthing with G.I. earth pipe 4.5 metre long, 40 mm dia including accessories, and providing masonry enclosure with cover plate having locking arrangement and watering pipe etc. with charcoal/ coke and salt as required. | Each | 2 | 995468 |  | 18% |  |  | Included | 0.18
35 | 5.4 | Earthing with G.I earth plate 600 mm X 600mmX6mm thick including accessories and providing mansonry enclosure with cover plate having locking arrangement and watering pipe of 2.7 meter long etc . With charcorl /cock and salt as required. . | Each | 2 | 995468 |  | 18% |  |  | Included | 0.18
36 | 5.6 | Earthing with copper earth plate 600 mm X 600 mm X 3 mm thick including accessories, and providing masonry enclosure with cover plate having locking arrangement and watering pipe of 2.7 metre long etc. with charcoal/ coke and salt as required. | SET | 2 | 995468 |  | 18% |  |  | Included | 0.18
37 | 5.9 | Supply and laying 25x5 copper strip at 0.50m below ground as strip earth electrode, including connection, / terminating with G.I. nut, bolt, spring, washer etc. as required. (Jointing shall be done by overlapping and with 2 sets of GI nuts and bolts and spring washer spaced at 50mm) | Meter | 35.75 | 995468 |  | 18% |  |  | Included | 0.18
38 | 5.10 | Supplying and fixing25x5mmG.I. strip in 40mm dia G.i. pipe from earth electrod all complete as per specification and direction of E/I. | Meter | 9 | 995468 |  | 18% |  |  | Included | 0.18
39 | 5.15 | Providing and fixing 25 mm X 5 mm G.I. strip on surface or in recess for connections etc. as required. | M | 37.76 | 995468 |  | 18% |  |  | Included | 0.18
40 | 5.19 | Providing and fixing 4.00 mm dia copper wire on surface or in recess for loop earthing alongwith existing surface /recessed conduit/ submain wiring/ cable as required | Mtr | 9 | 995468 |  | 18% |  |  | Included | 0.18
41 | 6.2 | Providing and fixing of lightning conductor finial, made of 25mm dia 300 mm long, G.I. tube, having single prong at top, with 85 mm dia 6 mm thick G.I. base plate including holes etc. complete as required. | Each | 2 | 998739 |  | 18% |  |  | Included | 0.18
42 | 6.4 | Jointing copper / G.I. tape (with another copper/ G I tape, base of the finial or any other metallic object) by riveting / nut bolting/ sweating and soldering etc as required | Each | 4 | 998739 |  | 18% |  |  | Included | 0.18
43 | 6.7 | Providing and fixing G.I. tape 20 mm X 3 mm thick on parapet or surface of wall for lightning conductor complete as required.(For horizontal run) | Meter | 91 | 998739 |  | 18% |  |  | Included | 0.18
44 | 6.8 | Providing and fixing G.I. tape 20 mm X 3 mm thick on parapet or surface of wall for lightning conductor complete as required.(For vertical run) | Meter | 7.9 | 998739 |  | 18% |  |  | Included | 0.18
45 | 7.10 | Supplying and fixing cable route marker with 10 cm X 10 cm X 5 mm thick G.I. plate with inscription there on, bolted /welded to 35 mm X 35 mm X 6 mm angle iron, 60 cm long and fixing the same in ground as required. | EACH | 20 | 998739 |  | 18% |  |  | Included | 0.18
|  | ELECTRICAL Non Scheduled Items (IV) | [8 empty] | 0
1 | NS-1 | Supply, installation, testing and commissioning of LED tubelight 20W (Philips Astra Line 20-Watt LED Battern (Cool Day Light or equivalent)) complete with all accessories as required - of POWERGRID approved makes | Each | 17 | 995468 |  | 18% |  |  | Included | 0.18
2 | NS-2 | Supply, installation, testing and commissioning of LED tubelight 11W (PHILIPS 31167 11W Adjustable Mirror Light) or equivalent) complete with all accessories as required - of POWERGRID approved makes | Each | 12 | 995468 |  | 18% |  |  | Included | 0.18
3 | NS-3 | Supply, installation, testing and commissioning of bulk head fitting Complete with all accessories 10 Watt LED lamp as required ; make as per TS | Each | 4 | 995468 |  | 18% |  |  | Included | 0.18
4 | NS-4 | Supplying fitting and fixing 250 mm dia exhaust fan with plastic body and blade, self closing louvers in the fan, to provide off mode protection against birds etc. inclusive of all taxes royalty etc. all complete as per specification and direction of E/I. (WITH CEILING ROSE) | Each | 13 | 995421 |  | 18% |  |  | Included | 0.18
5 | NS-5 | Supplying fitting and fixing 1400 mm sweep ceilling fan high quality & high speed, heavy duty ,(approved make) inclusive of all taxes royalty etc. all complete as per specification and direction of E/I. Crompton/CGL/Bajaj/ Havells/ Usha/Philips makes | Each | 18 | 995421 |  | 18% |  |  | Included | 0.18
6 | NS-6 | Supplying fitting and fixing 1200 mm sweep ceilling fan high quality & high speed, heavy duty ,(approved make) inclusive of all taxes royalty etc. all complete as per specification and direction of E/I. Crompton/CGL/BAjaj/Havells/Usha/Philips makes | Each | 11 | 995421 |  | 18% |  |  | Included | 0.18
7 | NS-7 | 2mm CRCA Indoor Panel alongwith 1 No. 250A MCCB 4P 36kA with Extended Handle & Spreader for Incoming and 3 Nos. 125A MCCB 4P 36kA with Extended Handle,Spreader forr outgoing consisting of suitable rating of Alu Busbar. This also includes supply and installation of 3-phase energy meter | EAch | 1 | 995421 |  | 18% |  |  | Included | 0.18
8 | NS-8 | Supply & Installation of Geyser of minimum 3star and above with 15llts capacity of approved make by engineer-in-charge | each | 13 | 995421 |  | 18% |  |  | Included | 0.18
9 | NS-9 | Supply & Installation of 1500 m³/hr Auto-Clean curved glass Kitchen Chimney of approved make as per the Engineer-in-charge | each | 1 | 995421 |  | 18% |  |  | Included | 0.18
10 | NS-10 | Supplying, installation, testing and commissioning of following sizes and core PVC /XLPE insulated PVC sheathed ,heavy duty, armoured electrical cable with aluminium conductor for working voltage upto and including 1100 volts (Powergrid Approved make cables) 70sq. mm , 3.5 core | Meter | 100 | 995421 |  | 18% |  |  | Included | 0.18
11 | NS-11 | Supplying, installation, testing and commissioning of following sizes and core PVC /XLPE insulated PVC sheathed ,heavy duty, armoured electrical cable with aluminium conductor for working voltage upto and including 1100 volts (Powergrid Approved make cables) 4Cx16 Sq-mm | Meter | 1000 | 995421 |  | 18% |  |  | Included | 0.18
12 | NS-12 | Supply, Installation, testing and commissioning of 1.5 Ton Invertor model All weather (Hot & cold) Split AC(copper condensor ) with minimum 3 star rating and above. Scope of work including installation of indoor and outdoor units, laying of AC pipes in wall/PVC conduit upto outdoor unit and drain pipe. Fixing of Outdoor unit with suitable support fixure/frame etc all in complete respect as per directions of Engineer In-Charge. | Each | 17 | 995421 |  | 18% |  |  | Included | 0.18
13 | NS-13 | Supply and laying/installation of Additional AC duct pipes and drain pipe in wall /Recessed PVC conduit as per the instructions of Engineer-in-charge | Ft | 223.5 | 995421 |  | 18% |  |  | Included | 0.18
14 | NS-14 | Supply and installation of decorative wall mounted LED Night lamp fitting with lamp Philips make Philips 31434 Muziris Laminar Wall Lamp or equivalant as approved by the Engineer-in-charge | Each | 13 | 995421 |  | 18% |  |  | Included | 0.18
15 | NS-15 | Supply installation, testing and commissioning of Lighting Fixture: Type SL-D1 as per TS (30W) Post Top Lighting Fixture (With all required accessories for fixing, termination and earthing) as per TS (Phillips, Bajaj, Havells, Insta, equivalent) | Each | 15 | 998731 |  | 18% |  |  | Included | 0.18
16 | NS-16 | Supply installation, testing and commissioning of Supply of D1 Pole 4 Mtr (With all required accessories for fixing and earthing) as per TS | Each | 15 |  |  | 18% |  |  | Included | 0.18
17 | NS-17 | Supply Installation testing and commissioning of Sub Lighting Panel Incomers: 4 pole 32A TPN MCB suitable for 415V AC supply Outgoings: 8 nos. terminal blocks suitable for cable upto 16 sq. mm cable. Mounting: Suitable for Outdoor applications with Loop in and Loop out facility. | Each | 2 | 998731 |  | 18% |  |  | Included | 0.18
18 | NS-18 | Supply, installation, testing and commissioning of 1.1kV 2C x 6 Sq-mm PVC cable | Mtrs | 200 | 998731 |  | 18% |  |  | Included | 0.18
19 | NS-19 | Supply of 20w LED batten complete with all accessories of make philips/havells/syska or equivalent | Nos | 22 | 998731 |  | 18% |  |  | Included | 0.18
20 | NS-20 | Supply 380-450 mm, 1400 RPM exhaust fans complete with brackets,blades and all other accessories and fittings,confirming to relevant IS and suitable for operation on 230 V single phase AC supply | Nos | 3 | 998731 |  | 18% |  |  | Included | 0.18
21 | NS-21 | SUPPLY AND INSTALLATION of 100Watt(waterproof) LED flood light of make Philps/Bajaj or equivalent as approved by Engg in charge | Nos | 6 | 998731 |  | 18% |  |  | Included | 0.18
22 | NS-22 | Supply & installation of 5 HP, 3 phase open well submercible pumpset with minimum head of 20 m and above suction 80/65mm & Delivery 65/50 mm of Kirloskar/CRI/ any ISI make as approved by Engineer-in-charge | EACH | 2 | 998731 |  | 18% |  |  | Included | 0.18
23 | NS-23 | Supply and installation of DOL starter with overload protection rating 11-18A suitable for operation of 5HP, 3ph monoblock pumpset complete | EACH | 2 | 998731 |  | 18% |  |  | Included | 0.18
24 | NS-24 | Supply of 10/12W water proof LED cool white underwater light fitting suitable for installation on wall/ceiling of underground water sump/tank | EACH | 2 | 998731 |  | 18% |  |  | Included | 0.18
25 | NS-25 | Supply and fixing of 200 mm dia circular LED Lights in ceiling make :philips,anchor,Crompton etc | Nos. | 156 | 998731 |  | 18% |  |  | Included | 0.18
|  | Total charges (Excluding Tax) | [7 empty] | 0
|  | GST | [7 empty] | 0
|  | Total Amount including all taxes & duties | [7 empty] | 0
Date : |  | --2025
Place : |  | 0 | [5 empty] | Printed Name : | 0
[8 empty] | Designation : | 0

## Ext. Electrification-Sch-3 (hidden)
NR1/T/W-CIVIL/DOM/I00/25/03282 - SRM RFX 5002004325 | [9 empty] | Schedule - 3
Construction of Transit Camp/Field Hostel at 765/400 kV Sikar II New Substation | [13 empty] | As per Lum-sum |  | 0
(SCHEDULE OF RATES AND PRICES ) | [13 empty] | AS per Percent |  | #REF!
[14 empty] | As per lum-sum on Sch-2 |  | 0%
Bidder’s Name and Address | [8 empty] | To: |  |  |  |  | As per Percent on Sch-2 |  | #REF!
[14 empty] | Total Discount |  | #REF!
Name : | [8 empty] | Contracts & Material
Address : | [8 empty] | Power Grid Corporation of India Ltd.,
[9 empty] | Rajasthan Projects Office, |  |  |  |  | Multipackage Discount |  | #REF!
4th Floor, REIL House, Shipra Path,
Mansarovar, Jaipur-302020 Rajasthan
[10 empty] | All Prices are in Indian Rupees. |  |  |  |  | Amount after Discount (Rs.) |  | Dis Alert | Amount after MPD (Rs.)
SI. No. | DSR Ref | Description | Unit | Quantity | SAC Code | WhetherHSN in column ‘5’ is confirmed. If not indicate applicable theHSNC # | Rate of GST applicable ( in %) | Whether rate of GST in column ‘7’ is confirmed. If not indicate applicable rate of GST # (Select suitable GST rate from Dropdown) | Unit Charges (Excluding GST) | Total Charges (excluding GST) |  |  |  |  | Unit Freight & Insurance Charges | Total Freight & Insurance Charges |  | Unit Freight & Insurance Charges | Total Freight & Insurance Charges
1 | 2 | 3 | 4 | 5 | 6 | 7 | 8 | 9 | 10 | 11=10X5 |  |  | 0% |  | 5 | 6 = 4 x 5 |  | 5 | 6 = 4 x 5
0
| 13.1 | Supplying and erection of 11 kV pin insulator complete with large steel head G.I. pin, nuts, washers etc. as required. | each | 3 | 998739 |  | 18% |  |  | Included | 0.18
| 13.13 | Supplying and erection of three piece nonlinear resistor type lightning arrestor suitable for 3 wire, 11 kV overhead lines with rated voltage 9 kV (rms) with a nominal discharge current rating of 5 kA and complete with galvanised clamping arrangement, G.I. bolts, nuts, washers etc. as required. | set | 3 | 998739 |  | 18% |  |  | Included | 0.18
|  | S.H.-III Cable & Pipes | [8 empty] | 0
| 14.16 | Supplying and laying of following size DWC HDPE pipe ISI marked along with all accessories like socket, bend, couplers etc. conforming to IS 14930, Part II complete with fitting and cutting, jointing etc..direct in ground (75 cm below ground level) including excavation and refilling the trench but excluding sand cushioning and protective covering etc., complete as required. | [8 empty] | 0
| 14.16.1 | 63 mm dia (OD-63 mm & ID-51 mm nominal) | Mtr | 75 | 998739 |  | 18% |  |  | Included | 0.18
| 14.16.2 | 90 mm dia (OD-90 mm & ID-76 mm nominal) | Mtr | 20 | 998739 |  | 18% |  |  | Included | 0.18
| 14.16.5 | 200 mm dia (OD-200 mm & ID-175 mm nominal) | Mtr | 10 | 998739 |  | 18% |  |  | Included | 0.18
| CIVIL DSR 19.7.1.1 | Constructing brick masonry manhole in cement mortar 1:4 ( 1 cement :4 coarse sand) RCC top slab with 1:2:4 mix ( 1 cement :2 coarse sand:4 graded stone aggregate 20 mm nominal size), foundation concrete 1:4:8 mix ( 1 cement :4 coarse sand:8 graded stone aggregate 40 mm nominal size) inside plastering 12 mm thick with cement mortar 1:3 (1 cement :3 coarse sand) finished with floating coat of neat cement and making channels in cement concrete 1:2:4 (1 cement : coarse sand :4 graaded stone aggregate 20 mm nominal size) finished with a floating coat of neat cement complete as per stnadard design: Inside size 30x30 cm and and 45 cm deep including C.I. cover with frame (light duty) 500 mm internal diameter , total weight of cover and frame to be not less than 116 kg (weight of cover 58 kg and weight of frame 58 kg) With common burnt clay FPS ( non modular) bricks of class designation 7.5 | each | 10 | 995424 |  | 18% |  |  | Included | 0.18
| 10.1 | Supplying and making indoor cable end jointing with cast resin compound, including lugs and other jointing materials, for following size of 3 core, XLPE aluminium conductor cable of 11 kV grade as required. | Each | 2 |  |  | 18% |  |  | Included | 0.18
| 10.1.2 | 120 sq. mm | [8 empty] | 0
| 9.1 | Supplying and making end termination with brass compression gland and aluminium lugs for following size of PVC insulated and PVC sheathed / XLPE aluminium conductor cable of 1.1 KV grade as required. | [8 empty] | 0
| 9.1.25 | 2x6 sq. mm | Each | 156 | 998739 |  | 18% |  |  | Included | 0.18
| 9.1.32 | 4x10 sq. mm | Each | 2 | 998739 |  | 18% |  |  | Included | 0.18
| 9.1.20 | 3.5x25 sq.mm (28 mm) | Each | 8 | 998739 |  | 18% |  |  | Included | 0.18
| 9.1.21 | 3½ X 35 sq. mm (32 mm) | Each | 6 | 998739 |  | 18% |  |  | Included | 0.18
| 9.1.23 | 3.5 x 70 sq. mm | Each | 2 | 998739 |  | 18% |  |  | Included | 0.18
| 9.1.33 | 4x16 sq. mm | Each | 2 | 998739 |  | 18% |  |  | Included | 0.18
| 7.1 | Laying of one number PVC insulated and PVC sheathed / XLPE power cable of 1.1 KV grade of following size direct in ground including excavation, sand cushioning, protective covering and refilling the trench etc as required. | [8 empty] | 0
| 7.1.1 | Upto 35 sq. mm | Mtr | 1847 | 998739 |  | 18% |  |  | Included | 0.18
0
| 7.1.2 | Above 35 sq. mm and up to 95 sq. mm | Mtr | 110 | 998739 |  | 18% |  |  | Included | 0.18
0
| 7.1.4 | Above 185 sq. mm and up to 400 sq. mm | Mtr | 140 | 998739 |  | 18% |  |  | Included | 0.18
0
| 7.2 | Laying of one number additional PVC insulated and PVC sheathed/XLPE power cable of 1.1 KV grade of following size direct in ground in the same trench in one tier horizontal formation inclucing excavation, sand cushioning, protective covering and refilling the trench etc. as required. | [8 empty] | 0
| 7.2.1 | Up to 35 sq. mm | Mtr | 173 | 998739 |  | 18% |  |  | Included | 0.18
0
| 7.5 | Laying of one number PVC insulated and PVC sheathed /XLPE power cable of 1.1 KV grade of following size in the existing RCC/HUME/METAL pipe as required. | [8 empty] | 0
| 7.5.1 | Up to 35 sq. mm | Mtr | 195 | 998739 |  | 18% |  |  | Included | 0.18
0
| 7.5.2 | Above 35 sq. mm and up to 95 sq. mm | Mtr | 5 | 998739 |  | 18% |  |  | Included | 0.18
0
| 7.5.4 | Above 185 sq. mm and up to 400 sq. mm | Mtr | 5 | 998739 |  | 18% |  |  | Included | 0.18
0
| 7.6 | Laying of one number PVC insulated and PVC sheathed /XLPE power cable of 1.1KV grade of following size in the existing masonry open duct as required. | [8 empty] | 0
| 7.6.1 | Upto 35 sq. mm | Mtr | 95 | 998739 |  | 18% |  |  | Included | 0.18
0
| 7.6.2 | Above 35 sq. mm and up to 95 sq. mm | Mtr | 5 | 998739 |  | 18% |  |  | Included | 0.18
0
| 7.6.4 | Above 185 sq. mm and up to 400 sq. mm | Mtr | 5 | 998739 |  | 18% |  |  | Included | 0.18
0
| 7.7 | Laying and fixing of one number PVC insulated and PVC sheathed /XLPE power cable of 1.1 kV grade of following size on wall surface as requred. | [8 empty] | 0
| 7.7.1 | Upto 35 Sq. mm (clamped with 1 mm thick saddle) | Metre | 5 | 998739 |  | 18% |  |  | Included | 0.18
0
| 8.1 | Laying of one number PVC insulated and PVC sheathed / XLPE power cable of 11 kV grade of following size direct in ground including excavation, sand cushioning, protective covering and refilling the trench etc. as required. | [8 empty] | 0
| 8.1.1 | Upto 120 sq. mm | Mtr | 40 | 998739 |  | 18% |  |  | Included | 0.18
0
| 8.3 | Laying of one number PVC insulated and PVC sheathed / XLPE power cable of 11 kV grade of following size in the existing RCC/ HUME/ METAL pipe as required. | [8 empty] | 0
| 8.3.1 | Upto 120 sq. mm | Mtr | 10 | 998739 |  | 18% |  |  | Included | 0.18
|  | S.H.- V Earthing | [8 empty] | 0
| 5.2 | Earthing with G.I. pipe 4.5 metre long 40 mm dia including accessories and providing masonry enclosure with cover plate having locking arrangement and watering pipe etc. with charcoal/ coke and salt as required. | Each | 7 | 998739 |  | 18% |  |  | Included | 0.18
0
| 5.4 | Earthing with G.I. earth plate 600 mm X 600 mm X 6 mm thick including accessories, and providing masonry enclosure with cover plate having locking arrangement and watering pipe of 2.7 metre long etc. with charcoal/ coke and salt as required. | Sets | 12 | 998739 |  | 18% |  |  | Included | 0.18
0
| 5.6 | Earthing with copper earth plate 600 mm X 600 mm X 3 mm thick including accessories, and providing masonry enclosure with cover plate having locking arrangement and watering pipe of 2.7 meter long etc. with charcoal/ coke and salt as required. | Set | 2 | 998739 |  | 18% |  |  | Included | 0.18
0
| 5.1 | Providing and fixing 25 mm X 5 mm copper strip in 40 mm dia G.I. pipe from earth electrode including connection with brass nut, bolt, spring, washer excavation and re-filling etc. as required. | Mtr | 10 | 998739 |  | 18% |  |  | Included | 0.18
0
| 5.11 | Providing and fixing 25 mm X 5 mm G.I. strip in 40 mm dia G.I.pipe from earth electrode including connection with G.I. nut,bolt, spring, washer excavation and re-filling etc. as required. | Mtr | 50 | 998739 |  | 18% |  |  | Included | 0.18
0
| 5.12 | Providing and laying earth connection from earth electrode with 6 SWG dia G.I wire in 15 mm dia G.I pipe FRLSom earth electrode including conneciton with G.I thimble excavation and re-filling as required. | Mtr | 35 | 998739 |  | 18% |  |  | Included | 0.18
0
| 5.18 | Providing and fixing 6 SWG dia G.I wire on surface or in recess for loop earthing along with existing surface/recessed conduit/submain wiring/cable as required. | Mtr | 3800 | 998739 |  | 18% |  |  | Included | 0.18
|  | Sub Head I - 11 KV H.T. Out door items :- | [8 empty] | 0
| MR | Supply and erection of 152.x152 mm 9 mtr. long H beam steel pole (37.1 kg/meter) in cement concrete foundation 1:3:6 ( 1 cement: 3 coarse sand: graded stone aggregate 40mm nominal size) including excavation aligning, keeping the pole in vertical position, painting with one coat of red oxide (primer), secured with holding clamps nuts and bolts, confirming to relevant ISS etc. as required. | each | 2 | 998731 |  | 18% |  |  | Included | 0.18
| MR | Supply and fixing of following sizes of Angle/channel/flat iron in the pole structure for mounting of lighting arrestors, A.B. switches, D.O. fuse assembles, Disc insulators, pin and post insulators.P.T. & cable end box etc. complete with G.I. Nuts, bolts, washers making of holes and other required materials painting with one coat of red oxide etc. as required. 1. M.S. channel (100 x 50mm) 2.M.S. angle iron ( 50x50x6mm) 3.M.S. flat iron (80x6mm) for clamps 4.M.S. plate 7mm thick (for mounting of lightning arrestors). Note: Cost of lightning arrestors AB switches etc. not to be included in this item. They are covered under item No. 1.6 and 1.7 | kg | 400 | 998731 |  | 18% |  |  | Included | 0.18
| MR | Painting of one no. 2 pole structure complete with members including clamps, brackets,nuts,bolts and washers with additional one coat of red oxide (primer) and two coats of aluminium paint of approved make etc. as required. | job | 1 | 998731 |  | 18% |  |  | Included | 0.18
| MR | Supply and fixing anti climbing device made of G.I. Barbed wire confirming to ISS 278-1960 having 4 points barbs 12.5 kg/100m size wrapped helically with a pitch of 75mm on the existing poles for height 1.5m commencing from 3.5m from ground with suitable clamps at the end as required. | each | 2 | 998731 |  | 18% |  |  | Included | 0.18
| MR | Supplying, spreading and dressing of 40mm (nominal) graded stone broken from boulders of hard quartz and sand stone upto a depth of 150mm (nominal) in the existing H.T. yard etc. as required. | cum | 8 | 995428 |  | 18% |  |  | Included | 0.18
| MR | Supplying and erection (one set of three numbers) of 200 Amps.11 KV A.C. supply system H.T. gang operated air break isolating switch assembly (tilting type) with phosphor bronze/tinned copper contacts complete with operating handle of suitable length with square bar handle including pad locking arrangement and other G.I. hardware fittings confirming to relevant I.S. specifications and fixing the same on the existing pole structure on channels and clamps including making connections, testing and commisssioning etc. as required. | set | 1 | 998736 |  | 18% |  |  | Included | 0.18
| MR | Supplying and erection (one set of three Nos.) of 11 KV dropout fuse unit assembly vertical mounting complete with fuse barrel, fuses and other G.I. Hardware fittings confirming to relevant ISS & fixing the same on the existing pole structure including making of connections, testing and commissioning etc. as required. | set | 1 | 998736 |  | 18% |  |  | Included | 0.18
| MR | Supply, installation, testing and commissioning of outdoor type transformer of 400 KVA capacity ONAN type with copper winding having a continuous rating of 11 KV/433 V 3 phase 50 Hz. Vector group Dy N 11 having 3x120 sq. mm 11 KV u.g cable on H.V.side and 1 No. 3.5 core 300 sq.mm underground cable on 433 volts side, with all fittings and accesories off load tap changer for - 7.5% to + 7.5% of 2.5 each complete with filtered oil etc.and outdoor foundation plate form complete confirming to section 3 of CPWD General specifications for electrical works (part IV sub-station) 2013. | set | 1 | 998736 |  | 18% |  |  | Included | 0.18
| MR | Supplying and drawing of ACSR Raccoon conductor of approved make including stringing and making complete with binding at existing insulator jointing jumpering teeing of connections etc. as required. | mtr | 20 | 995468 |  | 18% |  |  | Included | 0.18
|  | Sub Head-II L.T Panel & Feeder Pillar | [8 empty] | 0
| MR | Supplying, installation, testing and commissioning of cubicle type LT panel suitable for 415 V, 3 Phase, 4 wire 50 HZ AC supply system fabricated in comparmentalized ( preferable) design from CRCA sheet steel of 2 mm thick for frame work and covers, 3 mm thick fro gland, plates i/c cleaning and finishing complete with 7 tank process for powder coating in approved shade, having 3000Amp capacity extensible type TPN aluminium alloy bus bars of high conductivity, DMC/SMC bus bars of high conductivity, DMC/SMC bus bar supports, with short circuit withstand capacity of 31 MVA for 1 sec, bottom base channel of MS section not less than 100 mm x 50 mm x5 mm at the rear with 2 nos. earth stud, solid connectons from main bus bar to switch gears with required size of Al. bus bars and control wiring with 2.5 sq. mm. PVC insulated copper conductor S/C cable, cable alleys, cable gland plated in two hald, i/c providing following switch gears:- Incoming:2 Nos. four pole MCCB of fault breaking capacity 50 KA (Ics=Icu up to 433V) , fitted with interlocked door,complete with following accessories for each MCCB. (a) 800A 4P MCCB- 1 no. for normal supply (b) 630A 4P MCCB - 1 no. for DG supply | Set | 1 | 998736 |  | 18% |  |  | Included | 0.18
| (a) | 800A 4P MCCB- 1 no. for normal supply |  |  | Price included above | [5 empty] | 0
| (b) | 630A 4P MCCB - 1 no. for DG supply | [8 empty] | 0
| © | Analog 96 mm square /Digital* type volmeter (0-500V), with selector switch and back up / MCBs- 1 set. | [8 empty] | 0
| (d) | Analog 96 mm. square /Digital* type Ammeter (0- 800Amp), with selector switch and one set of 3 nos. CT's of ratio 800 /5A Class I accuracy and 15 VA burden- 1 set . | [8 empty] | 0
| (e) | 3 Nos. Phase indication LED lamps with 2 Amp back up HRC fuse, breaker 'ON' indicated light with 2 A HRC fuse, test terminal block set, fuses, circuits as per standard practice, auxiliary contacts for positive interlocking of the breakers as required. | [8 empty] | 0
|  | (II) Bus Couplers: | [8 empty] | 0
|  | 1 No. 800 Amps 4 Pole MCCB of fault breaking capacity 50 KA (Ics-Icu up to 433 V) complete. | [8 empty] | 0
|  | (III) Bus Bars: | [8 empty] | 0
|  | TPN aluminium bus bars of minimum of 1000 Amps capacity with heat shrinkabel coloured sleeves and i/c DMC/SMC bus bar cross section, size supports & their spacing etc. for withstanding fault level of 31 MVA for 1 sec. | [8 empty] | 0
|  | (IV) Interlocking: | [8 empty] | 0
|  | Electrical throuth advance contacts in MCCBs (incomers & bus coupler) and mechanical ( castel key) interloking should be provided to ensure that only one supply is available at a time on each section of bus and to eliminated any possibility of accidentally approaching two supplies at one bus section. | [8 empty] | 0
|  | (V) Outgoing: | [8 empty] | 0
| (a) | 200A 4 P MCCB 35 KA - 5 nos. | [8 empty] | 0
| (b) | 100 A 4 P MCCB - 25 KA - 5 nos. | [8 empty] | 0
| ( c) | 63A 4P MCCB 25 KA 1 no. | [8 empty] | 0
0
|  | Feeder Pillar for compound lights | [8 empty] | 0
| MR | Supply, installation, testing and commissioning of cubicle type feeder pillar (out -door type) suitable for 415 V. 3 ph. 4 wire 50 Hz AC Supply system fabricated in compartmentalizer (preferably) design from CRCA sheet steel 2 mm thick for frame work and covers 3 mm thick for gland plates i/c cleaning & finishing complete with 7 tank process for powder coating in approved shade having 200amps capacity extensible type TPN aluminium alloy bus bars, bottom base channel of MS section not less than 100 mm x 50mmx5 mm thick complete with 2 nos. earth stud the control wiring shall be with 2.5 sq. mm PVCinsulated copper conductor s/c cable complete with cable alloys, cable gland plates in two half i/c providing following switch gears. | Set | 1 | 998736 |  | 18% |  |  | Included | 0.18
| (a) | Incomer |  |  | Prices included above | [5 empty] | 0
|  | (i) 63 Amp 4P MCCB 25 KA- 1 no | [8 empty] | 0
|  | (ii) 40 Amps astronomical time switch for automatic switching On & OFF of compound Lights (Auto ON, Auto OFF, Auto modes) with manual over ride facility with 12/24 hrs. display format with suitable battery and indications for relay status i/c programming at site complete as required. | [8 empty] | 0
| (b) | Outgoing | [8 empty] | 0
| (i) | 6-15 Amp DP MCB 10 KA - 15 nos. | [8 empty] | 0
|  | Feeder Pillar for Quarters | [8 empty] | 0
| MR | Supply, installation, testing and commissioning of cubicle type feeder pillar (out -door type) suitable for 415 V. 3 ph. 4 wire 50 Hz AC Supply system fabricated in compartmentalizer (preferably) design from CRCA sheet steel 2 mm thick for frame work and covers 3 mm thick for gland plates i/c cleaning & finishing complete with 7 tank process for powder coating in approved shade having 400amps capacity extensible type TPN aluminium alloy bus bars, bottom base channel of MS section not less than 100 mm x 50mmx5 mm thick complete with 2 nos. earth stud the control wiring shall be with 2.5 sq. mm PVC insulated copper conductor s/c cable complete with cable alloys, cable gland plates in two half i/c providing following switch gears. | Set | 1 | 998736 |  | 18% |  |  | Included | 0.18
| A | Incomer | [8 empty] | 0
| (i) | 200A 4P MCCB 35KA-1 no |  | Prices included above | [6 empty] | 0
| B | Outgoing | [8 empty] | 0
| (i) | 100A 4P MCCB 25 KA- 2 nos. | [8 empty] | 0
| (ii) | 63A 4P MCCB 25KA - 6 nos | [8 empty] | 0
0
|  | AUTOMATIC POWER FACTOR CORRECTION PANEL | [8 empty] | 0
| MR | Design, manufacture, supply, storing, inspection, handling, assembling, installation in correct alignment, position, affecting proper connections, testing and commissioning of 14 SWG CRCA sheet steel fabricated cubical type 125 KVAR A P F C Panel APP/Mdxl type consisting of, one no. 50 KVAR 2 nos. 25 KVAR and 2 nos. 12.5 KVAR complete with 1 no 8 step APFC relay etc., in tier formation, housed in an integrated cubicle type automatic switching ON and OFF control panel, floor mounting, dust & virmin proof, front operated construction, enclosure class - IP 52, Painting by one coat of red oxide primer with two coats of approved synthetic enamel paint complete with top/bottom removable gland plates, as required, double compression type cable glands, earth bus, hinged and lockable doors to achieve dust and vermin proof complete with all inter connections small wiring by min. 2,5 sq. mm. copper wires, ckt labels etc. The Aluminium Bus Bar shall be of suitable length, 440 Volts, 3 phase 50 Hz, suitable capacitor duty contineous to be used for switching etc., as required. | SET | 1 | 998736 |  | 18% |  |  | Included | 0.18
|  | S.H.-III Cable & Pipes | [8 empty] | 0
| MR | Suppy of 3 core 120 sq.mm standard aluminium conductor 11 KV grade XLPE (E) insulated PVC sheathed galvanised flat steel sheet armoured cable conforming to IS 7098 (Pt-II with latest amendment) | Mtr | 50 | 998739 |  | 18% |  |  | Included | 0.18
0
| MR | Supply of ISI marked aluminium conductor XLPE insulated cable as per IS 7098 armored secured Sheathed 1100 volts grade as required. | [8 empty] | 0
| (i) | 3.5x300 sq. mm | Mtr | 150 | 998739 |  | 18% |  |  | Included | 0.18
| (ii) | 3.5x70 sq. mm | Mtr | 120 | 998739 |  | 18% |  |  | Included | 0.18
| (iii) | 3.5x35 sq. mm | Mtr | 500 | 998739 |  | 18% |  |  | Included | 0.18
| (iv) | 3.5x25 sq. mm | Mtr | 200 | 998739 |  | 18% |  |  | Included | 0.18
| (vi) | 4x16 sq. mm | Mtr | 60 | 998739 |  | 18% |  |  | Included | 0.18
| (vii) | 4x10 sq. mm | Mtr | 5 | 998739 |  | 18% |  |  | Included | 0.18
| (viii) | 2x6 sq. mm | Mtr | 1550 | 998739 |  | 18% |  |  | Included | 0.18
0
| MR | Supplying and making end termination with brass compression gland and aluminium lugs for following size of PVC insulated and PVC sheathed / XLPE aluminium conductor cable of 1.1 KV grade as required. 3.5 x 300 sq. mm | Each | 2 | 998739 |  | 18% |  |  | Included | 0.18
|  | S.H.-IV (Compound Light Fittings) | [8 empty] | 0
| MR | Supply, installation, testing and commissioning of 40 watt LED street light fitting IP 66 suitable for installation on 6 mtr high existing pole complete with IP 66 control gear in separate compartment , extruded aluminium painted housing, a toughened glass protector etc., as required (POWERGRID approved make) | each | 15 | 998739 |  | 18% |  |  | Included | 0.18
0
| MR | Supply, installation, testing and commissioning of 150 W LED street light fitting IP 66 suitable for installation street light fitting IP 66 suitable for installation on 6 mtr high existing pole complete with IP 66 control gear in separate compartment , extruded aluminium painted housing, a toughened glass protector etc., as required (POWERGRID approved make) | each | 4 | 998739 |  | 18% |  |  | Included | 0.18
0
| MR | Supply, installation, testing and commissioning of 40W LED Post top luminaire sealed to IP 66 and impact resistance complete with aluminium housing a canopy and high impact polycarbonate protector etc., complete as required (POWERGRID approved make) | each | 30 | 998739 |  | 18% |  |  | Included | 0.18
0
| MR | Supply, installation, testing and commissioning of 14 Watt LED prewired Bollard Lights complete with protector etc., as required to cat No. Bollard LED 14w-NW-Monichromatic. (POWERGRID approved make) | each | 23 |  |  | 18% |  |  | Included | 0.18
0
| MR | Supply, installation, testing and commissioning of base mounted above ground 6 meter long tubular G.I. pole along with single side 500 mm bracket suitable for installing 40/150 watt LED street light fitting. Bottom of the pole shall be 127 mm dia till 1 meter and 76 mm dia for 5 meter along with 16 mm thick base plate of size 300 mm x 300 mm. The column shall also be provided with flush door at the bottom with junction /looping box along with heavy duty connector etc., complete as required (POWERGRID approved make) | each | 19 | 998739 |  | 18% |  |  | Included | 0.18
0
| MR | Supply, installation, testing and commissioning of base mounted above ground 4 meter long tubular G.I. Pole of 114mm dia throughout & baseplate of size 300 mm x300 mm complete with flush door at the bottom with junction /laying box with H.D. connector etc., complete as required | each | 30 | 998739 |  | 18% |  |  | Included | 0.18
0
| MR | 40 W HP LED fixture solar street lighting system complete with electrical & electronic accessories and 6.0 mtr light G.I. painted pole complete with 200W solar panel 150 Ah Battery, charging and converter kit and battery box etc/, having back up for more than 10 hrs. as day once fully charged (POWERGRID approved make) | nos | 7 | 998739 |  | 18% |  |  | Included | 0.18
|  | Total Charges (Excluding Tax) | [7 empty] | 0 |  | 0
|  | Total GST on Price | [7 empty] | 0
1 |  | Total charges
2 |  | Total Amount including all taxes & duties | [7 empty] | 0
Date : |  | --2025 | [10 empty] | 0
Place : |  | 0 | [5 empty] | Printed Name : | 0
[8 empty] | Designation : | 0

## Int. Electrification-Sch-4 (hidden)
NR1/T/W-CIVIL/DOM/I00/25/03282 - SRM RFX 5002004325 | [9 empty] | Schedule - 4
Construction of Transit Camp/Field Hostel at 765/400 kV Sikar II New Substation | [12 empty] | As per Lum-sum |  | 0
(SCHEDULE OF RATES AND PRICES ) | [12 empty] | AS per Percent |  | #REF!
[13 empty] | As per lum-sum on Sch-2 |  | 0%
Bidder’s Name and Address | [8 empty] | To: |  |  |  | As per Percent on Sch-2 |  | #REF!
[13 empty] | Total Discount |  | #REF!
Name : | [8 empty] | Contracts & Material
Address : | [8 empty] | Power Grid Corporation of India Ltd.,
[9 empty] | Rajasthan Projects Office, |  |  |  | Multipackage Discount |  | #REF!
4th Floor, REIL House, Shipra Path,
Mansarovar, Jaipur-302020 Rajasthan
[10 empty] | All Prices are in Indian Rupees. |  |  |  | Amount after Discount (Rs.) |  | Dis Alert | Amount after MPD (Rs.)
SI. No. | DSR Ref | Description | Unit | Quantity | SAC Code | WhetherHSN in column ‘5’ is confirmed. If not indicate applicable theHSNC # | Rate of GST applicable ( in %) | Whether rate of GST in column ‘7’ is confirmed. If not indicate applicable rate of GST # (Select suitable GST rate from Dropdown) | Unit Charges (Excluding GST) | Total Charges (excluding GST) |  |  |  | Unit Freight & Insurance Charges | Total Freight & Insurance Charges |  | Unit Freight & Insurance Charges | Total Freight & Insurance Charges
1 | 2 | 3 | 4 | 5 | 6 | 7 | 8 | 9 | 10 | 11=10X5 |  | 0% |  | 5 | 6 = 4 x 5 |  | 5 | 6 = 4 x 5
1 | 1.10.1 | Wiring for light point / fan point / exhaust fan point/call bell point with 1.5 sqmm FRLS PVC insulated copper conductor single core cable in surface/ recessed medium class PVC conduit, with modular switch, modular plate, suitable GI box and earthing the point with 1.5 Sq.mm. FRLS PVC insulated copper conductor single core cable etc as required.:Group A | Point | 313 | 995461 |  | 18% |  |  | Included | 0.18
2 | 1.10.2 | Wiring for light point / fan point / exhaust fan point/call bell point with 1.5 sqmm FRLS PVC insulated copper conductor single core cable in surface/ recessed medium class PVC conduit, with modular switch, modular plate, suitable GI box and earthing the point with 1.5 Sq.mm. FRLS PVC insulated copper conductor single core cable etc as required.:Group B | Point | 188 | 995461 |  | 18% |  |  | Included | 0.18
3 | 1.12 | Wiring for light / power plug with 2X4 Sq. mm FRLS PVC insulated copper conductor single core cable in surface/ recessed medium class PVC conduit alongwith 1 No 4 sq. mm FRLS PVC insulated copper conductor single core cable for loop earthing as required. | Metre | 1136 | 995461 |  | 18% |  |  | Included | 0.18
4 | 1.13 | Wiring for light/power plug with 4X4 Sq. mm FRLS PVC insulated copper conductor single core cable in surface/ recessed medium class PVC conduit alongwith 2 Nos 4 Sq. mm FRLS PVC insulated copper conductor single core cable for loop earthing as required. | Metre | 1302 | 995461 |  | 18% |  |  | Included | 0.18
5 | 1.14.1 | Wiring for circuit/submain wiring alongwith earth wire with the following sizes of PVC insulated copper conductor, single core cable in surface/recessed PVC conduit as required.: 2 X 1.5 sq. mm + 1 X 1.5 sq. mm earth wire | Metre | 1592 | 995461 |  | 18% |  |  | Included | 0.18
6 | 1.14.4 | Wiring for circuit/submain wiring alongwith earth wire with the following sizes of PVC insulated copper conductor, single core cable in surface/recessed PVC conduit as required.: 2 X 6 sq. mm + 1 X 6 sq. mm earth wire (For MCB Socket) | Metre | 1148 | 995461 |  | 18% |  |  | Included | 0.18
7 | 1.14.5 | Wiring for circuit/submain wiring alongwith earth wire with the following sizes of PVC insulated copper conductor, single core cable in surface/recessed PVC conduit as required.: 2x10 sqmm +1x10 sq. mm earth wire (For submain) | Metre | 632 | 995461 |  | 18% |  |  | Included | 0.18
8 | 1.14.6 | Wiring for circuit/submain wiring alongwith earth wire with the following sizes of PVC insulated copper conductor, single core cable in surface/recessed PVC conduit as required.: 2 X 16 sq. mm + 1 X 6 sq. mm earth wire | Metre | 50 | 995461 |  | 18% |  |  | Included | 0.18
9 | 1.14.11 | Wiring for circuit/submain wiring alongwith earth wire with the following sizes of PVC insulated copper conductor, single core cable in surface/recessed PVC conduit as required.: 4 X 16 sq. mm + 2 X 6 sq. mm earth wire | Metre | 125 | 995461 |  | 18% |  |  | Included | 0.18
10 | 1.18.2 | Supplying and drawing following pair, 0.5 Sq. mm FR PVC insulated copper conductor, unarmoured telephone cable in the existing surface/ recessed steel/ PVC conduit as required.: 2 Pair | Metre | 918 | 995461 |  | 18% |  |  | Included | 0.18
11 | 1.19 | Supplying and drawing co-axial TV Cable RG-6 grade 0.7mm solid copper conductor PE insulated, shielded with fine tinned copper braid and protected with PVC sheath in the existing surface/recessed steel/PVC conduit as required. | Metre | 830 | 995461 |  | 18% |  |  | Included | 0.18
12 | 1.21.2 | Supplying and fixing of following sizes of PVC conduit along with accessories in surface/recess including cutting the wall and making good the same incase of recessed conduit as required for telephone and TV Points: 25 mm | Metre | 1748 | 995461 |  | 18% |  |  | Included | 0.18
13 | 1.22.2 | Supplying and fixing metal box of following sizes (nominal size) on surface or in recess with suitable size of phenolic laminated seet cover in front including painting etc as required.: 100 mm X 100 mm X 60 mm deep | Each | 19 | 995461 |  | 18% |  |  | Included | 0.18
14 | 1.24.1 | Supplying and fixing following modular switch/ socket on the existing modular plate & switch box including connections but excluding modular plate etc. as required. : 5/6 amps switch | Each | 140 | 995461 |  | 18% |  |  | Included | 0.18
15 | 1.24.4 | Supplying and fixing following modular switch/ socket on the existing modular plate & switch box including connections but excluding modular plate etc. as required.: 3 pin5/6 amp socket outlet | Each | 97 | 995461 |  | 18% |  |  | Included | 0.18
16 | 1.24.6 | Supplying and fixing following modular switch/ socket on the existing modular plate & switch box including connections but excluding modular plate etc. as required.: Telephone socket outlet | Each | 63 | 995461 |  | 18% |  |  | Included | 0.18
17 | 1.24.7 | Supplying and fixing following modular switch/ socket on the existing modular plate & switch box including connections but excluding modular plate etc. as required.: T.V. antenna socket outlet | Each | 63 | 995461 |  | 18% |  |  | Included | 0.18
18 | 1.24.8 | Supplying and fixing following modular switch/ socket on the existing modular plate & switch box including connections but excluding modular plate etc. as required.: Bell Push | Each | 20 | 995461 |  | 18% |  |  | Included | 0.18
19 | 1.25 | Suplying and fixing stepped type electronic fan regulator on the existing modular plate switch box including connections but excluding modular plate etc. as required. | Each | 92 | 995461 |  | 18% |  |  | Included | 0.18
20 | 1.27.1 | Supplying and fixing following size/ modules, GI box along with modular base & cover plate for modular plate as required (for telephone and T.V. socket) : 1 or 2 Module (75 mm X 75 mm) | Each | 63 | 995461 |  | 18% |  |  | Included | 0.18
21 | 1.27.2 | Supplying and fixing following size/ modules, GI box along with modular base & cover plate for modular plate as required (for telephone and T.V. socket) : 3 Module (100 mmX75 mm) | Each | 63 | 995461 |  | 18% |  |  | Included | 0.18
22 | 1.31 | Supplying and fixing suitable size GI box with modular plate and cover in front on surface or in recess, including providing and fixing 3 pin 5/6 amps modular socket outlet and 5/6 amps modular switch, connection, painting etc. as required. | Each | 237 | 995461 |  | 18% |  |  | Included | 0.18
23 | 1.32 | Supplying and fixing suitable size GI box with modular plate and cover in front on surface or in recess, including providing and fixing 6 pin 15/16 & 5/6 amps modular socket outlet and 15/16 amps modular switch, connection, painting etc. as required. | Each | 109 | 995461 |  | 18% |  |  | Included | 0.18
24 | 1.38 | Supplying and fixing call bell/ buzzer suitable for D.C./A.C. single phase, 230 volts, complete as required. | Each | 20 | 995461 |  | 18% |  |  | Included | 0.18
25 | 1.41 | Installation, testing and commissioning of pre-wired, fluorescent fitting/LED/ compact fluorescent fitting of all types, comlete with all accessories and tube etc. directly on celing/ wall, including connection with 1.5 Sq. mm FRLS PVC insulated, copper conductor, sigle core cable and earthing etc; as required. | Each | 85 | 995461 |  | 18% |  |  | Included | 0.18
26 | 1.35 | Erection of wall bracket/ceiling fittings of all sizes and shapes containing LED lamps per fitting, complete with all accessories including connection etc. as required. | Each | 325 | 995461 |  | 18% |  |  | Included | 0.18
27 | 1.45 | Installation, testing and commissioning of ceiling fan, including wiring the down rods of standard length (upto 30 cm) with 1.5 Sq. mm FR PVC insulated, copper conductor, single core cable, including providing and fixing phenolic laminated sheet cover on the fan box etc. as required. | Each | 92 | 995461 |  | 18% |  |  | Included | 0.18
28 | 1.50.1 | Installation of exhaust fan in the existng opening, including making good the damage, connection, testing , commissioning etc. as required. : Up to 450 mm sweep | Each | 54 | 995461 |  | 18% |  |  | Included | 0.18
29 | 1.51 | Extra for fixing the louvers/ shutters complete with frame for a exhaust fan of all sizes. | Each | 54 | 995461 |  | 18% |  |  | Included | 0.18
30 | 1.57 | Supplying & fixing suitable size GI box wih modular plate and cover in front on surface or in recess including providing and fixing 25 A modular socket outlet and 25 A modular SP MCB, “C” curve including connections, painting etc. as required. | Each | 71 | 995461 |  | 18% |  |  | Included | 0.18
31 | 2.3.2 | Supplying and fixing following way, single pole and neutral, sheet steel, MCB distribution board, 240 V, on surface/ recess, complete with tinned copper bus bar, neutral bus bar, earth bar, din bar, interconnections, powder painted including earthing etc. as required. (But without MCB/RCCB/Isolator) : 8 way , Double door | Each | 6 | 998736 |  | 18% |  |  | Included | 0.18
32 | 2.3.4 | Supplying and fixing following way, single pole and neutral, sheet steel, MCB distribution board, 240 V, on surface/ recess, complete with tinned copper bus bar, neutral bus bar, earth bar, din bar, interconnections, powder painted including earthing etc. as required. (But without MCB/RCCB/Isolator) : 16 way, Double door | Each | 12 | 998736 |  | 18% |  |  | Included | 0.18
33 | 2.4.3 | Supplying and fixing following way, horizontal type three pole and neutral, sheet steel, MCB distribution board, 415V, on surface/ recess, complete with tinned copper bus bar, neutral bus bar, earth bar, din bar, interconnections, powder painted including earthing etc. as required. (But without MCB/RCCB/Isolator) :8 way (4+24), Double door | Each | 1 | 998736 |  | 18% |  |  | Included | 0.18
34 | 2.10.1 | Supplying and fixing 5 amps to 32 amps rating, 240 volts, 'C' series, miniature circuit brealer suitable for inductive load of following poles in the existing MCB DB complete with connections, testing and commissioning etc. as required. :Single pole | Each | 346 | 998736 |  | 18% |  |  | Included | 0.18
35 | 2.14.2 | Supplying and fixing following rating, double pole, (single phase and neutral ), 240 volts, residual current circuit breaker (RCCB), having a sensitivity current upto 300 miliamperes in the sxisting MCB DB complete with connections, testing and commissioning etc. as required. : 40A | Each | 14 | 998736 |  | 18% |  |  | Included | 0.18
36 | 2.14.3 | Supplying and fixing following rating, double pole, (single phase and neutral ), 240 volts, residual current circuit breaker (RCCB), having a sensitivity current upto 300 miliamperes in the sxisting MCB DB complete with connections, testing and commissioning etc. as required. : 63A | Each | 5 | 998736 |  | 18% |  |  | Included | 0.18
37 | 2.16 | Supplying and fixing DP sheet steel enclosure on surface/ recess along with 25/32amps 240 volts''C'' curve DP MCB complete with connections , testing and commissioning etc. as required. ( For Common Lights & Stairs) | Each | 5 | 998736 |  | 18% |  |  | Included | 0.18
38 | 2.18 | Supplying and fixing 20 A, 240 V, SPN Industrial type socket outlet, with 2 pole and earth, metal enclosed plug top alongwith 20 A, “C” curve, SP, MCB, in sheet steel enclosure, on surface or in recess, with chained metal cover for the socket out let and complete with connections, testing and commissioning etc. as required. | Each | 59 | 998736 |  | 18% |  |  | Included | 0.18
39 | 2.21 | Providing and fixing M.V. danger notice plate of 200 mm X 150 mm, made of mild steel, at least 2 mm thick, and vitreous enameled white on both sides, and with inscription in single red colour on front side as required. | Each | 5 | 998736 |  | 18% |  |  | Included | 0.18
40 | 5.4 | Earthing with G.I. earth plate 600 mm X 600 mm X 6 mm thick including accessories, and providing masonary enclosure with cover plate having locking arrangement and watering pipe of 2.7 metre long etc. with charcoal or coke and salt as required. | Set | 10 | 998739 |  | 18% |  |  | Included | 0.18
41 | 5.11 | Providing and fixing 25 mm X 5 mm G.I. strip in 40 mm dia G.I. pipe from earth electrode including connection with GI nut, bolt, spring, washer excavation and re-filling etc. as required. | Metre | 50 | 998739 |  | 18% |  |  | Included | 0.18
42 | 14.16.5 | Supplying and laying of following size DWC HDPE pipe ISI marked along with all accessories like socket, bend, couplers etc. conforming to IS 14930, Part II complete with fitting and cutting, jointing etc..direct in ground (75 cm below ground level) including excavation and refilling the trench but excluding sand cushioning and protective covering etc., complete as required. : 200 mm dia (OD-200 mm & ID-175 mm nominal) | Metre | 36 | 995424 |  | 18% |  |  | Included | 0.18
43 | DSR 10.18 | Providing and fixing circular/ Hexagonal cast iron or M.S. sheet box for ceiling fan clamp of internal dia 140mm, 73mm height, top lid of 1.5mm thick M.S. sheet with its top surface hacked for proper bonding, top lid shall be screwed into the cast iron/M.S. sheet box by means of 3.3mm dia, round headed screws, one lock at the corners. Clamp shall be made of 12mm dia M.S. bar bent to shape as per standard drawing. | each | 92 | 995476 |  | 18% |  |  | Included | 0.18
44 | NSE-1 | Supply installation, testing and commissioning of Krone type tag block of 10 pair complete with back mount frame, modules, etc in a lockable metal box including connection etc, as required | Each | 6 | 995461 |  | 18% |  |  | Included | 0.18
45 | NSE-2 | Supplying prewired fluorescent fitting/LED fluorescent fitting surface/recess type stove enameled. Control gear duly wired complete and end plates/retainers in ready to use complete as required. (Fitting shall be supplied as per given ref. cat no or other equivalent POWERGRID approved make) 18W LED tube essential on batten | Each | 85 | 998739 |  | 18% |  |  | Included | 0.18
46 | NSE-3 | Supplying prewired fluorescent fitting/LED fluorescent fitting surface/recess type stove enameled. Control gear duly wired complete and end plates/retainers in ready to use complete as required. (Fitting shall be supplied as per given ref. cat no or other equivalent POWERGRID approved make) 10W LED surface down lighter round | Each | 177 | 998739 |  | 18% |  |  | Included | 0.18
47 | NSE-4 | Supplying prewired fluorescent fitting/LED fluorescent fitting surface/recess type stove enameled. Control gear duly wired complete and end plates/retainers in ready to use complete as required. (Fitting shall be supplied as per given ref. cat no or other equivalent POWERGRID approved make) Bracket Light fitting complete with 7W LED Lamp Complete | Each | 102 | 998739 |  | 18% |  |  | Included | 0.18
48 | NSE-5 | Supplying prewired fluorescent fitting/LED fluorescent fitting surface/recess type stove enameled. Control gear duly wired complete and end plates/retainers in ready to use complete as required. (Fitting shall be supplied as per given ref. cat no or other equivalent POWERGRID approved make) Bulk Head 9W | Each | 18 | 998739 |  | 18% |  |  | Included | 0.18
49 | NSE-6 | Supplying prewired fluorescent fitting/LED fluorescent fitting surface/recess type stove enameled. Control gear duly wired complete and end plates/retainers in ready to use complete as required. (Fitting shall be supplied as per given ref. cat no or other equivalent POWERGRID approved make) Surface mounted 1x11W CFL mirror Lights | Each | 27 | 998739 |  | 18% |  |  | Included | 0.18
50 | NSE-7 | Supplying prewired fluorescent fitting/LED fluorescent fitting surface/recess type stove enameled. Control gear duly wired complete and end plates/retainers in ready to use complete as required. (Fitting shall be supplied as per given ref. cat no or other equivalent POWERGRID approved make) Chandeliar Suspended (Antique design with 5 lamps) | Each | 1 | 998739 |  | 18% |  |  | Included | 0.18
51 | NSE-8 | Supplying of white colour blades ceiling fans of following sizes capacitor type complete with down rod canopies, hanging shackles, blades, without requlator suitable for use on 220/240 volts 50 Hz. Single Phase A.C. supply conforming to 15-374/1979 class I as desired 1200 mm sweep | Each | 68 | 998731 |  | 18% |  |  | Included | 0.18
52 | NSE-9 | Supplying of white colour blades ceiling fans of following sizes capacitor type complete with down rod canopies, hanging shackles, blades, without requlator suitable for use on 220/240 volts 50 Hz. Single Phase A.C. supply conforming to 15-374/1979 class I as desired 1400 mm sweep | Each | 24 | 998731 |  | 18% |  |  | Included | 0.18
53 | NSE-10 | Supply of metal type exhaust fans suitable for 220/240 Volts 50 Hz. Ac supply of 900 RPM single Phase AC supply complete with ,shutter etc; as required. 300 mm ventilating Fan | Each | 60 | 998731 |  | 18% |  |  | Included | 0.18
54 | NSE-11 | Supply and installation of wall bracket fan of 300mm , sweep complete with fan motor, blades etc. with all accessories etc. of approved make as required.(Make : Bajaj / Crompton / Havells) | Each | 6 | 998731 |  | 18% |  |  | Included | 0.18
55 | NSE-12 | Supply installation testing and commissioning of cubical type compartmentalized meter board for 4 meters, made of 1.6mm thick sheet steel, duly powder coated, integral loose wire box complete with 1 no 63 Amp 4 Pole 25 KA MCCB, insulated copper bus bars, 200 amps capacity. Each meter having one No. 40 Amp DP MCB, with single phase 10/40 amp energy meter, prewired from bus bar upto connector block (for each quarter) in loose wire box/cable alloy, locking/ceiling arrangement for each compartment ) bus bar chamber etc., as required. | set | 5 | 998736 |  | 18% |  |  | Included | 0.18
56 | NSE-13 | Supply, installation, testing and commissioning of Electric Geyser (Inner tank material as Stainless Steel) complete in all respects as required: Storage capacity 25 L | Each | 23 | 998736 |  | 18% |  |  | Included | 0.18
57 | NSE-14 | Supply, installation, testing and commissioning of Electric Geyser(Inner tank material as Stainless Steel) complete in all respects as required: Storage capacity 10 L | Each | 19 | 998736 |  | 18% |  |  | Included | 0.18
58 | NSE-15 | Supply, installation, testing and commissioning water meter (made of primary material-Brass) consisting of accessories complete in all respects as required:50 mm nominal bore | Each | 17 | 995462 |  | 18% |  |  | Included | 0.18
|  | Total charges (Excluding Tax) | [7 empty] | 0
1 |  | Total GST on Price | [7 empty] | 0 |  | 0
2 |  | Total charges
3 |  | Total Amount including all taxes & duties | [7 empty] | 0
Date : |  | --2025 | [9 empty] | 0
Place : |  | 0 | [5 empty] | Printed Name : | 0
[8 empty] | Designation : | 0

## Schedule 3
NR1/T/W-CIVIL/DOM/I00/25/03282 - SRM RFX 5002004325 |  |  | Schedule - 3
Construction of Transit Camp/Field Hostel at 765/400 kV Sikar II New Substation
(SUMMARY OF TAXES & DUTIES)
Bidder’s Name and Address |  |  | To:
Contracts & Material
Name : |  |  | Power Grid Corporation of India Ltd.,
Address : |  |  | Rajasthan Projects Office,
4th Floor, REIL House, Shipra Path,
Mansarovar, Jaipur-302020 Rajasthan
Sl. No. | Description |  | Total Price (INR)
1 | Total GST for Supply of Goods/ Services between the Contractor and the Employer (identified in Schedule 2) which are not included in the Unit price as per the provision of the Bidding Documents, as applicable. |  | 0
0
2 | TOTAL |  | 0 | 0
Date : | --2025 | Printed Name : | 0
Place : | 0 | Designation : | 0
Click for Sch-Discount

## SCHEDULE-4
NR1/T/W-CIVIL/DOM/I00/25/03282 - SRM RFX 5002004325 |  |  | Schedule - 4
Construction of Transit Camp/Field Hostel at 765/400 kV Sikar II New Substation
(GRAND SUMMARY)
To:
Contracts & Material
Name : |  |  | Power Grid Corporation of India Ltd.,
Address : |  |  | Rajasthan Projects Office,
4th Floor, REIL House, Shipra Path,
Mansarovar, Jaipur-302020 Rajasthan
Sl. No. | Description |  | Total Price (INR)
1 | TOTAL SCHEDULE NO. 2 |  | 0 | 0 | 0
Civil Works price
2 | TOTAL SCHEDULE NO. 3 |  | 0 | 0 | 0 | 0
External Electrification Price
3 | TOTAL SCHEDULE NO.4 |  | 0 |  | 0
Internal Electrification Price
4 | TOTAL SCHEDULE NO. 5 |  | #REF! |  | #REF!
External Water Supply, Sewerage and pumps & Equipments Price
5 | TOTAL SCHEDULE NO.6 |  | #REF! |  | #REF!
Road Work for Residential complex price
2 | TOTAL SCHEDULE NO. 3 |  | 0
Total GST for Schedule-2
3 | GRAND TOTAL [1+2] |  | 0 | 0
Date : | --2025 | Printed Name : | 0
Place : | 0 | Designation : | 0

## Sched-6 Discount
This letter of discount is optional. Bidder may / may not offer any discount.
NR1/T/W-CIVIL/DOM/I00/25/03282 - SRM RFX 5002004325 |  |  |  |  | Letter of Discount
LETTER OF DISCOUNT
To:
Contracts & Material
Power Grid Corporation of India Ltd.,
B-9, Qutab Institutional Area,
Katwaria Sarai,
New Delhi-110016
Subject : |  | Construction of Transit Camp/Field Hostel at 765/400 kV Sikar II New Substation
Dear Sir
With reference to the subject tender, we hereby offer unconditional discount on the prices quoted by us as per details given here below : | [6 empty] | Final Discount Factor
| 1 | Discount on lum-sum basis on total price quoted by us . [The discount shall be proportionately applicable on all the items of all the Schdules i.e. Sch-1,2,3] In Rs. |  |  |  | #REF! | #REF!
1 |  | Discount on percent basis on total price quoted by us [The discount shall be proportionately applicable on all the items of all the Schdules ] In Percent (%) |  |  |  | #REF! | 0%
| 3 | Discount on lum-sum basis on the Schedules as given below : [The discount shall be proportionately applicable on all the relevent items of the respective Schdules.] In Rs.
|  | Schedule-1 : Ex works prices |  | In Rs. |  | 0 | 0% | Schedule-1 : Ex works prices | #REF!
|  | Schedule-1 : Ex works prices (Bought Out Only) |  | In Rs. |  | #REF! | #REF! | Schedule-1 : (Bought Out Only) | #REF!
|  | Schedule-2 : Freight & Insurance |  | In Rs. |  | #REF! | #REF! | Schedule-2 : Freight & Insurance | #REF!
|  | Schedule-3 : Installation Charges |  | In Rs. |  | #REF! | #REF! | Schedule-3 : AMC Charges | #REF!
|  | Schedule-7 : Type Test Charges |  | In Rs. |  | #REF! |  | Schedule-6 : Type Test Charges | #REF!
| 4 | Discount on percent basis on the Schedules as given below : [The discount shall be proportionately applicable on all the relevent items of the respective Schdules.] In Percent (%)
|  | Schedule-1 : Ex works prices |  | In Percent (%) |  | 0 | 0%
|  | Schedule-1 : Ex works prices (Bought Out Only) |  | In Percent (%) |  | #REF! | 0%
|  | Schedule-2 : Freight & Insurance |  | In Percent (%) |  | #REF! | 0%
|  | Schedule-3 : Installation Charges |  | In Percent (%) |  | #REF! | 0%
|  | Schedule-7 : Type Test Charges |  | In Percent (%) |  | #REF!
| 3 | Multipackage discount on Total Price on LS Basis quoted without T&D (Applicable on this package only if other package covered under the same bidding Document is also awarded to us, Discount) |  |  |  | #REF!
| 4 | Multipackage discount on Total Price on percent Basis quoted without T&D (Applicable on this package only if other package covered under the same bidding Document is also awarded to us, Discount) |  |  |  | #REF!
Discount(s) offered at sl. No. 1 to 4 will automatically get displayed and accounted for in the respective items of the Schedules.
| 5 | We hereby offer Multi-package discount as given below:
Multi-Package Discount(s) offered at sl. No. 3 & 4 will not get automatically accounted for in the respective items of the Schedules. The same shall be worked out saparately for evaluation.
Please consider this letter of discount as the integral part of our price bid.
Thanking you, we remain,
Yours faithfully,
For and on behalf of
Date : |  | --2025 | Printed Name : | 0
Place : |  | 0 | Designation : | 0
Click for Bid Form

## SCHEDULE-5 After Discount
NR1/T/W-CIVIL/DOM/I00/25/03282 - SRM RFX 5002004325 |  |  | Schedule - 5A After Discount
Construction of Transit Camp/Field Hostel at 765/400 kV Sikar II New Substation
(GRAND SUMMARY : AFTER DISCOUNT)
Bidder’s Name and Address |  |  | To:
Contracts & Material
Name : |  |  | Power Grid Corporation of India Ltd.,
Address : |  |  | Rajasthan Projects Office,
4th Floor, REIL House, Shipra Path,
Mansarovar, Jaipur-302020 Rajasthan
Sl. No. | Description |  | Total Price (INR)
1 | TOTAL SCHEDULE NO. 2 |  | 0 | #REF!
Civil & Electrical Works price
2 | TOTAL SCHEDULE NO. 3 |  | 0
External Electrification Price
3 | TOTAL SCHEDULE NO.4 |  | 0
Internal Electrification Price
4 | TOTAL SCHEDULE NO. 5
External Water Supply, Sewerage and pumps & Equipments Price
5 | TOTAL SCHEDULE NO. 6
Road Work for Residential complex price
2 | TOTAL SCHEDULE NO. 3 |  | 0
Total GST for Schedule-2
3 | GRAND TOTAL [1+2] |  | 0
Date : | --2025 | Printed Name : | 0
Place : | 0 | Designation : | 0

## Bid Form 2nd Envelope
NR1/T/W-CIVIL/DOM/I00/25/03282 - SRM RFX 5002004325 |  |  |  |  | Bid Form 2nd Envelope (Price Bid) | Sole Bidder |  |  |  | 1 | st |  | 1 | January
[6 empty] | 0 |  |  |  | 2 | nd |  | 2 | February
BID FORM (Second Envelope) | [9 empty] | 3 | rd |  | 3 | March
[10 empty] | 4 | th |  | 4 | April
Bid Proposal Ref. No. | [9 empty] | 5 | th |  | 5 | May
Date : | --2025 | [8 empty] | 6 | th | #VALUE! | 6 | June
[10 empty] | 7 | th | #VALUE! | 7 | July
To: | [9 empty] | 8 | th | #VALUE! | 8 | August
Contracts & Material | [9 empty] | 9 | th | #VALUE! | 9 | September
Power Grid Corporation of India Ltd., | [9 empty] | 10 | th |  | 10 | October
Rajasthan Projects Office, | [9 empty] | 11 | th |  | 11 | November
4th Floor, REIL House, Shipra Path, | [9 empty] | 12 | th |  | 12 | December
Mansarovar, Jaipur-302020 Rajasthan | [9 empty] | 13 | th
[10 empty] | 14 | th
Name of Contract : |  | Construction of Transit Camp/Field Hostel at 765/400 kV Sikar II New Substation | [7 empty] | 15 | th
Dear Ladies and/or Gentlemen, | [9 empty] | 16 | th
1 | In continuation of First Envelope of our Bid, we hereby submit the Second Envelope of the Bid, both of which shall be read together and in conjunction with each other, and shall be construed as an integral part of our Bid. Accordingly, we the undersigned, submitting offer as per provision of Technical Specification under the above-named package in full conformity with the said Bidding Documents for the sum of Rs. 0 (Rs. Zero Only ) Plus applicable Other Taxes & Duties or such other sums as may be determined in accordance with the terms and conditions of the Bidding Documents. |  |  |  |  | In continuation of First Envelope of our Bid, we hereby submit the Second Envelope of the Bid, both of which shall be read together and in conjunction with each other, and shall be construed as an integral part of our Bid. Accordingly, we the undersigned, submitting offer as per provision of Technical Specification under the above-named package in full conformity with the said Bidding Documents for the sum of Rs. | Plus applicable Other Taxes & Duties or such other sums as may be determined in accordance with the terms and conditions of the Bidding Documents. | 0 | (Rs. Zero Only ) | 17 | th
| The above amounts are in accordance with the price schedules attached herewith and are made part of this bid. | [8 empty] | 18 | th
2 | Price Schedules | [8 empty] | 19 | th
2.1 | In line with the requirements of the Bidding documents, we enclose herewith the following Price Schedules, duly filled - in as per your proforma: | [8 empty] | 20 | th
| Schedule 2 |  | Civil and Sanitary Works
| Schedule 3 |  | Total GST
| Schedule 4 |  | Total (schedule 2 and 3) without discount
2.2 | We are aware that the Price Schedules do not generally give a full description of the Work to be performed under each item and we shall be deemed to have read the Technical Specifications and other sections of the Bidding Documents and Drawings to ascertain the full scope of Work included in each item while filling-in the rates and prices. We agree that the entered rates and prices shall be deemed to include for the full scope as aforesaid, including overheads and profit. | [8 empty] | 29 | th
| Schedule 5 |  | Total (schedule 2 and 3) with Discount
| Sched-6 Discount |  | Discount
2.2 | We are aware that the Price Schedules do not generally give a full description of the Work to be performed under each item and we shall be deemed to have read the Technical Specifications and other sections of the Bidding Documents and Drawings to ascertain the full scope of Work included in each item while filling-in the rates and prices. We agree that the entered rates and prices shall be deemed to include for the full scope as aforesaid, including overheads and profit.
2.3 | We declare that as specified in Clause 11.5, Section –II:ITB, Vol.-I of the Bidding Documents, prices quoted by us in the Price Schedules shall be subject to Price Adjustment during the execution of Contract in accordance with Appendix-2 (Price Adjustment) to the Contract Agreement. | [8 empty] | 30 | th
2.4 | We understand that in the price schedules, where there are errors between the total of the amounts given under the column for the price Breakdown and the amount given under the Total Price, the former shall prevail and the latter will be corrected accordingly. We further understand that where there are discrepancies between amounts stated in figures and amounts stated in words, the amount stated in words shall prevail. Similarly, any discrepancy in the total bid price and that of the summation of Schedule price (price indicated in a Schedule indicating the total of that schedule), the total bid price shall be corrected to reflect the actual summation of the Schedule prices. | [8 empty] | 31 | st
2.5 | We declare that items left blank in the Schedules will be deemed to have been included in other items. The TOTAL for each Schedule and the TOTAL of Grand Summary shall be deemed to be the total price for executing the Facilities and sections thereof in complete accordance with the Contract, whether or not each individual item has been priced.
3 | We confirm that except as otherwise specifically provided our Bid Prices in this Second Envelope include all taxes, duties, levies and charges as may be assessed on us/our Associate (applicable for Foreign Bidder), our Sub-Contractor/Sub-Vendor or their employees by all municipal, state or national government authorities in connection with the Facilities, in and outside of India.
3.1 | 100% of applicable Taxes and Duties i.e GST, which are payable by the Employer under the Contract, shall be reimbursed by the Employer on production of satisfactory documentary evidence by the Contractor in accordance with the provisions of the Bidding Documents.
3.2 | We further understand that notwithstanding 3.0 above, in case of award on us, you shall also bear and pay/reimburse to us, GST applicable on supplies by us to you, imposed on the Plant & Equipment including Mandatory Spare Parts to be incorporated into the Facilities of the Price Schedule in this Second Envelope; by the Indian Laws.
3.3 | We confirm that we have also registered/we shall also get registered in the GST Network with a GSTIN, in all the states where the project is located and the states from which we shall make our supply of goods.
4 | # (For Joint Venture only) We, the partners of Joint Venture submitting this bid, do agree and confirm that in case of Award of Contract on the Joint Venture, we shall be jointly and severally liable and responsible for the execution of the Contract in accordance with Contract terms and conditions.
5 | We, hereby, declare that only the persons or firms interested in this proposal as principals are named here and that no other persons or firms other than those mentioned herein have any interest in this proposal or in the Contract to be entered into, if the award is made on us, that this proposal is made without any connection with any other person, firm or party likewise submitting a proposal is in all respects for and in good faith, without collusion or fraud.
Thanking you, we remain,
Signature :
Date : | --2025 |  |  | Printed Name : | 0
Place : | 0 |  |  | Designation : | 0
Common Seal :
Please provide additional information of the Bidder
Business Address :
Country of Incorporation :
State/Province to be indicated :
Name of Principal Officer :
Address of Principal Officer :
Note: Bidders may note that no prescribed proforma has been enclosed for Attachment 2 : Power of Attorney. Bidders may use their own proforma for furnishing the required information with the bid.
* * *

## N to W (hidden)
0
Rs. Zero Only
0
0
0
0
0
0
1 | One
2 | Two
3 | Three
4 | Four
5 | Five
6 | Six
7 | Seven
8 | Eight
9 | Nine
10 | Ten
11 | Eleven
12 | Twelve
13 | Thirteen
14 | Fourteen
15 | Fifteen
16 | Sixteen
17 | Seventeen
18 | Eighteen
19 | Nineteen
20 | Twenty
21 | Twenty One
22 | Twenty Two
23 | Twenty Three
24 | Twenty Four
25 | Twenty Five
26 | Twenty Six
27 | Twenty Seven
28 | Twenty Eight
29 | Twenty Nine
30 | Thirty
31 | Thirty One
32 | Thirty Two
33 | Thirty Three
34 | Thirty Four
35 | Thirty Five
36 | Thirty Six
37 | Thirty Seven
38 | Thirty Eight
39 | Thirty Nine
40 | Forty
41 | Forty One
42 | Forty Two
43 | Forty Three
44 | Forty Four
45 | Forty Five
46 | Forty Six
47 | Forty Seven
48 | Forty Eight
49 | Forty Nine
50 | Fifty
51 | Fifty One
52 | Fifty Two
53 | Fifty Three
54 | Fifty Four
55 | Fifty Five
56 | Fifty Six
57 | Fifty Seven
58 | Fifty Eight
59 | Fifty Nine
60 | Sixty
61 | Sixty One
62 | Sixty Two
63 | Sixty Three
64 | Sixty Four
65 | Sixty Five
66 | Sixty Six
67 | Sixty Seven
68 | Sixty Eight
69 | Sixty Nine
70 | Seventy
71 | Seventy One
72 | Seventy Two
73 | Seventy Three
74 | Seventy Four
75 | Seventy Five
76 | Seventy Six
77 | Seventy Seven
78 | Seventy Eight
79 | Seventy Nine
80 | Eighty
81 | Eighty One
82 | Eighty Two
83 | Eighty Three
84 | Eighty Four
85 | Eighty Five
86 | Eighty Six
87 | Eighty Seven
88 | Eighty Eight
89 | Eighty Nine
90 | Ninety
91 | Ninety One
92 | Ninety Two
93 | Ninety Three
94 | Ninety Four
95 | Ninety Five
96 | Ninety Six
97 | Ninety Seven
98 | Ninety Eight
99 | Ninety Nine
100 | One Hundred