## Cover
Price Schedules | Substation Package – SS03 for (a) 220kV D/C (ACSR Canary) Kisumu (Kibos)-Kakamega-Musaga Transmission Line (b) LILO of both Circuits of Musaga (Existing) - Lessos 132kV D/c line at Musaga(New) (c) 220/33kV Kakamega Substation (New)(d) 220/132kV Musaga Substation (New) (e)220kV Bay Extension at Kisumu (Kibos) Substation -KPLC under Transmission Line & Substation works associated with Transmission Project in Kenya through PPP-JV model with Africa50 |  | Substation Package – SS03
SPEC. NO.:CC-CS/PG-AF50/KEN/SS03/G5
| 1 | Fill up only green shaded cells in Sch-1, Sch-2 and Bid Form
| 2 | Instructions / error messages, if any, will be displayed automatically after selecting the cell.
पावर ग्रिड कारपोरेशन ऑफ इण्डिया लिमिटेड
(भारत सरकार का उद्यम)
Power Grid Corporation of India Limited
(A Government of India Enterprises)
Click to skip Instructions & Proceed
Click for Detailed General Instructions
General guidelines for filling up the Price Schedules

## INSTRUCTIONS
INSTRUCTIONS FOR BIDDERS TO FILL WORKBOOK
I | While filling up the worksheets following may please be observed :
(i) | Fill up only green shaded cells.
(ii) | Certain data type entries have been restricted, such as Numeric values or limits of numeric.
(iii) | Select only the options in pull down menus.
(iv) | Do not link any cell of this workbook with any other workbook.
(v) | Do not use copy & paste or cut & paste options for filling up the data.
(vi) | Do not reformat any of the cell of the workbook.
II | This workbook contains the following worksheets:
(a) | Cover : | Opening page of the workbook.
(b) | Names of the Bidder : | Select Sole Bidder or Joint venture as Applicable. Do not leave this cell blank.
Fill up Country of Origin of Bidder, names and address of the Bidder as selected above.
Fill up date in dd-mm-yyyy format from drop down menu.
(c ) | Sch-1: | Schedule of rates and prices for Plant and Equipment including mandatory Spares to be supplied
(d) | Sch-2: | Schedule of rates and prices for Installation Services and Training
(e) | Sch-3 : | Grand Summary
(f) | Bid Form (2nd Envelope): | Fill up ref. no. as bidder's ref. no. of this letter.
This letter shall consider the net price as per Sch-3
Fill up names & Designation of the Bidder.
Fill up additional Information as required.
III | As per ITB Clauses 18.1 in BDS, Section-II of the Bidding Document, the bidder have to quote its prices in USD
| If MOT left blank |  | footnote: u have left …. Cells blank
| If Unit price left blank |  | footnote: u have left …. Cells blank
Width of Cell for unit price and total
if unit price blank, shade it
if currency is blank, shade it.
| If currency left blank |  | footnote: u have left …. Cells blank
format unit price cell in sch.1 & 2 and currency cell
check sch-2 thoroughly
check summary sheet
In sch-2, if currency cell is blank, unit F&I shud be INCLUDED

## Name of Bidder
Substation Package – SS03 for (a) 220kV D/C (ACSR Canary) Kisumu (Kibos)-Kakamega-Musaga Transmission Line (b) LILO of both Circuits of Musaga (Existing) - Lessos 132kV D/c line at Musaga(New) (c) 220/33kV Kakamega Substation (New)(d) 220/132kV Musaga Substation (New) (e)220kV Bay Extension at Kisumu (Kibos) Substation -KPLC under Transmission Line & Substation works associated with Transmission Project in Kenya through PPP-JV model with Africa50
SPEC. NO.:CC-CS/PG-AF50/KEN/SS03/G5 |  | Sole Bidder
Joint Venture Bid
Enter the details of the bidder below:
Specify type of Bidder [Select from drop down menu] | Sole Bidder | 1
Foreign Entity
Indian Entity
|  | 3 | (Foreign+Indian) Entity
| 1 | 1
Name of the Bidder |  | 1
Address of Registered Office
Address of Registered Office
esfsdfsdf
Address
sdfsdfsdf
Address of Registered Office
sdfsdfsdf
Printed Name
Designation
Date
Place
Note on D44: Insert date in mm-dd-yyyy format

## Schedule-I
SPEC. NO.:CC-CS/PG-AF50/KEN/SS03/G5 | [5 empty] | Schedule-I
Substation Package – SS03 for (a) 220kV D/C (ACSR Canary) Kisumu (Kibos)-Kakamega-Musaga Transmission Line (b) LILO of both Circuits of Musaga (Existing) - Lessos 132kV D/c line at Musaga(New) (c) 220/33kV Kakamega Substation (New)(d) 220/132kV Musaga Substation (New) (e)220kV Bay Extension at Kisumu (Kibos) Substation -KPLC under Transmission Line & Substation works associated with Transmission Project in Kenya through PPP-JV model with Africa50
SCHEDULE OF RATES AND PRICES
To:
Name of the Bidder | 0 |  |  | Contracts Services, 3rd Floor
Address: | 0 |  |  | Power Grid Corporation of India Ltd.,
| 0 |  |  | "Saudamini", Plot No.-2, Sector 29
| 0 |  |  | Gurgaon (Haryana) - 122001
Plant and Equipment including mandatory Spares to be supplied
All the Prices are in USD
SL. NO. | ITEM DESCRIPTION | COUNTRY OF ORIGIN | UNIT | TOTAL QUANTITY | UNIT CIP NAMED PLACE OF DESTINATION PRICE | TOTAL CIP NAMED PLACE OF DESTINATION PRICE
1 | 2 | 3 | 4 | 5 | 6 | 7=5*6
I | 220/33kV Kakamega Substation
I.i | Part-A : EMPLOYER ASSESSED QUANTITIES
A.1 | POWER TRANSFORMER
1 | 45MVA, 220/33 KV, 3-phase Power Transformer excluding Insulating Oil |  | Nos | 2 |  | INCLUDED
2 | Insulating Oil for 45MVA, 220/33kV, 3-phase Transformer |  | SET | 2 |  | INCLUDED
3 | DIGITAL RTCC PANEL |  | SET | 1 |  | INCLUDED
A1.1 | Testing & Maintenance Equipments
a) | Oil Storage Tank (20kL) |  | No. | 1 |  | INCLUDED
b) | Transformer Oil Filtration plant (6KLPH) |  | No | 1 |  | INCLUDED
A2 | LT TRANSFORMER
1 | 315kVA, 33/0.433kV, 3ph Transformer |  | Nos | 2 |  | INCLUDED
B | 245kV equipment
i) | 245kV, 1600A, 40KA Circuit Breaker (3-Phase) with support structure |  | Nos | 7 |  | INCLUDED
ii) | 245kV, 2500A, 40KA Circuit Breaker (3-Phase) with support structure |  | Nos | 1 |  | INCLUDED
iii) | 245kV, 1600A, 40 KA, 3-phase Double Break Isolator with one E/S |  | Nos | 7 |  | INCLUDED
iv) | 245kV, 1600A, 40 KA, 3-phase Double Break Isolator with two E/S |  | Nos | 7 |  | INCLUDED
v) | 245kV, 1600A, 40 KA, 3-phase Double Break Tandem Isolator without E/S |  | Nos | 13 |  | INCLUDED
vi) | 245kV, 2500A, 40 KA, 3-phase Double Break Isolator with Two E/S |  | Nos | 2 |  | INCLUDED
vii) | 245 kV, 1600A, 40KA, 1-Phase Current Transformer with 120% extended current rating |  | Nos | 21 |  | INCLUDED
viii) | 245 kV, 2500A, 40KA, 1-Phase Current Transformer with 120% extended current rating |  | Nos | 3 |  | INCLUDED
ix) | 245 kV, 4400pf Capacitive Voltage Transformer (1- Phase) |  | Nos | 18 |  | INCLUDED
x) | 216kV Surge Arrester (1-phase) |  | Nos | 18 |  | INCLUDED
xi) | 245 kV, 1 phase Bus Post Insulator (except for Line Traps) |  | Nos | 84 |  | INCLUDED
xii) | 245 kV ,1 phase Bus Post Insulators for Line Traps |  | Nos | 24 |  | INCLUDED
C | 36KV Equipment
C.1 | 36kV indoor Panels
i) | 36KV 3PH Indoor SG Panel for Bus Section (IP4 Type) |  | SET | 1 |  | INCLUDED
ii) | 36KV 3PH Indoor SG Panel for Line (IP2 Type) |  | SET | 6 |  | INCLUDED
iii) | 36KV 3PH Indoor SG Panel for Transformer (IP1 Type) |  | SET | 2 |  | INCLUDED
iv) | 36KV 3PH Indoor SG Panel for LT transformer (IP3 Type) |  | SET | 2 |  | INCLUDED
C.2 | 36kV outdoor Equipments
i) | 36 kV, 1250A, 25 KA, 3-Phase Double Break Isolator with one E/s |  | Nos | 6 |  | INCLUDED
ii) | 30kV Surge Arrester (1-Phase) |  | Nos | 24 |  | INCLUDED
iii) | 36kV, 1 phase Bus Post Insulators as per Technical Specification |  | Nos | 24 |  | INCLUDED
D | RELAY PANELS (WITH AUTOMATION)
i) | 220kV Circuit Breaker Relay Panel with Auto Reclose (with Automation) |  | Nos | 5 |  | INCLUDED
ii) | 220kV Circuit Breaker Relay Panel without Auto Reclose (with Automation) |  | Nos | 3 |  | INCLUDED
iii) | 220kV Line Protection Panel (with Automation) |  | Nos | 4 |  | INCLUDED
iv) | 220kV Transformer Protection Panel (For both HV & MV side)-(with Automation) |  | Nos | 2 |  | INCLUDED
v) | 220kV Bus Bar Protection Panel (Single)-(with Automation) |  | SET | 1 |  | INCLUDED
E | COMMON EQUIPMENTS
i) | Relay tool kit as per Technical specification |  | Set | 1 |  | INCLUDED
ii) | Time synchronisation equipment |  | No. | 1 |  | INCLUDED
F | SUBSTATION AUTOMATION
i) | Complete Substation automation System for 220kV bay as per Technical Specification |  | Nos | 6 |  | INCLUDED
ii) | Complete Substation automation System for 220kV TBC bay as per Technical Specification |  | Nos | 1 |  | INCLUDED
iii) | Complete Substation automation System for 220kV Bus Coupler bay as perTechnical Specification |  | Nos | 1 |  | INCLUDED
iv) | Complete Substation automation System for controlling and monitoringof Auxilary System including BCUs as per technical specification |  | Set | 1 |  | INCLUDED
G | PLCC
i) | 220kV, 1600A, 0.5mH, 40 kA Line Trap |  | Nos | 8 |  | INCLUDED
ii) | Coupling device for PLCC |  | SET | 4 |  | INCLUDED
iii) | Carrier Equipment Analog type (for Speech+Data & Speech+Protection) |  | Nos | 4 |  | INCLUDED
iv) | Protection Coupler for PLCC |  | Nos | 4 |  | INCLUDED
v) | Digital Protection Coupler |  | Nos | 4 |  | INCLUDED
vi) | EPAX (24/8) with 24 telephones, Cables etc. |  | SET | 1 |  | INCLUDED
vii) | 2 wire telephone equipment |  | Nos | 2 |  | INCLUDED
viii) | Testing & Maintenance equipment (print test kit only) for PLCC |  | SET | 1 |  | INCLUDED
ix) | HF CABLE 75 OHMS FOR PLCC |  | KM | 2 |  | INCLUDED
H | LT Switchgear (As per Technical specification)
i) | 415V Main Switchboard |  | SET | 1 |  | INCLUDED
ii) | 415V AC Distribution Board (ACDB) as per Technical Specification |  | SET | 1 |  | INCLUDED
iii) | 415V Main Lighting DB (along with 2 nos. 50 kVA 415V/415V Lighting transformer) |  | SET | 1 |  | INCLUDED
iv) | 415V Emergency Lighting DB(along with 1 no. 25kVA 415V/415V lighting transformer) |  | SET | 1 |  | INCLUDED
v) | 220V DCDB |  | SET | 2 |  | INCLUDED
vi) | 48V DCDB |  | SET | 2 |  | INCLUDED
I | Batteries(The rating of batteries mentioned are minimum and shall be worked out by bidder as per Section Project, Technical Specification) & Battery Chargers
i) | 220V, 600 Ah VRLA Battery |  | SET | 2 |  | INCLUDED
ii) | 220V, 60A/60A Float Cum Boost Battery Charger |  | Nos | 2 |  | INCLUDED
iii) | 48V, 600Ah VRLA Battery |  | SET | 2 |  | INCLUDED
iv) | 48V, 60A/60A Float Cum Boost Battery Charger |  | Nos | 2 |  | INCLUDED
J | Diesel Generator with control Panel
i) | 100 kVA Diesel Generator along with control Panel |  | SET | 1 |  | INCLUDED
K | Illumination System
i) | Lighting Panel type ACP-2 as per technical specification |  | Nos | 4 |  | INCLUDED
ii) | Lighting Panel type ACP-3 as per technical specification |  | Nos | 2 |  | INCLUDED
iii) | Sub Lighting panel (outdoor) type SLP (Switchyard and Street Lighting) |  | Nos | 15 |  | INCLUDED
iv) | Lighting Fixture LED Luminaries Type FL-1 As per TS |  | Nos | 20 |  | INCLUDED
v) | Lighting Fixture LED Luminaries Type FL-2 As per TS |  | Nos | 40 |  | INCLUDED
vi) | 63A, 415V : Interlocked switch socket outdoor Receptacle (type RP) asper technical specifications |  | Nos | 2 |  | INCLUDED
vii) | Self Supported Aluminium Ladder as Per Technical Specification |  | Nos | 1 |  | INCLUDED
viii) | Cartwheel Mounted Aluminium Ladder as Per Technical Specification |  | Nos | 1 |  | INCLUDED
ix) | Outdoor Power Receptacle for oilfiltration unit (250A) |  | Nos | 2 |  | INCLUDED
x) | LED Street Light Luminaire Type SL-L1 (= 45W) As per TS |  | Nos | 20 |  | INCLUDED
xi) | Type L1 Street Lighting Pole of 6 Mtr as per TS |  | Nos | 20 |  | INCLUDED
xii) | Fire Wall mounted LED Luminarie Type FL-2 (250W) |  | Nos | 4 |  | INCLUDED
xiii) | Portable Flood Light Light Panel With LED Luminaries Type FL-2 (250W) |  | Nos | 2 |  | INCLUDED
xiv) | Type D1 Post Top Tantern Pole of 4mtr as per TS |  | Nos | 10 |  | INCLUDED
xv) | Pole Mounted LED Post Top Luminarie Type SL-D1 (= 30W) as per TS |  | Nos | 10 |  | INCLUDED
L | Fire Protection System
a | Portable /Trolley/Wheel mounted extinguishers
i) | 9 litre water type |  | Nos | 4 |  | INCLUDED
ii) | 60 litre foam type |  | Nos | 2 |  | INCLUDED
iii) | 4.5 kg CO2 type |  | Nos | 12 |  | INCLUDED
iv) | 4.5 kg Dry Chemical Power (DCP) type |  | Nos | 5 |  | INCLUDED
M | EHV Cables and accessaries
i) | 1Cx630sqmm, 33KV HV Power Cable along with accessories & cable terminations kit etc. |  | KM | 0.5 |  | INCLUDED
i) | 1Cx400sqmm, 33KV HV Power Cable along with accessories & cable terminations kit etc. |  | KM | 2 |  | INCLUDED
i) | 1Cx120sqmm, 33KV HV Power Cable along with accessories & cable terminations kit etc. |  | KM | 0.5 |  | INCLUDED
N | Air conditioning System for Control room cum administrative building & SPR
i) | High wall type split AC unit of 2 TR capacity |  | Nos | 15 |  | INCLUDED
O | Lattice & Pipe structures
O.1 | 220kV Gantry Structures
i) | Gantry Structure for Line Bay - 220kV Double Main & Transfer Layout |  | SET | 4 |  | INCLUDED
ii) | Gantry Structure for Transformer Bay - 220kV Double Main & Transfer Layout |  | SET | 2 |  | INCLUDED
iii) | Gantry Structure for Bus Coupler Bay - 220kV Double Main & Transfer Layout |  | SET | 1 |  | INCLUDED
iv) | Gantry Structure for Transfer Bus Coupler Bay - 220kV Double Main & Transfer Layout |  | SET | 1 |  | INCLUDED
O.2 | 220kV Equipments Structures
i) | Equipment Structure Including Foundation bolts-220kV CT (1ph) |  | Nos | 24 |  | INCLUDED
ii) | Equipment Structure Including Foundation bolts-220kV CVT (1ph) |  | Nos | 18 |  | INCLUDED
iii) | Equipment Structure Including Foundation bolts-220kV Isolator (3Ph) |  | Nos | 29 |  | INCLUDED
iv) | Equipment Structure Including Foundation bolts-220kV Class SA (1ph) |  | Nos | 18 |  | INCLUDED
v) | Equipment Structure Including Foundation bolts-220kV BPI (1ph) |  | Nos | 63 |  | INCLUDED
vi) | Equipment Structure Including Foundation bolts-220kV Wave Trap (1ph) |  | Nos | 8 |  | INCLUDED
vii) | Equipment Structure Including Foundation bolts-220kV High BPI (1ph) |  | Nos | 21 |  | INCLUDED
O.3 | 33kV Equipments Structures
i) | Equipment Structure Including Foundation bolts-36kV Isolator (3Ph) |  | Nos | 6 |  | INCLUDED
ii) | Equipment Structure Including Foundation bolts-36kV SA (1ph) |  | Nos | 24 |  | INCLUDED
iii) | Equipment Structure Including Foundation bolts-36kV BPI (1ph) |  | Nos | 24 |  | INCLUDED
O.4 | NON-Standard Structures for 33kV line terminations
i) | Fabrication, galvanising and supply of Lattice Structures (MS Steel), to be designed during detailed engineering, for towers, beams and equipment support structure including pack plates / packwashers and gusset plates excluding fasteners and foundation bolts |  | MT | 12 |  | INCLUDED
ii) | Fabrication, galvanising and supply of fasteners ( nuts, bolts and washers ) including step bolts for lattice and pipe structures to be designed during detailed engineering |  | MT | 1 |  | INCLUDED
iii) | Fabrication, galvanising and supply of foundation bolts including nuts, checknut and washers for lattice and pipe structures to be designed during detailed engineering |  | MT | 1 |  | INCLUDED
P | VMS System
i) | Visual Monitoring System for Watch & Ward |  | Set | 1 |  | INCLUDED
Q | Main Earth Mat
i) | 40 MM MS Rod for Main Earthmat |  | KM | 10 |  | INCLUDED
P | Telecom Equipments
P.1 | SDH Equipment (STM-16 MADM upto 5 MSP protected directions)
(i) | Base Equipment (Common cards, Cross Connect/control cards, optical base cards, power supply cards, power cabling, other hardware and accessories including sub racks, patch cord, DDF etc fully equiped excluding (ii) & (iii) below |  | Nos. | 1 |  | INCLUDED
(ii) | Optical Interface Cards/SFP
a | L4.2 |  | Nos. | 2 |  | INCLUDED
b | L4.1 SFP |  | Nos. | 2 |  | INCLUDED
d | L16.1 SFP |  | Nos. | 2 |  | INCLUDED
e | L16.2 SFP |  | Nos. | 2 |  | INCLUDED
(iii) | Tributary cards
a | E1 Interface card (Min.16 interfaces per card) |  | Nos. | 2 |  | INCLUDED
b | Ethernet Interface 10/100 Base T with Layer-2 switching (Min 8 Interfaces per card) |  | Nos. | 2 |  | INCLUDED
c | Gigabit Ethernet Interface# with Layer-2 switching (Minimum 2 nos.) |  | Set | 1 |  | INCLUDED
P.2 | Equipment Cabinets
i) | For SDH |  | No. | 1 |  | INCLUDED
P.3 | VOIP gateway for remote locations (RTU locations)
i) | 8 port |  | No. | 4 |  | INCLUDED
I.ii | Part-B: VENDOR ASSESSED QUANTITIES
A | Erection Hardware
i) | Erection Hardware for 220kV layout (Double Main and Transfer Scheme)-Bus work (three Bay) as per technical specification |  | SET | 3 |  | INCLUDED
ii) | Erection Hardware for 220kV layout (Double Main and Transfer Scheme)-Line Bay as per technical specification |  | SET | 4 |  | INCLUDED
iii) | Erection Hardware for 220kV layout (Double Main and Transfer Scheme)-Transformer Bay as per technical specification |  | SET | 2 |  | INCLUDED
iv) | Erection Hardware for 220kV layout (Double Main and Transfer Scheme as per SLD)-Bus Coupler Bay as per specification |  | SET | 1 |  | INCLUDED
v) | Erection Hardware for 220kV layout (Double Main and Transfer Scheme)-Transfer Bus Coupler Bay as per technical specification |  | SET | 1 |  | INCLUDED
vi) | Erection Hardware for the 33kV layout (Bus Scheme as per SLD)-Line Bay as per technical specification |  | Set | 6 |  | INCLUDED
vii) | ERECTION HARDWARE FOR AUXILIARY LT TRANSFORMER |  | SET | 2 |  | INCLUDED
B | Fire Protection System
i) | Pumping arrangement for HVW system & hydrant system, complete with all piping, valves, fittings,etc. inside pump house for Fire Protection System of 220kV S/S |  | SET | 1 |  | INCLUDED
ii) | Hydrant system, complete U/G piping and accessories etc. outside the Pump House for Fire Protection of 220kV S/S |  | SET | 1 |  | INCLUDED
iii) | HVW Spray System, hydrant System and Complete U/G & O/G piping and accessories etc. outside the pump house for 220kV 3ph Transformer |  | SET | 2 |  | INCLUDED
iv) | Fire Detection and Alarm System for Control Room Building (220kV) |  | SET | 1 |  | INCLUDED
v) | Fire Detection and Alarm System for Switchyard Panel Room of 6 m length |  | SET | 3 |  | INCLUDED
C | Illumination System
i) | Control room cum administrative building illumination |  | LS | 1 |  | INCLUDED
ii) | Fire fighting building illumination |  | LS | 1 |  | INCLUDED
iii) | Security Room Illumination including conduit |  | LS | 1 |  | INCLUDED
iv) | Transit Camp illumination |  | LS | 1 |  | INCLUDED
v) | Switchyard Panel room Lighting |  | LS | 3 |  | INCLUDED
vi) | 33kV AIS buiding |  | LS | 1 |  | INCLUDED
vii) | Car parkings |  | LS | 1 |  | INCLUDED
viii) | Grid Interactive Solar PV Power Plant as per TS |  | LS | 1 |  | INCLUDED
D | Air conditioning & ventilation System
i) | Air conditioning system for Switchyard Panel Room of 6m length |  | SET | 3 |  | INCLUDED
E | POWER & CONTROL CABLES
i) | 1.1kV grade Power Cables (XLPE insulated)along with lugs,glands,straight joints & accessories , etc |  | LS | 1 |  | INCLUDED
ii) | 1.1kV grade Power Cables (PVC insulated)along with lugs,glands,straight joints & accessories , etc |  | LS | 1 |  | INCLUDED
iii) | 1.1kV grade Control Cables (PVC insulated)along with lugs,glands,straight joints & accessories , etc |  | LS | 1 |  | INCLUDED
I.iii | Part-C: Mandatory Spares
i) | Spare-245kV Power Transformer |  | SET | 1 |  | INCLUDED
ii) | Spare-245kV Circuit Breaker |  | SET | 1 |  | INCLUDED
iii) | Spare-245kV Isolator |  | SET | 1 |  | INCLUDED
iii) | Spare-245kV CT |  | SET | 1 |  | INCLUDED
iv) | Spare-245kV CVT |  | SET | 1 |  | INCLUDED
v) | Spare-245kV SA |  | SET | 1 |  | INCLUDED
vi) | Spare-245kV BPI |  | Set | 1 |  | INCLUDED
vii) | Relay & protection Panels (with automation) |  | LS | 1 |  | INCLUDED
viii) | Spares-Substation Automation System |  | LS | 1 |  | INCLUDED
ix) | Spare-PLCC |  | SET | 1 |  | INCLUDED
x) | Spares for DG set |  | LS | 1 |  | INCLUDED
xi) | Spares fpr 220V Battery Charger |  | LS | 1 |  | INCLUDED
xii) | Spares fpr 48V Battery Charger |  | LS | 1 |  | INCLUDED
xiii) | Spares for 220V Batteries |  | LS | 1 |  | INCLUDED
xiv) | Spares for 48V Batteries |  | LS | 1 |  | INCLUDED
xv) | SPARES FOFIRE PROTECTION SYSTEM |  | SET | 1 |  | INCLUDED
xvi) | SPARES FOR CLAMPS & CONNECTORS |  | LOT | 1 |  | INCLUDED
xvii) | SPARES FOR Power & Control Cable |  | LOT | 1 |  | INCLUDED
II | 220/132kV Musaga Substation
II.i | Part-A : EMPLOYER ASSESSED QUANTITIES
A.1 | POWER TRANSFORMER
1 | 110MVA, 220/132/33 KV, 3-phase Power Transformer excluding Insulating Oil |  | Nos | 2 |  | INCLUDED
2 | Insulating Oil for 110MVA, 220/132/33kV, 3-phase Transformer |  | SET | 2 |  | INCLUDED
3 | DIGITAL RTCC PANEL |  | SET | 1 |  | INCLUDED
A1.1 | Testing & Maintenance Equipments
a) | Oil Storage Tank (20kL) |  | No. | 1 |  | INCLUDED
b) | Transformer Oil Filtration plant (6KLPH) |  | No | 1 |  | INCLUDED
A2 | LT TRANSFORMER
1 | 315kVA, 33/0.433kV, 3ph Transformer |  | Nos | 2 |  | INCLUDED
B | 245kV equipment
i) | 245kV, 1600A, 40KA Circuit Breaker (3-Phase) with support structure |  | Nos | 5 |  | INCLUDED
ii) | 245kV, 2500A, 40KA Circuit Breaker (3-Phase) with support structure |  | Nos | 1 |  | INCLUDED
iii) | 245kV, 1600A, 40 KA, 3-phase Double Break Isolator with one E/S |  | Nos | 5 |  | INCLUDED
iv) | 245kV, 1600A, 40 KA, 3-phase Double Break Isolator with two E/S |  | Nos | 5 |  | INCLUDED
v) | 245kV, 1600A, 40 KA, 3-phase Double Break Tandem Isolator without E/S |  | Nos | 9 |  | INCLUDED
vi) | 245kV, 2500A, 40 KA, 3-phase Double Break Isolator with Two E/S |  | Nos | 2 |  | INCLUDED
vii) | 245 kV, 1600A, 40KA, 1-Phase Current Transformer with 120% extended current rating |  | Nos | 15 |  | INCLUDED
viii) | 245 kV, 2500A, 40KA, 1-Phase Current Transformer with 120% extended current rating |  | Nos | 3 |  | INCLUDED
ix) | 245 kV, 4400pf Capacitive Voltage Transformer (1- Phase) |  | Nos | 12 |  | INCLUDED
x) | 216kV Surge Arrester (1-phase) |  | Nos | 12 |  | INCLUDED
xi) | 245 kV, 1 phase Bus Post Insulator (except for Line Traps) |  | Nos | 55 |  | INCLUDED
xii) | 245 kV ,1 phase Bus Post Insulators for Line Traps |  | Nos | 12 |  | INCLUDED
C | 145KV Equipment
i) | 145kV, 1250A, 31.5KA Circuit Breakers (3-Phase) with support structure |  | Nos | 7 |  | INCLUDED
ii) | 145 kV, 1250A, 31.5 KA, 3-phase Double Break Isolator with one E/S |  | Nos | 6 |  | INCLUDED
iii) | 145 kV, 1250 A, 31.5KA, 3-phase Double Break Isolator without E/S |  | Nos | 8 |  | INCLUDED
iv) | 145 kV, 1250 A, 31.5KA, 3-phase Double Break Isolator without E/S (Tandem) |  | Nos | 6 |  | INCLUDED
v) | 145 kV, 800A, 31.5KA, 1-Phase Current Transformer with 120% extended current rating |  | Nos | 21 |  | INCLUDED
vi) | 145 kV, 4400pf, 1-phase Capacitive Voltage Transformer |  | Nos | 15 |  | INCLUDED
vii) | 120kV Surge Arrester(1-phase) |  | Nos | 18 |  | INCLUDED
viii) | 145kV, 1 phase Bus Post Insulators |  | Nos | 56 |  | INCLUDED
D | 72.5kV outdoor Equipments (Tertiary Loading)
i) | 72.5 kV, 1250A, 25 kA, 3-phase CircuitBreaker with support structure |  | Nos | 1 |  | INCLUDED
ii) | 72.5 kV, 50A, 25 kA, 1-Phase CurrentTransformer with 120% extended currentrating |  | Nos | 3 |  | INCLUDED
iii) | 72.5 kV Voltage Transformer (1- Phase) |  | Nos | 3 |  | INCLUDED
iv) | 72.5 kV, 400A, 25 KA, 3-Phase DoubleBreak Isolator with out E/S |  | Nos | 1 |  | INCLUDED
v) | 72.5kV ,1 phase Bus Post Insulators |  | Nos | 9 |  | INCLUDED
E | 36kV outdoor Equipments
i) | 36 kV, 400A, 25 KA, 3-Phase HDB Isolatorwithout E/S |  | Nos | 1 |  | INCLUDED
ii) | 36 kV, 3-Ph Horn Gap Fuse as per Technical Specification |  | Nos | 1 |  | INCLUDED
iii) | 36kV, 1 phase Bus Post Insulators as per Technical Specification |  | Nos | 3 |  | INCLUDED
iv) | 30kV Surge Arrester (1-Phase) |  | Nos | 3 |  | INCLUDED
F | RELAY PANELS (WITH AUTOMATION)
F.1 | 220kV
i) | 220kV Circuit Breaker Relay Panel with Auto Reclose (with Automation) |  | Nos | 3 |  | INCLUDED
ii) | 220kV Circuit Breaker Relay Panel without Auto Reclose (with Automation) |  | Nos | 3 |  | INCLUDED
iii) | 220kV Line Protection Panel (with Automation) |  | Nos | 2 |  | INCLUDED
iv) | 220kV Transformer Protection Panel (For both HV & MV side)-(with Automation) |  | Nos | 2 |  | INCLUDED
v) | 220kV Bus Bar Protection Panel (Single)-(with Automation) |  | SET | 1 |  | INCLUDED
F.2 | 132kV
i) | 132kV Circuit Breaker Relay Panel with Auto Reclose (with Automation) |  | Nos | 5 |  | INCLUDED
ii) | 132kV Circuit Breaker Relay Panel without Auto Reclose (with Automation) |  | Nos | 2 |  | INCLUDED
iii) | 132kV Line Protection Panel (with Automation) |  | Nos | 4 |  | INCLUDED
iv) | 132kV Bus Bar Protection Panel (Single)-(with Automation) |  | SET | 1 |  | INCLUDED
G | COMMON EQUIPMENTS
i) | Relay tool kit as per Technical specification |  | Set | 1 |  | INCLUDED
ii) | Time synchronisation equipment |  | No. | 1 |  | INCLUDED
H | SUBSTATION AUTOMATION
i) | Complete Substation automation System for 220kV bay as per Technical Specification |  | Nos | 4 |  | INCLUDED
ii) | Complete Substation automation System for 220kV TBC bay as per Technical Specification |  | Nos | 1 |  | INCLUDED
iii) | Complete Substation automation System for 220kV Bus Coupler bay as perTechnical Specification |  | Nos | 1 |  | INCLUDED
iv) | Complete Substation automation System for 132kV bay as per Technical Specification |  | Nos | 7 |  | INCLUDED
v) | Complete Substation automation System for controlling and monitoringof Auxilary System including BCUs as per technical specification |  | Set | 1 |  | INCLUDED
I.1 | PLCC for LOCAL End
i) | 220kV, 1600A, 0.5mH, 40 kA Line Trap |  | Nos | 4 |  | INCLUDED
ii) | 132kV,1250A,0.5mH , 31.5kA Line Trap |  | Nos | 4 |  | INCLUDED
iii) | Coupling device for PLCC |  | SET | 4 |  | INCLUDED
iv) | Carrier Equipment Analog type (for Speech+Data & Speech+Protection) |  | Nos | 4 |  | INCLUDED
v) | Protection Coupler for PLCC |  | Nos | 4 |  | INCLUDED
vi) | Digital Protection Coupler |  | Nos | 2 |  | INCLUDED
vii) | EPAX (24/8) with 24 telephones, Cables etc. |  | SET | 1 |  | INCLUDED
viii) | 2 wire telephone equipment |  | Nos | 2 |  | INCLUDED
ix) | Testing (&) Maintenance equipment (print test kit only) for PLCC |  | SET | 1 |  | INCLUDED
x) | HF CABLE 75 OHMS FOR PLCC |  | KM | 2 |  | INCLUDED
I.2 | PLCC for Old musaga End
i) | 132kV,1250A,0.5mH , 31.5kA Line Trap |  | Nos | 2 |  | INCLUDED
ii) | Coupling device for PLCC |  | SET | 1 |  | INCLUDED
iii) | Carrier Equipment Analog type (for Speech+Data & Speech+Protection) |  | Nos | 1 |  | INCLUDED
iv) | Protection Coupler for PLCC |  | Nos | 1 |  | INCLUDED
v) | Digital Protection Coupler |  | Nos | 1 |  | INCLUDED
vii) | 2 wire telephone equipment |  | Nos | 1 |  | INCLUDED
viii) | Testing (&) Maintenance equipment (print test kit only) for PLCC |  | SET | 1 |  | INCLUDED
ix) | HF CABLE 75 OHMS FOR PLCC |  | KM | 1 |  | INCLUDED
I.3 | PLCC for Lessos End
i) | 132kV,1250A,0.5mH , 31.5kA Line Trap |  | Nos | 2 |  | INCLUDED
ii) | Coupling device for PLCC |  | SET | 1 |  | INCLUDED
iii) | Carrier Equipment Analog type (for Speech+Data & Speech+Protection) |  | Nos | 1 |  | INCLUDED
iv) | Protection Coupler for PLCC |  | Nos | 1 |  | INCLUDED
v) | Digital Protection Coupler |  | Nos | 1 |  | INCLUDED
vii) | 2 wire telephone equipment |  | Nos | 1 |  | INCLUDED
viii) | Testing (&) Maintenance equipment (print test kit only) for PLCC |  | SET | 1 |  | INCLUDED
ix) | HF CABLE 75 OHMS FOR PLCC |  | KM | 1 |  | INCLUDED
J | LT Switchgear (As per Technical specification)
i) | 415V Main Switchboard |  | SET | 1 |  | INCLUDED
ii) | 415V AC Distribution Board (ACDB) as per Technical Specification |  | SET | 1 |  | INCLUDED
iii) | 415V Main Lighting DB (along with 2 nos. 50 kVA 415V/415V Lighting transformer) |  | SET | 1 |  | INCLUDED
iv) | 415V Emergency Lighting DB(along with 1 no. 25kVA 415V/415V lighting transformer) |  | SET | 1 |  | INCLUDED
v) | 220V DCDB |  | SET | 2 |  | INCLUDED
vi) | 48V DCDB |  | SET | 2 |  | INCLUDED
K | Batteries(The rating of batteries mentioned are minimum and shall be worked out by bidder as per Section Project, Technical Specification) & Battery Chargers
i) | 220V, 600 Ah VRLA Battery |  | SET | 2 |  | INCLUDED
ii) | 220V, 60A/60A Float Cum Boost Battery Charger |  | EA | 2 |  | INCLUDED
iii) | 48V, 600Ah VRLA Battery |  | SET | 2 |  | INCLUDED
iv) | 48V, 60A/60A Float Cum Boost Battery Charger |  | Nos | 2 |  | INCLUDED
J | Diesel Generator with control Panel
i) | 100 kVA Diesel Generator along with control Panel |  | SET | 1 |  | INCLUDED
K | Illumination System
i) | Lighting Panel type ACP-2 as per technical specification |  | Nos | 4 |  | INCLUDED
ii) | Lighting Panel type ACP-3 as per technical specification |  | Nos | 2 |  | INCLUDED
iii) | Sub Lighting panel (outdoor) type SLP (Switchyard and Street Lighting) |  | Nos | 15 |  | INCLUDED
iv) | Lighting Fixture LED Luminaries Type FL-1 As per TS |  | Nos | 50 |  | INCLUDED
v) | Lighting Fixture LED Luminaries Type FL-2 As per TS |  | Nos | 100 |  | INCLUDED
vi) | 63A, 415V : Interlocked switch socket outdoor Receptacle (type RP) asper technical specifications |  | Nos | 2 |  | INCLUDED
vii) | Self Supported Aluminium Ladder as Per Technical Specification |  | Nos | 1 |  | INCLUDED
viii) | Cartwheel Mounted Aluminium Ladder as Per Technical Specification |  | Nos | 1 |  | INCLUDED
ix) | Outdoor Power Receptacle for oilfiltration unit (250A) |  | Nos | 2 |  | INCLUDED
x) | LED Street Light Luminaire Type SL-L1 (= 45W) As per TS |  | Nos | 20 |  | INCLUDED
xi) | Type L1 Street Lighting Pole of 6 Mtr as per TS |  | Nos | 20 |  | INCLUDED
xii) | Fire Wall mounted LED Luminarie Type FL-2 (250W) |  | Nos | 4 |  | INCLUDED
xiii) | Portable Flood Light Light Panel With LED Luminaries Type FL-2 (250W) |  | Nos | 2 |  | INCLUDED
xiv) | Type D1 Post Top Tantern Pole of 4mtr as per TS |  | Nos | 10 |  | INCLUDED
xv) | Pole Mounted LED Post Top Luminarie Type SL-D1 (= 30W) as per TS |  | Nos | 10 |  | INCLUDED
L | Fire Protection System
a | Portable /Trolley/Wheel mounted extinguishers
i) | 9 litre water type |  | Nos | 4 |  | INCLUDED
ii) | 60 litre foam type |  | Nos | 2 |  | INCLUDED
iii) | 4.5 kg CO2 type |  | Nos | 12 |  | INCLUDED
iv) | 4.5 kg Dry Chemical Power (DCP) type |  | Nos | 5 |  | INCLUDED
M | EHV Cables and accessaries
i) | 1Cx120sqmm, 33KV HV Power Cable along with accessories & cable terminations kit etc. |  | KM | 2 |  | INCLUDED
N | Air conditioning System for Control room cum administrative building & SPR
i) | High wall type split AC unit of 2 TR capacity |  | EA | 15 |  | INCLUDED
O | Lattice & Pipe structures
O.1 | 220kV Gantry Structures
i) | Gantry Structure for Line Bay - 220kV Double Main & Transfer Layout |  | SET | 2 |  | INCLUDED
ii) | Gantry Structure for Transformer Bay - 220kV Double Main & Transfer Layout |  | SET | 2 |  | INCLUDED
iii) | Gantry Structure for Bus Coupler Bay - 220kV Double Main & Transfer Layout |  | SET | 1 |  | INCLUDED
iv) | Gantry Structure for Transfer Bus Coupler Bay - 220kV Double Main & Transfer Layout |  | SET | 1 |  | INCLUDED
O.2 | 132kV Gantry Structures
i) | Gantry Strcuture for Line bay- 132kV Single Main & transfer Layout |  | SET | 4 |  | INCLUDED
ii) | Gantry Strcuture for Transformer bay- 132kV Single Main & transfer Layout |  | SET | 2 |  | INCLUDED
iii) | Gantry Strcuture for Transfer bus Coupler bay- 132kV Single Main & transfer Layout |  | SET | 1 |  | INCLUDED
O.3 | 220kV Equipments Structures
i) | Equipment Structure including Foundation bolts-220KV CT (1ph) |  | Nos | 18 |  | INCLUDED
ii) | Equipment Structure including Foundation bolts-220KV CVT (1ph) |  | Nos | 12 |  | INCLUDED
iii) | Equipment Structure including Foundation bolts-220KV Isolator (3PH) |  | Nos | 21 |  | INCLUDED
iv) | Equipment Structure including Foundation bolts-220KV Class SA (1ph) |  | Nos | 12 |  | INCLUDED
v) | Equipment Structure Including Foundation bolts-220kV BPI (1ph) |  | Nos | 40 |  | INCLUDED
vi) | Equipment Structure Including Foundation bolts-220kV Wave Trap (1ph) |  | Nos | 4 |  | INCLUDED
vii) | Equipment Structure Including Foundation bolts-220kV High BPI (1ph) |  | Nos | 15 |  | INCLUDED
O.4 | 132kV Equipments Structures
i) | Equipment Structure including Foundation bolts-145KV CT (1ph) |  | Nos | 21 |  | INCLUDED
ii) | Equipment Structure including Foundation bolts-145KV CVT (1ph) |  | Nos | 15 |  | INCLUDED
iii) | Equipment Structure including Foundation bolts-145KV Isolator (3PH) |  | Nos | 20 |  | INCLUDED
iv) | Equipment Structure including Foundation bolts-145KV Class SA (1ph) |  | Nos | 18 |  | INCLUDED
v) | Equipment Structure including Foundation bolts-145KV BPI(1ph) |  | Nos | 35 |  | INCLUDED
vi) | Equipment Structure including Foundation bolts-145KV HIGH BPI (1ph) |  | SET | 21 |  | INCLUDED
O.5 | 72.5 kV Equipments Structures
i) | Equipment Structure Including Foundation Bolt-72.5KV CT(1ph) |  | Nos | 3 |  | INCLUDED
ii) | Equipment Structure Including Foundation Bolt-72.5KV PT(1ph) |  | Nos | 3 |  | INCLUDED
iii) | Equipment Structure Including Foundation Bolt-72.5KV Isolator (3ph) |  | Nos | 1 |  | INCLUDED
iv) | Equipment Structure Including Foundation Bolt-72.5KV BPI(1ph) |  | Nos | 9 |  | INCLUDED
O.6 | 33kV Equipments Structures
i) | Equipment Structure including Foundation Bolts -36KV Isolator (3ph) |  | Nos | 1 |  | INCLUDED
ii) | Equipment Structure including Foundation Bolts-36KV Class SA (1ph) |  | Nos | 3 |  | INCLUDED
iii) | Equipment Structure including Foundation Bolts-36KV BPI (1ph) |  | Nos | 3 |  | INCLUDED
iv) | Equipment Structure including Foundation Bolts-36KV HG Fuse (1ph) |  | Nos | 3 |  | INCLUDED
P | VMS System
i) | Visual Monitoring System for Watch & Ward |  | Set | 1 |  | INCLUDED
Q | Main Earth Mat
i) | 40 MM MS ROD FOR MAIN EARTHMAT |  | KM | 10 |  | INCLUDED
R | Telecom Equipments
R.1 | Musaga S/S
A | SDH Equipment (STM-16 MADM upto 5 MSP protected directions)
(i) | Base Equipment (Common cards, Cross Connect/control cards, optical base cards, power supply cards, power cabling, other hardware and accessories including sub racks, patch cord, DDF etc fully equiped excluding (ii) & (iii) below |  | Nos. | 1 |  | INCLUDED
(ii) | Optical Interface Cards/SFP
a | S4.1 |  | Nos. | 2 |  | INCLUDED
b | L4.1 SFP |  | Nos. | 2 |  | INCLUDED
c | V 4.2 SFP |  | Nos. | 2 |  | INCLUDED
d | S16.1 SFP |  | Nos. | 2 |  | INCLUDED
e | L16.1 SFP |  | Nos. | 2 |  | INCLUDED
f | V 16.2 SFP |  | Nos. | 2 |  | INCLUDED
(iii) | Tributary cards
a | E1 Interface card (Min.16 interfaces per card) |  | Nos. | 2 |  | INCLUDED
b | Ethernet Interface 10/100 Base T with Layer-2 switching (Min 8 Interfaces per card) |  | Nos. | 2 |  | INCLUDED
c | Gigabit Ethernet Interface# with Layer-2 switching (Minimum 2 nos.) |  | Set | 1 |  | INCLUDED
B | Equipment Cabinets
a | For SDH |  | No. | 1 |  | INCLUDED
C | VOIP gateway for remote locations (RTU locations)
a | 8 port |  | No. | 4 |  | INCLUDED
R.2 | (Musaga (KPLC))
A | SDH Equipment (STM-16 MADM upto 5 MSP protected directions)
(i) | Base Equipment (Common cards, Cross Connect/control cards, optical base cards, power supply cards, power cabling, other hardware and accessories including sub racks, patch cord, DDF etc fully equiped excluding (ii) & (iii) below |  | Nos. | 1 |  | INCLUDED
(ii) | Optical Interface Cards/SFP
a | S4.1 |  | Nos. | 2 |  | INCLUDED
b | S16.1 SFP |  | Nos. | 2 |  | INCLUDED
(iii) | Tributary cards
a | E1 Interface card (Min.16 interfaces per card) |  | Nos. | 2 |  | INCLUDED
b | Ethernet Interface 10/100 Base T with Layer-2 switching (Min 8 Interfaces per card) |  | Nos. | 2 |  | INCLUDED
c | Gigabit Ethernet Interface# with Layer-2 switching (Minimum 2 nos.) |  | Set | 1 |  | INCLUDED
B | Equipment Cabinets
a | For SDH |  | No. | 1 |  | INCLUDED
C | VOIP gateway for remote locations (RTU locations)
a | 8 port |  | No. | 4 |  | INCLUDED
R.3 | LESSOS
A | SDH Equipment (STM-16 MADM upto 5 MSP protected directions)
(i) | Base Equipment (Common cards, Cross Connect/control cards, optical base cards, power supply cards, power cabling, other hardware and accessories including sub racks, patch cord, DDF etc fully equiped excluding (ii) & (iii) below |  | Nos. | 1 |  | INCLUDED
(ii) | Optical Interface Cards/SFP
a | S 4.1 SFP |  | Nos. | 4 |  | INCLUDED
b | V 4.2 SFP |  | Nos. | 2 |  | INCLUDED
c | S16.1 SFP |  | Nos. | 4 |  | INCLUDED
d | V 16.2 SFP |  | Nos. | 2 |  | INCLUDED
(iii) | Tributary cards
a | E1 Interface card (Min.16 interfaces per card) |  | Nos. | 2 |  | INCLUDED
b | Ethernet Interface 10/100 Base T with Layer-2 switching (Min 8 Interfaces per card) |  | Nos. | 2 |  | INCLUDED
c | Gigabit Ethernet Interface# with Layer-2 switching (Minimum 2 nos.) |  | Set | 1 |  | INCLUDED
B | Equipment Cabinets
a | For SDH |  | No. | 1 |  | INCLUDED
C | VOIP gateway for remote locations (RTU locations)
a | 8 port |  | No. | 4 |  | INCLUDED
II.ii | Part-B: VENDOR ASSESSED QUANTITIES
A | Erection Hardware
i) | Erection Hardware for 220kV layout (Double Main and Transfer Scheme)-Bus work (three Bay) as per technical specification |  | SET | 2 |  | INCLUDED
ii) | Erection Hardware for 220kV layout (Double Main and Transfer Scheme)-Line Bay as per technical specification |  | SET | 2 |  | INCLUDED
iii) | Erection Hardware for 220kV layout (Double Main and Transfer Scheme)-Transformer Bay as per technical specification |  | SET | 2 |  | INCLUDED
iv) | Erection Hardware for 220kV layout (Double Main and Transfer Scheme as per SLD)-Bus Coupler Bay as per specification |  | SET | 1 |  | INCLUDED
v) | Erection Hardware for 220kV layout (Double Main and Transfer Scheme)-Transfer Bus Coupler Bay as per technical specification |  | SET | 1 |  | INCLUDED
vi) | Erection Hardware for 132kV layout (Single Main & Transfer Scheme) Bus work (For Three bays) as per technical specification |  | SET | 1 |  | INCLUDED
vii) | Erection Hardware for 132kV layout (Single Main & Transfer Scheme) Bus work (For Four bays) as per technical specification |  | SET | 1 |  | INCLUDED
viii) | Erection Hardware for 132kV layout (Single Main & Transfer Scheme)-Line Bay as per technical specification |  | SET | 4 |  | INCLUDED
ix) | Erection Hardware for 132kV layout (Single Main & Transfer Scheme)-Transformer Bay as per technical specification |  | SET | 2 |  | INCLUDED
x) | Erection Hardware for 132kV layout (Single Main & Transfer Scheme)-Transfer Bus Coupler Bay as per technical specification |  | SET | 1 |  | INCLUDED
xi) | ERECTION HARDWARE FOR AUXILIARY LT TRANSFORMER |  | SET | 1 |  | INCLUDED
xii) | Erection Hardware for the 72.5kV equipment for Tertiary loading as per technical specification |  | Set | 1 |  | INCLUDED
B | Fire Protection System
i) | Pumping arrangement for HVW system & hydrant system, complete with all piping, valves, fittings,etc. inside pump house for Fire Protection System of 220kV S/S |  | SET | 1 |  | INCLUDED
ii) | Hydrant system, complete U/G piping and accessories etc. outside the Pump House for Fire Protection of 220kV S/S |  | SET | 1 |  | INCLUDED
iii) | HVW Spray System, hydrant System and Complete U/G & O/G piping and accessories etc. outside the pump house for 220kV 3ph Transformer |  | SET | 2 |  | INCLUDED
iv) | Fire Detection and Alarm System for Control Room Building (220kV) |  | SET | 1 |  | INCLUDED
v) | Fire Detection and Alarm System for Switchyard Panel Room of 6 m length |  | SET | 4 |  | INCLUDED
C | Illumination System
i) | Control room cum administrative building illumination |  | LS | 1 |  | INCLUDED
ii) | Fire fighting building illumination |  | LS | 1 |  | INCLUDED
iii) | Security Room Illumination including conduit |  | LS | 1 |  | INCLUDED
iii) | Transit Camp illumination |  | LS | 1 |  | INCLUDED
iv) | Switchyard Panel room Lighting |  | LS | 4 |  | INCLUDED
v) | Car parkings |  | LS | 1 |  | INCLUDED
vi) | Grid Interactive Solar PV Power Plant as per TS |  | LS | 1 |  | INCLUDED
D | Air conditioning & ventilation System
i) | Air conditioning system for Switchyard Panel Room of 6m length |  | SET | 3 |  | INCLUDED
E | POWER & CONTROL CABLES
i) | 1.1kV grade Power Cables (XLPE insulated)along with lugs,glands,straight joints & accessories , etc |  | LS | 1 |  | INCLUDED
ii) | 1.1kV grade Power Cables (PVC insulated)along with lugs,glands,straight joints & accessories , etc |  | LS | 1 |  | INCLUDED
iii) | 1.1kV grade Control Cables (PVC insulated)along with lugs,glands,straight joints & accessories , etc |  | LS | 1 |  | INCLUDED
II.iii | Part-C: Mandatory Spares
(I) | Mandatory Spare List for Transformer & Reactor
i) | Spare-245kV Power Transformer |  | SET | 1 |  | INCLUDED
ii) | Spare-245kV Circuit Breaker |  | SET | 1 |  | INCLUDED
iii) | Spare-245kV Isolator |  | SET | 1 |  | INCLUDED
iii) | Spare-245kV CT |  | SET | 1 |  | INCLUDED
iv) | Spare-245kV CVT |  | SET | 1 |  | INCLUDED
v) | Spare-245kV BPI |  | SET | 1 |  | INCLUDED
vi) | Spare-245kV LA |  | SET | 1 |  | INCLUDED
vii) | Spare-145kV Circuit Breaker |  | SET | 1 |  | INCLUDED
viii) | Spare-145kV Isolator |  | SET | 1 |  | INCLUDED
ix) | Spare-145kV CT |  | SET | 1 |  | INCLUDED
x) | Spare-145kV CVT |  | SET | 1 |  | INCLUDED
xi) | Spare-145kV LA |  | SET | 1 |  | INCLUDED
xii) | Spare-145kV BPI |  | SET | 1 |  | INCLUDED
xiii) | Relay & protection Panels (with automation) |  | LS | 1 |  | INCLUDED
xiv) | Spares-Substation Automation System |  | LS | 1 |  | INCLUDED
xv) | Spare-PLCC |  | SET | 1 |  | INCLUDED
xvi) | Spares for DG set |  | LS | 1 |  | INCLUDED
xvii) | Spares fpr 220V Battery Charger |  | LS | 1 |  | INCLUDED
xviii) | Spares fpr 48V Battery Charger |  | LS | 1 |  | INCLUDED
xix) | Spares for 220V Batteries |  | LS | 1 |  | INCLUDED
xx) | Spares for 48V Batteries |  | LS | 1 |  | INCLUDED
xxi) | SPARES FOFIRE PROTECTION SYSTEM |  | SET | 1 |  | INCLUDED
xxii) | SPARES FOR CLAMPS & CONNECTORS |  | LOT | 1 |  | INCLUDED
xxiii) | SPARES FOR Power & Control Cable |  | LOT | 1 |  | INCLUDED
xxiv) | Spares forTelecom Equipments
A | Spares for SDH Equipment (STM-16 MADM upto 5 MSP protected directions)
(i) | Common cards, Cross-connect/control cards, Optical base card, Power supply cards, power cabling, other hardware & accessories (each). |  | Set$ | 1 |  | INCLUDED
a | S4.1 |  | Nos. | 1 |  | INCLUDED
b | L4.2 |  | Nos. | 1 |  | INCLUDED
c | L4.1 SFP |  | Nos. | 1 |  | INCLUDED
d | V 4.2 SFP |  | Nos. | 1 |  | INCLUDED
e | S16.1 |  | Nos. | 1 |  | INCLUDED
f | L16.1 SFP |  | Nos. | 1 |  | INCLUDED
g | L16.2 SFP |  | Nos. | 1 |  | INCLUDED
h | V 16.2 SFP |  | Nos. | 1 |  | INCLUDED
(ii) | Tributary cards
a | E1 Interface card (Min.16 interfaces per card) |  | Nos. | 1 |  | INCLUDED
b | Ethernet Interface 10/100 Base T with Layer-2 switching (Min 8 Interfaces per card) |  | Nos. | 1 |  | INCLUDED
c | Gigabit Ethernet Interface# with Layer-2 switching (Minimum 2 nos.) |  | Set | 1 |  | INCLUDED
B | VOIP gateway for remote locations (RTU locations)
| 8 port |  | No. | 2 |  | INCLUDED
C | Pre Connectorized Optical Fiber Patch Cords(10 Mtrs) – Pack of six Patch cords |  | Set | 1 |  | INCLUDED
III. | 220kV Kibos (Kishumu) Substation
III.i | Part-A : EMPLOYER ASSESSED QUANTITIES
A | 245kV equipment
ii) | 245kV, 2500A, 40KA Circuit Breaker (3-Phase) with support structure |  | Nos | 3 |  | INCLUDED
iii) | 245kV, 2500A, 40 KA, 3-phase Horizontal Centre Break (HCB) Isolator with one E/S |  | Nos | 2 |  | INCLUDED
iv) | 245kV, 2500A, 40 KA, 3-phase Horizontal Centre Break (HCB) with out E/S |  | Nos | 6 |  | INCLUDED
viii) | 245 kV, 2500A, 40KA, 1-Phase Current Transformer with 120% extended current rating |  | Nos | 15 |  | INCLUDED
ix) | 245 kV, 4400pf Capacitive Voltage Transformer (1- Phase) |  | Nos | 6 |  | INCLUDED
x) | 216kV Surge Arrester (1-phase) |  | Nos | 6 |  | INCLUDED
xi) | 245 kV, 1 phase Bus Post Insulator (except for Line Traps) |  | Nos | 30 |  | INCLUDED
xii) | 245 kV ,1 phase Bus Post Insulators for Line Traps |  | Nos | 12 |  | INCLUDED
B | RELAY PANELS (WITH AUTOMATION)
i) | Control panel for 220kV Diameter (For 3/4 Breaker Scheme) |  | Set | 1 |  | INCLUDED
ii) | 220kV Circuit Breaker Relay Panel with Auto Reclose (with Automation) |  | EA | 3 |  | INCLUDED
iii) | 220kV Line Protection Panel (with Automation) |  | EA | 2 |  | INCLUDED
iv) | Augmentation of existing 220kV bus bar protection scheme.(No. of bays as per specification)-(with Automation) |  | Set | 1 |  | INCLUDED
C | SUBSTATION AUTOMATION
i) | Augmentation of Substation automation System for 220kV bay as per Technical Specification |  | Nos | 3 |  | INCLUDED
D | PLCC
i) | 220kV, 1600A, 0.5mH, 40 kA Line Trap |  | EA | 4 |  | INCLUDED
ii) | Coupling device for PLCC |  | SET | 2 |  | INCLUDED
iii) | Carrier Equipment Analog type (for Speech+Data & Speech+Protection) |  | EA | 2 |  | INCLUDED
iv) | Protection Coupler for PLCC |  | EA | 2 |  | INCLUDED
v) | Digital Protection Coupler |  | EA | 2 |  | INCLUDED
vii) | 2 wire telephone equipment |  | EA | 2 |  | INCLUDED
ix) | HF CABLE 75 OHMS FOR PLCC |  | KM | 1 |  | INCLUDED
E | Lattice & Pipe structures
E.1 | 220kV Gantry Structures
i) | Gantry Structure for Line bay- 220 KV 3/4 Breaker Layout |  | SET | 2 |  | INCLUDED
E.2 | 220kV Equipments Structures
i) | Equipment Structure Including Foundation bolts-220kV CT (1ph) |  | EA | 15 |  | INCLUDED
ii) | Equipment Structure Including Foundation bolts-220kV CVT (1ph) |  | EA | 6 |  | INCLUDED
iii) | Equipment Structure Including Foundation bolts-220kV Isolator (3Ph) |  | EA | 8 |  | INCLUDED
iv) | Equipment Structure Including Foundation bolts-220kV Class SA (1ph) |  | EA | 6 |  | INCLUDED
v) | Equipment Structure Including Foundation bolts-220kV BPI (1ph) |  | EA | 20 |  | INCLUDED
vi) | Equipment Structure Including Foundation bolts-220kV Wave Trap (1ph) |  | EA | 4 |  | INCLUDED
vii) | Equipment Structure Including Foundation bolts-220kV High BPI (1ph) |  | EA | 10 |  | INCLUDED
F | Illumination System
i) | Lighting Panel type ACP-2 as per technical specification |  | EA | 2 |  | INCLUDED
ii) | Lighting Panel type ACP-3 as per technical specification |  | EA | 1 |  | INCLUDED
iii) | Sub Lighting panel (outdoor) type SLP (Switchyard and Street Lighting) |  | EA | 5 |  | INCLUDED
iv) | Lighting Fixture LED Luminaries Type FL-1 As per TS |  | EA | 10 |  | INCLUDED
v) | Lighting Fixture LED Luminaries Type FL-2 As per TS |  | EA | 20 |  | INCLUDED
vi) | 63A, 415V : Interlocked switch socket outdoor Receptacle (type RP) asper technical specifications |  | EA | 1 |  | INCLUDED
vii) | Self Supported Aluminium Ladder as Per Technical Specification |  | EA | 1 |  | INCLUDED
viii) | Cartwheel Mounted Aluminium Ladder as Per Technical Specification |  | EA | 1 |  | INCLUDED
ix) | LED Street Light Luminaire Type SL-L1 (= 45W) As per TS |  | EA | 10 |  | INCLUDED
x) | Type L1 Street Lighting Pole of 6 Mtr as per TS |  | EA | 10 |  | INCLUDED
G | Main Earth Mat
a | 40 MM MS ROD FOR MAIN EARTHMAT |  | KM | 2 |  | INCLUDED
H | Telecom Equipments
A | SDH Equipment (STM-16 MADM upto 5 MSP protected directions)
(i) | Base Equipment (Common cards, Cross Connect/control cards, optical base cards, power supply cards, power cabling, other hardware and accessories including sub racks, patch cord, DDF etc fully equiped excluding (ii) & (iii) below |  | Nos. | 1 |  | INCLUDED
(ii) | Optical Interface Cards/SFP
a | S4.1 |  | Nos. | 4 |  | INCLUDED
b | L4.2 |  | Nos. | 2 |  | INCLUDED
c | S16.1 SFP |  | Nos. | 4 |  | INCLUDED
d | L16.2 SFP |  | Nos. | 2 |  | INCLUDED
(iii) | Tributary cards
a | E1 Interface card (Min.16 interfaces per card) |  | Nos. | 2 |  | INCLUDED
b | Ethernet Interface 10/100 Base T with Layer-2 switching (Min 8 Interfaces per card) |  | Nos. | 2 |  | INCLUDED
c | Gigabit Ethernet Interface# with Layer-2 switching (Minimum 2 nos.) |  | Set | 1 |  | INCLUDED
B | Equipment Cabinets
a | For SDH |  | No. | 1 |  | INCLUDED
C | Network Manager System
(i) | Craft Terminal
a | Hardware |  | Set## | 1 |  | INCLUDED
b | Software |  | Set## | 1 |  | INCLUDED
D | VOIP gateway for remote locations (RTU locations)
a | 8 port |  | No. | 4 |  | INCLUDED
III.ii | Part-B: VENDOR ASSESSED QUANTITIES
A | Erection Hardware
i) | Erection Hardware for 220kV layout (3/4 scheme)-Bus work (two Bay) as per technical specification |  | SET | 1 |  | INCLUDED
ii) | Erection Hardware for 220kV layout (3/4)-Line Bay as per technical specification |  | SET | 2 |  | INCLUDED
B | POWER & CONTROL CABLES
ii) | 1.1kV grade Power Cables (PVC insulated)along with lugs,glands, straight joints & accessories , etc |  | LS | 1 |  | INCLUDED
iii) | 1.1kV grade Control Cables (PVC insulated)along with lugs,glands, straight joints & accessories , etc |  | LS | 1 |  | INCLUDED
III.iii | Part-C: Mandatory Spares
(i) | Mandatory Spare List for Transformer & Reactor
(ii) | Spare-245kV Circuit Breaker |  | SET | 1 |  | INCLUDED
(iii) | Spare-245kV Isolator |  | SET | 1 |  | INCLUDED
(iv) | Spare-245kV CT |  | SET | 1 |  | INCLUDED
(v) | Spare-245kV CVT |  | SET | 1 |  | INCLUDED
(vi) | Spare-245kV LA |  | SET | 1 |  | INCLUDED
(vii) | Spare-245kV BPI |  | SET | 1 |  | INCLUDED
(viii) | Relay & protection Panels (with automation) |  | LS | 1 |  | INCLUDED
(ix) | Spares-Substation Automation System |  | LS | 1 |  | INCLUDED
(x) | Spare-PLCC |  | SET | 1 |  | INCLUDED
A.1 | SCHEDULE-I
1 | DESIGN, FABRICATION, GALVANISING AND SUPPLY OF VARIOUS TYPE OF TOWER & TOWERPARTS, TOWER EXTENSIONS INCLUDING COMMON PLAN, BOLTS & NUTS, STEPBOLTS, HANGERS, D-SHACKLES, PACK WASHER, PACK PLATES, ETC. AND EXCLUDING STUB;
a | TOWER TYPE DA : (0 – 2 deg.)
i | BASIC TOWER BODY |  | EA | 117 |  | INCLUDED
ii | +0 M LEG EXTN |  | EA | 328 |  | INCLUDED
iii | +3 M LEG EXTN |  | EA | 140 |  | INCLUDED
iv | +6 M LEG EXTN |  | EA | 100 |  | INCLUDED
v | +9 M LEG EXTN |  | EA | 48 |  | INCLUDED
b | TOWER TYPE DB : (0 - 15 deg.)
i | BASIC TOWER BODY |  | EA | 18 |  | INCLUDED
ii | +0 M LEG EXTN |  | EA | 52 |  | INCLUDED
iii | +3 M LEG EXTN |  | EA | 20 |  | INCLUDED
iv | +6 M LEG EXTN |  | EA | 20 |  | INCLUDED
v | +9 M LEG EXTN |  | EA | 12 |  | INCLUDED
c | TOWER TYPE DC : (15 - 30 deg.)
i | BASIC TOWER BODY |  | EA | 41 |  | INCLUDED
ii | +0 M LEG EXTN |  | EA | 116 |  | INCLUDED
iii | +3 M LEG EXTN |  | EA | 48 |  | INCLUDED
iv | +6 M LEG EXTN |  | EA | 32 |  | INCLUDED
v | +9 M LEG EXTN |  | EA | 16 |  | INCLUDED
d | TOWER TYPE DD : (30 - 60 deg.)
i | BASIC TOWER BODY |  | EA | 36 |  | INCLUDED
ii | BASIC TOWER BODY (With Auxilliary X-Arm) |  | EA | 4 |  | INCLUDED
ii | +0 M LEG EXTN |  | EA | 120 |  | INCLUDED
iii | +3 M LEG EXTN |  | EA | 40 |  | INCLUDED
iv | +6 M LEG EXTN |  | EA | 12 |  | INCLUDED
v | +9 M LEG EXTN |  | EA | 12 |  | INCLUDED
vi | +18 M LEG EXTN |  | EA | 4 |  | INCLUDED
vii | +25 M LEG EXTN |  | EA | 4 |  | INCLUDED
2 | DESIGN, FABRICATION, GALVANISING AND SUPPLY OF STUB & CLEATS (PER LEG) INCLUDING BOLTS & NUTS, PACK WASHER ETC.;
i | TOWER TYPE DA : (UPTO +9M EXTN.) |  | EA | 468 |  | INCLUDED
ii | TOWER TYPE DB : (UPTO +9M EXTN.) |  | EA | 72 |  | INCLUDED
iii | TOWER TYPE DC : (UPTO +9M EXTN.) |  | EA | 164 |  | INCLUDED
iv | TOWER TYPE DD : (UPTO +9M EXTN.) |  | EA | 152 |  | INCLUDED
v | TOWER TYPE DD : (+18M/+25 EXTN.) |  | EA | 8 |  | INCLUDED
3 | DESIGN, FABRICATION, GALVANIZING AND SUPPLY OF DOUBLE CIRCUIT STEEL TUBULAR POLE INCLUDING BASEPLATE, ANCHOR BOLTS, TEMPLATES AND ALL OTHERSTRUCTURAL COMPONENTS.
NORMAL MONOPOLE TOWERS
i | PA+0M |  | Nos. | 10 |  | INCLUDED
ii | PA+9M |  | Nos. | 4 |  | INCLUDED
iii | PB+0M |  | Nos. | 2 |  | INCLUDED
iv | PB+9M |  | Nos. | 2 |  | INCLUDED
v | PC+0M |  | Nos. | 6 |  | INCLUDED
vi | PC+9M |  | Nos. | 4 |  | INCLUDED
v | PD+0M |  | Nos. | 6 |  | INCLUDED
vi | PD+9M |  | Nos. | 4 |  | INCLUDED
vii | PE+0M |  | Nos. | 2 |  | INCLUDED
4 | Fabrication, galvanising & supply of various types of towers & tower parts, tower extensions (complete) excluding stubs and bolts & nuts but including hangers, D-Shackles, pack plates, pack washers etc.
Normal Tower
| a) High Tensile Steel |  | MT | 3 |  | INCLUDED
| b) Mild Steel |  | MT | 10 |  | INCLUDED
5 | Supply of Bolt & Nuts for towers including step bolts and spring washers.
Hexagonal bolts & nuts including step bolts
(a) | Normal Tower |  | MT | 0.95 |  | INCLUDED
6 | Fabrication, galvanising & supply of stub for various types of towers with pack washers excluding supply of bolts & nuts
Normal Tower
| a) High Tensile Steel |  | MT | 0.4 |  | INCLUDED
| b) Mild Steel |  | MT | 0.11 |  | INCLUDED
7 | Supply of Bolt & Nuts for stub
(a) | Normal Tower |  | MT | 0.02 |  | INCLUDED
8 | Supply of Earthing of towers
i. | Pipe Type
a | Normal |  | Sets | 165 |  | INCLUDED
b | Chemical |  | Sets | 16 |  | INCLUDED
ii. | Counterpoise Type
a | Normal |  | Sets | 70 |  | INCLUDED
b | Chemical |  | Sets | 7 |  | INCLUDED
iii. | Shieldwire Earthing including PG clamps, Downlead clamps but excluding Earthwire bits
| a) Pipe Type Earthing |  | Sets | 8 |  | INCLUDED
| b) Counterpoise type Earthing |  | Sets | 4 |  | INCLUDED
iv. | Rod type earthing |  | Sets | 181 |  | INCLUDED
8 | Supply of following tower accessories
i. | Danger Plate |  | Nos. | 258 |  | INCLUDED
ii. | Number Plate |  | Nos. | 258 |  | INCLUDED
iii. | Phase Plate ( Set of three) |  | Sets | 516 |  | INCLUDED
iv. | Circuit Plate ( Set of two) |  | Sets | 258 |  | INCLUDED
v. | Anti climbimg device |  | Nos. | 258 |  | INCLUDED
vi. | Bird Guard ( Set of three) |  | Sets | 262 |  | INCLUDED
vii. | Bird Diverters |  | Nos. | 200 |  | INCLUDED
9 | Supply of following Line Materials
(i) | ACSR Canary Conductor |  | Km | 424 |  | INCLUDED
10 | Hardware Fittings for Single ACSR "Canary" Conductor
i) | Single Suspension 'I' Insulator String ( 1x90 KN) |  | Sets | 786 |  | INCLUDED
ii) | Single Suspension Pilot Insulator String (1x 90 KN) |  | Sets | 54 |  | INCLUDED
iii) | Single Tension Insulator String (1x160 KN) |  | Sets | 1272 |  | INCLUDED
iv) | Double Tension Insulator String (2x 160 KN) |  | Sets | 36 |  | INCLUDED
11 | Insulators
a) | Composite Insulator
i) | 90 KN Composite Longrod insulators (Length- 2320 mm, Creepage- 7595 mm) |  | Nos | 794 |  | INCLUDED
ii) | 160 KN Composite Longrod insulators (Length- 2550 mm, Creepage- 7595 mm) |  | Nos | 1357 |  | INCLUDED
13 | Conductor Accessories for ACSR CANARY
i) | Mid span compression joint |  | Nos | 212 |  | INCLUDED
iii) | Repair Sleeve |  | Nos | 71 |  | INCLUDED
v) | Vibration Damper |  | Nos | 4188 |  | INCLUDED
14 | Supply of following Aviation Requirements
a | Span Markers |  | Nos | 10 |  | INCLUDED
b | Obstruction Lights
| (i) 1 Medium Intensity + 2 Low Intensity |  | Nos | 2 |  | INCLUDED
| (ii) 1 Medium Intensity + 4 Low Intensity |  | Nos | 1 |  | INCLUDED
A.2 | MANDATORY SPARES
1 | DESIGN, FABRICATION, GALVANISING AND SUPPLY OF VARIOUS TYPE OF TOWER & TOWERPARTS, TOWER EXTENSIONS INCLUDING COMMON PLAN, BOLTS & NUTS, STEPBOLTS, HANGERS, D-SHACKLES, PACK WASHER, PACK PLATES, ETC. AND EXCLUDING STUB;
a | TOWER TYPE DA : (0 – 2 deg.)
i | BASIC TOWER BODY |  | EA | 8 |  | INCLUDED
ii | +0 M LEG EXTN |  | EA | 32 |  | INCLUDED
iii | +3 M LEG EXTN |  | EA | 8 |  | INCLUDED
iv | +6 M LEG EXTN |  | EA | 4 |  | INCLUDED
v | +9 M LEG EXTN |  | EA | 4 |  | INCLUDED
b | TOWER TYPE DB : (0 - 15 deg.)
i | BASIC TOWER BODY |  | EA | 2 |  | INCLUDED
ii | +0 M LEG EXTN |  | EA | 8 |  | INCLUDED
iii | +3 M LEG EXTN |  | EA | 4 |  | INCLUDED
iv | +6 M LEG EXTN |  | EA | 4 |  | INCLUDED
v | +9 M LEG EXTN |  | EA | 4 |  | INCLUDED
c | TOWER TYPE DC : (15 - 30 deg.)
i | BASIC TOWER BODY |  | EA | 2 |  | INCLUDED
ii | +0 M LEG EXTN |  | EA | 8 |  | INCLUDED
iii | +3 M LEG EXTN |  | EA | 4 |  | INCLUDED
iv | +6 M LEG EXTN |  | EA | 4 |  | INCLUDED
v | +9 M LEG EXTN |  | EA | 4 |  | INCLUDED
d | TOWER TYPE DD : (30 - 60 deg.)
i | BASIC TOWER BODY |  | EA | 2 |  | INCLUDED
ii | +0 M LEG EXTN |  | EA | 4 |  | INCLUDED
iii | +3 M LEG EXTN |  | EA | 4 |  | INCLUDED
iv | +6 M LEG EXTN |  | EA | 4 |  | INCLUDED
v | +9 M LEG EXTN |  | EA | 4 |  | INCLUDED
vi | +18 M LEG EXTN |  | EA | 4 |  | INCLUDED
vii | +25 M LEG EXTN |  | EA | 4 |  | INCLUDED
2 | DESIGN, FABRICATION, GALVANISING AND SUPPLY OF STUB & CLEATS (PER LEG) INCLUDING BOLTS & NUTS, PACK WASHER ETC.;
i | TOWER TYPE DA : (UPTO +9M EXTN.) |  | EA | 32 |  | INCLUDED
ii | TOWER TYPE DB : (UPTO +9M EXTN.) |  | EA | 8 |  | INCLUDED
iii | TOWER TYPE DC : (UPTO +9M EXTN.) |  | EA | 8 |  | INCLUDED
iv | TOWER TYPE DD : (UPTO +9M EXTN.) |  | EA | 8 |  | INCLUDED
v | TOWER TYPE DD : (+18M/+25 EXTN.) |  | EA | 8 |  | INCLUDED
3 | DESIGN, FABRICATION, GALVANIZING AND SUPPLY OF DOUBLE CIRCUIT STEEL TUBULAR POLE INCLUDING BASEPLATE, ANCHOR BOLTS, TEMPLATES AND ALL OTHERSTRUCTURAL COMPONENTS.
NORMAL MONOPOLE TOWERS
i | PA+0M |  | Nos. | 1 |  | INCLUDED
ii | PA+9M |  | Nos. | 1 |  | INCLUDED
iii | PB+0M |  | Nos. | 1 |  | INCLUDED
iv | PB+9M |  | Nos. | 1 |  | INCLUDED
v | PC+0M |  | Nos. | 1 |  | INCLUDED
vi | PC+9M |  | Nos. | 1 |  | INCLUDED
v | PD+0M |  | Nos. | 1 |  | INCLUDED
vi | PD+9M |  | Nos. | 1 |  | INCLUDED
4 | Supply of following Line Materials
(i) | ACSR Canary Conductor |  | Km | 12 |  | INCLUDED
5 | Hardware Fittings
i) | Single Suspension 'I' Insulator String ( 1x90 KN) |  | Sets | 50 |  | INCLUDED
ii) | Single Suspension Pilot Insulator String (1x 90 KN) |  | Sets | 7 |  | INCLUDED
iv) | Double Tension Insulator String (2x 160 KN) |  | Sets | 30 |  | INCLUDED
6 | Insulators
a) | Composite Insulator
i) | 90 KN Composite Longrod insulators (Length- 2320 mm, Creepage- 7595 mm) |  | Nos | 150 |  | INCLUDED
ii) | 160 KN Composite Longrod insulators (Length- 2550 mm, Creepage- 7595 mm) |  | Nos | 150 |  | INCLUDED
7 | Conductor Accessories for ACSR CANARY
i) | Mid span compression joint |  | Nos | 70 |  | INCLUDED
iii) | Repair Sleeve |  | Nos | 70 |  | INCLUDED
v) | Vibration Damper |  | Nos | 200 |  | INCLUDED
8 | Supply of Earthing of towers
i. | Pipe Type
| Normal |  | Sets | 5 |  | INCLUDED
ii. | Counterpoise Type
| Normal |  | Sets | 5 |  | INCLUDED
B | SCHEDULE-II: OPGW
I | Kisumu-Kakamega-Musaga
A. | OPGW cable & Accessories
I(a) | 48 Fibre (DWSM) OPGW fibre optic cable |  | km | 74 |  | INCLUDED
(b) | Installation Hardware set for 48 Fibre (DWSM) OPGW
i) | Suspension Assembly |  | Set | 130 |  | INCLUDED
ii) | Tension Assembly
| 1. Dead end assembly |  | Set | 4 |  | INCLUDED
| 2. Tension assembly (For Joint Box Locations) |  | Set | 13 |  | INCLUDED
| 3. Pass through assembly |  | Set | 106 |  | INCLUDED
| 4. Special Fitting assembly at Suspension tower (For Joint Box Locations) |  | Set | 1 |  | INCLUDED
iii) | Vibration Damper |  | Set | 748 |  | INCLUDED
iv) | Down Lead Clamp Assemblies |  | No. | 600 |  | INCLUDED
(c ) | Joint box (48 Fibres) |  | No. | 18 |  | INCLUDED
B. | FODP
(i) | FODP 96F : Indoor Type, rack mounted with FCPC coupling and pig tails |  | No. | 3 |  | INCLUDED
C. | Fibre Optic approach cable
(i) | 48 Fibre (DWSM) |  | km | 3 |  | INCLUDED
2 | Mandatory Spares of Optical Fibre Cabling
A. | OPGW cable & Accessories (Double Circuit)
I(a) | 48 Fibre (DWSM) OPGW fibre optic cable |  | km | 2.59 |  | INCLUDED
(b) | Installation Hardware set for 48 Fibre (DWSM) OPGW
i) | Suspension Assembly |  | Set | 5 |  | INCLUDED
ii) | Tension Assembly
| 1. Dead end assembly |  | Set | 1 |  | INCLUDED
| 2. Tension assembly (For Joint Box Locations) |  | Set | 1 |  | INCLUDED
| 3. Pass through assembly |  | Set | 4 |  | INCLUDED
| 4. Tension assembly at Suspension tower (For Joint Box Locations) |  | Set | 1 |  | INCLUDED
iii) | Vibration Damper |  | Set | 27 |  | INCLUDED
iv) | Down Lead Clamp Assemblies |  | No. | 21 |  | INCLUDED
(c ) | Joint box (48 Fibres) |  | No. | 1 |  | INCLUDED
B. | Fibre Optic approach cable
(i) | 48 Fibre (DWSM) |  | km | 0.5 |  | INCLUDED
II | LILO PORTION
A. | OPGW cable & Accessories
II(a) | 48 Fibre (DWSM) OPGW fibre optic cable |  | km | 2.14 |  | INCLUDED
(b) | Installation Hardware set for 48 Fibre (DWSM) OPGW
i) | Tension Assembly
| 1. Dead end assembly |  | Set | 1 |  | INCLUDED
| 2. Tension assembly (For Joint Box Locations) |  | Set | 2 |  | INCLUDED
| 3. Pass through assembly |  | Set | 6 |  | INCLUDED
iii) | Vibration Damper |  | Set | 34 |  | INCLUDED
iv) | Down Lead Clamp Assemblies |  | No. | 134 |  | INCLUDED
(c ) | Joint box (48 Fibres) |  | No. | 2 |  | INCLUDED
B. | FODP
(i) | FODP 96F : Indoor Type, rack mounted with FCPC coupling and pig tails |  | No. | 1 |  | INCLUDED
C. | Fibre Optic approach cable
(i) | 48 Fibre (DWSM) |  | km | 2 |  | INCLUDED
(ii) | Installation Hardware set for above 48 Fibre, Fibre Optic Approach Cable |  | set | 2 |  | INCLUDED
D | Repeater Provisions
(a) | 96 Fibre (DWSM) OPGW fibre optic cable |  | km | 10.7 |  | INCLUDED
(b) | Installation Hardware set for 48 Fibre (DWSM) OPGW
i) | Suspension Assembly |  | Set | 5 |  | INCLUDED
ii) | Tension Assembly
0 | 1. Dead end assembly |  | Set | 1 |  | INCLUDED
0 | 2. Tension assembly (For Joint Box Locations) |  | Set | 3 |  | INCLUDED
0 | 3. Pass through assembly |  | Set | 31 |  | INCLUDED
0 | 4. Special Fitting assembly at Suspension tower (For Joint Box Locations) |  | Set | 1 |  | INCLUDED
iii) | Vibration Damper |  | Set | 152 |  | INCLUDED
iv) | Down Lead Clamp Assemblies |  | No. | 134 |  | INCLUDED
(c ) | Joint box (96 Fibres) |  | No. | 4 |  | INCLUDED
D2 | FODP for repeater
(b) | FODP 96F : Indoor Type, rack mounted with FCPC coupling and pig tails |  | No. | 1 |  | INCLUDED
D3 | Fibre Optic approach cable for repeater
(b) | Installation Hardware set for above 24 Fibre, Fibre Optic Approach Cable |  | set | 2 |  | INCLUDED
2 | Mandatory Spares of Optical Fibre Cabling
A. | OPGW cable & Accessories (Double Circuit)
I(a) | 48 Fibre (DWSM) OPGW fibre optic cable |  | km | 1 |  | INCLUDED
(b) | Installation Hardware set for 48 Fibre (DWSM) OPGW
i) | Suspension Assembly |  | Set | 1 |  | INCLUDED
ii) | Tension Assembly
| 1. Dead end assembly |  | Set | 1 |  | INCLUDED
| 2. Tension assembly (For Joint Box Locations) |  | Set | 1 |  | INCLUDED
| 3. Pass through assembly |  | Set | 1 |  | INCLUDED
iii) | Vibration Damper |  | Set | 2 |  | INCLUDED
iv) | Down Lead Clamp Assemblies |  | No. | 5 |  | INCLUDED
(c ) | Joint box (48 Fibres) |  | No. | 1 |  | INCLUDED
B. | Repeater-Spares
(a) | 96 Fibre (DWSM) OPGW fibre optic cable |  | km | 1 |  | INCLUDED
(b) | Installation Hardware set for 48 Fibre (DWSM) OPGW
i) | Suspension Assembly |  | Set | 1 |  | INCLUDED
ii) | Tension Assembly
| 1. Dead end assembly |  | Set | 1 |  | INCLUDED
| 2. Tension assembly (For Joint Box Locations) |  | Set | 1 |  | INCLUDED
| 3. Pass through assembly |  | Set | 2 |  | INCLUDED
| 4. Special Fitting assembly at Suspension tower (For Joint Box Locations) |  | Set | 1 |  | INCLUDED
iii) | Vibration Damper |  | Set | 6 |  | INCLUDED
iv) | Down Lead Clamp Assemblies |  | No. | 5 |  | INCLUDED
(c ) | Joint box (96 Fibres) |  | No. | 1 |  | INCLUDED
C. | Fibre Optic approach cable
(i) | 96 Fibre (DWSM) |  | km | 1 |  | INCLUDED
C | SCHEDULE-III: Emergency Restoration System
1 | ERS Suspension / Running Angle Tower - 3 Phase (approx. 47m Height)Including Articulated Base (Gimbal), Mast Sections, Box Sections, GuyPlates/Swivels, Bolts & Nuts as per Requirement. |  | EA | 10 |  | INCLUDED
2 | ERS Tension / Dead-End Tower - 3 Phase (approx. 47m Height) IncludingArticulated Base (Gimbal), Mast Sections, Box Sections, GuyPlates/Swivels, Bolts & Nuts as per Requirement. |  | EA | 6 |  | INCLUDED
3 | Foundation / Base Plates for ERS Suspension / Running Angle TowerSuitable for Normal Soil for 400KV T/L Lines. |  | EA | 10 |  | INCLUDED
4 | Foundation / Base Plates for ERS Suspension / Running Angle TowerSuitable for Low Bearing Capacity Soil for 400KV T/L Lines. |  | EA | 3 |  | INCLUDED
5 | Foundation / Base Plates for ERS Tension / Dead End Tower Suitable forNormal Soil for 400KV T/L Lines. |  | EA | 6 |  | INCLUDED
6 | Foundation / Base Plates for ERS Tension / Dead End Tower Suitable forLow Bearing Capacity Soil for 400KV T/L Lines. |  | EA | 2 |  | INCLUDED
7 | High Strength Galvanised Steel Guy Wire (14.3 mm dia, min. 150 kN UTS,Standard Length 70 m) |  | EA | 340 |  | INCLUDED
8 | Guy Wire Thimble |  | EA | 680 |  | INCLUDED
9 | Preformed Guy Grip |  | EA | 1088 |  | INCLUDED
10 | Guy Hardware Including Turnbuckle & Anchor Shackles, ExtensionLink/Plate as per Requirement |  | SET | 340 |  | INCLUDED
11 | Cross Plate (2 nos. 600 mm x 300 mm)Anchor Assemblies (min. 150 kNUltimateStrength) including guy adaptor,extension rod & associated fittings asper requirement for Normal Soil (min.Anchor Rod Length WithExtension Rod4.5m) |  | SET | 272 |  | INCLUDED
12 | Manta Ray MR-1 (177mmx368 mm) or Eqvt.Anchor Assembly (min. 150 kNUltimateStrength) including guy adaptor,extension rod & associated fittings asper requirement for Normal Soil (min.Anchor Rod Length WithExtension Rod4.5m) |  | SET | 408 |  | INCLUDED
13 | Triple Helix (250mm-300mm-350mm) AnchorAssembly (min. 150 kN UltimateStrength) including guy adaptor,extension rod & associated fittings asper requirement for Loose/MarshySoils(min. Anchor Rod Length With ExtensionRod 4.5m) |  | SET | 136 |  | INCLUDED
14 | Large Plate (3 sqm Bearing Area) AnchorAssembly (min. 150 kN UltimateStrength) including guy adaptor,extension rod & associated fittings asper requirement for Loose/MarshySoils(min. Anchor Rod Length With ExtensionRod 4.5m) |  | SET | 136 |  | INCLUDED
15 | Rock Anchor (55mm Anchor dia) Assembly(min. 150 kN Ultimate Strength)including guy adaptor, extension rod &associated fittings as per requirement(min. Anchor Length 1.2 m)IncludingGrouting Material |  | SET | 170 |  | INCLUDED
16 | Composite Long Rod Insulator (3.5m Length, 160 kN Tensile Strength) |  | EA | 60 |  | INCLUDED
17 | Composite Long Rod Post Insulator (3.5m Length, min. 90mm Core dia,120kN Tensile Strength, 90 kN Compressive Strength) |  | EA | 120 |  | INCLUDED
18 | Composite Long Rod Suspension (Guy) Insulator / Insulating Rod (3.5 mLength, 160 kN Tensile Strength) Along With Suitable End Fittings ofGuy Insulators |  | EA | 400 |  | INCLUDED
19 | Composite Long Rod Insulator (3.5m Length, 160 kN Tensile Strength) |  | EA | 23 |  | INCLUDED
20 | Composite Long Rod Post Insulator (3.5m Length, min. 90mm Core dia,120kN Tensile Strength, 90 kN Compressive Strength) |  | EA | 23 |  | INCLUDED
21 | Composite Long Rod Insulator (3.5m Length, 160 kN Tensile Strength) |  | EA | 90 |  | INCLUDED
22 | Hardware Fittings Including End Attachment, Yoke Plates, SuspensionClamps, Extension Links, Turnbuckles, Corona/Grading Rings OtherFittings & Components as per Requirement of Horizontal V (SingleBrace, Double Post) Suspension Insulator String Assembly |  | SET | 60 |  | INCLUDED
23 | Hardware Fittings Including End Attachment, Yoke Plates, TensionClamps, Extension Links, Turnbuckles, Corona/Grading Rings OtherFittings & Components as per Requirement of Double Tension InsulatorStrings. |  | SET | 45 |  | INCLUDED
24 | Hardware Fittings Including End Attachment, Yoke Plates, SuspensionClamps, Extension Links, Turnbuckles, Corona/Grading Rings OtherFittings & Components as per Requirement of Horizontal V (SingleBrace, Single Post) Pilot Suspension Insulator String Ass |  | SET | 23 |  | INCLUDED
25 | Earth Wire/OPGW Suspension Assembly Including Clamp, Fittings &Components as Required |  | SET | 16 |  | INCLUDED
26 | Earth Wire/OPGW Tension/Dead-End Assembly Including Strain/Dead-EndClamp, Fittings & Components as Required |  | SET | 6 |  | INCLUDED
27 | Motorized Sliding Gin Pole Set Including Capstan Hoist With PowerPack, Rope and Other Accessories |  | SET | 3 |  | INCLUDED
28 | Gin Pole/ Derrick (7.3 m Length) |  | SET | 1 |  | INCLUDED
29 | 6Ton Chain Hoist |  | EA | 36 |  | INCLUDED
30 | Torque Wrench With Ratchet |  | EA | 18 |  | INCLUDED
31 | Pulling Eye With Adopter Bushing, Bolts and Nuts |  | EA | 36 |  | INCLUDED
32 | Automatic Guy Wire Grip/ Come Along Clamp |  | EA | 36 |  | INCLUDED
33 | Nylon Sling (3 meter) |  | EA | 12 |  | INCLUDED
34 | Conductor Lifting Hook 4T |  | EA | 12 |  | INCLUDED
35 | 15" Reversible Ratchet |  | EA | 18 |  | INCLUDED
36 | Square Drive Deep Socket |  | EA | 18 |  | INCLUDED
37 | Box Wrench for Structure Bolts |  | EA | 18 |  | INCLUDED
38 | Triple Helix Anchor Installer Kit Including Bar Adapter for HelixAnchor, Torque Indicator, Portable Anchor Installer With HydraulicPower Unit & Accessories |  | SET | 3 |  | INCLUDED
39 | Rock Anchor Installer Kit Including Pionjar or Eqvt Rock DrillingMachine, Rock Drilling Kits (4 per set), Extensions & Accessories |  | SET | 3 |  | INCLUDED
40 | Manta Ray Anchor Installer Kit Including Load Locker, Extensions &Accessories |  | SET | 3 |  | INCLUDED
41 | Temporary Anchor /Stake Plate Including Stake Plate Extension (3 perSet) |  | SET | 8 |  | INCLUDED
42 | Steel Stake/Rods (For Temporary Anchors) |  | SET | 90 |  | INCLUDED
43 | Stake/Rod Remover |  | SET | 3 |  | INCLUDED
44 | Linesman Safety Clamp/ Tower Attachment |  | SET | 6 |  | INCLUDED
45 | Tower Alignment Clamp/Tool |  | SET | 6 |  | INCLUDED
46 | Tool Bucket |  | SET | 3 |  | INCLUDED
47 | Sag Scope |  | SET | 2 |  | INCLUDED
48 | Wire Rope Dynanometer/ (10 Ton Capacity) |  | SET | 2 |  | INCLUDED
49 | Power Winch (Engine Driven) Capacity 2 Tons Wheel Mounted |  | SET | 1 |  | INCLUDED
50 | Electronic Dynanometer Shackles (10 Ton Capacity) |  | SET | 2 |  | INCLUDED
51 | PLS Mast/Pole Software Complete With Technical Support & Updatefor 5 yrs |  | EA | 1 |  | INCLUDED
52 | PLSCADD Standard Software (Including Tower Spotting) Complete WithTechnical Support & Update for 5 yrs |  | EA | 1 |  | INCLUDED
53 | PLS Tower Software Complete With Technical Support & Update for 5yrs |  | EA | 1 |  | INCLUDED
54 | Software for ERS |  | EA | 2 |  | INCLUDED
55 | Containers (20 Feet for All ERS Items Except Structure/Mast Sections) |  | EA | 14 |  | INCLUDED
D | SCHEDULE-IV: TOOLS AND PLANTS
I | Mandatory T&Ps for maintenance work of transmission line upto 400/220
1 | Ratchet Drill Mechine with bits of 6mm, 12mm and 16mm dia hole. |  | Set | 1 |  | INCLUDED
2 | Heavy Duty Magnetic Drill Machine with bits of size, 6mm, 12mm & 16mm |  | Set | 1 |  | INCLUDED
3 | Light weight Torque wrench of 8kg-m torque rating with required Box spanners |  | No. | 2 |  | INCLUDED
4 | Steel wire rope sling for
i) | 12mm x 70 meter one end spliced |  | Nos | 4 |  | INCLUDED
ii) | 12mm x 30 meter both en spliced |  | Nos | 4 |  | INCLUDED
iii) | 12mm x 10 meter both end pliced |  | Nos | 6 |  | INCLUDED
iv) | 12mm x 3 meter both end spliced |  | Nos | 6 |  | INCLUDED
v) | 12mm x 1.5 meter both end spliced |  | Nos | 6 |  | INCLUDED
vi) | 16mm x x3 meter both end spliced |  | Nos | 6 |  | INCLUDED
vii) | 16mm x 1.0 meter both end spliced. |  | Nos | 6 |  | INCLUDED
5 | Nylon/ Polyester slings
i | 0.5 M - 5 Ton capacity |  | No. | 5 |  | INCLUDED
ii | 1 M - 5 Ton capacity |  | No. | 5 |  | INCLUDED
iii | 2 M - 5 Ton capacity |  | No. | 5 |  | INCLUDED
iv | 3 M - 5 Ton capacity |  | No. | 5 |  | INCLUDED
v | 1 M - 8 Ton capacity |  | No. | 5 |  | INCLUDED
vi | 2 M- 8 Ton capacity |  | No. | 5 |  | INCLUDED
6 | Double Ply. Polyester Webbing Slings
i | 1 M - 1 Ton capacity |  | No. | 4 |  | INCLUDED
ii | 2 M - 5 Ton capacity |  | No. | 4 |  | INCLUDED
7 | Polypropylene rope (220 meter Bundle)
i) | 12mm dia |  | Bundle | 4 |  | INCLUDED
ii) | 16 mm dia |  | Bundle | 4 |  | INCLUDED
iii) | 20mm dia |  | Bundle | 4 |  | INCLUDED
8 | D-Shackles
i | 1 Ton Capacity |  | No. | 16 |  | INCLUDED
ii | 3.0 Ton Capacity |  | No. | 16 |  | INCLUDED
iii | 5.0 Ton Capacity |  | No. | 16 |  | INCLUDED
iv | 10 Ton Capacity |  | No. | 10 |  | INCLUDED
9 | Bull dog clamp suitable for
i) | 8mm |  | Nos. | 10 |  | INCLUDED
ii) | 10mm |  | Nos. | 10 |  | INCLUDED
iii) | 12mm |  | Nos. | 10 |  | INCLUDED
iv) | 16mm |  | Nos. | 10 |  | INCLUDED
10 | Chain Pulley Block 5 Ton Capacity |  | No. | 1 |  | INCLUDED
11 | Ratchet Hoist 6 Ton Capacity |  | Set | 2 |  | INCLUDED
12 | Close type Single Sheeve pulley 3.5 ton capacity suitable for 8 to 12 mm steel wire rope |  | Nos. | 5 |  | INCLUDED
13 | Close type Single Sheeve pulley 5 ton capacity suitable for 10 to 12 mm steel wire rope |  | Nos. | 5 |  | INCLUDED
14 | Open type Single Sheeve pulley 3.5 ton capacity suitable for 8 to 12 mm steel wire rope |  | Nos. | 6 |  | INCLUDED
15 | Open type Single Sheeve pulley 5 ton capacity suitable for 10 to 12 mm steel wire rope |  | Nos. | 6 |  | INCLUDED
16 | Single Sheeve pulley 2.5 ton capacity for 18 mm dia Poly propylene rope |  | Nos. | 6 |  | INCLUDED
17 | Single Sheeve pulley 5 ton capacity for 20 mm dia Poly propylene rope |  | Nos. | 6 |  | INCLUDED
18 | Light weight safety clamps for 2 ton capacity suitable for different type of wire ropes |  | Nos. | 2 |  | INCLUDED
19 | Zoom binoculars with magnifying power of minimum 20 times, suitable for focusing the objects from a distance of 100 meter |  | Nos | 2 |  | INCLUDED
20 | Light weight Hydraulic Jack (minimum 300 pull) with pump 10 ton capacity |  | sets | 2 |  | INCLUDED
21 | Single way fibre pulley block (2 ton capacity) |  | Nos | 2 |  | INCLUDED
22 | Two way Poly propylene rope pulley (5 ton capacity) (2 nos- 1 set) |  | Nos | 4 |  | INCLUDED
23 | Tarpaulins |  | Nos | 2 |  | INCLUDED
24 | Telescope type Discharge Rods with copper connecting leads, clamps as per conductor requirement (1 set consists of 6 leads with both end clamps and 1 no of fibre glass telescopic rod) |  | Set | 4 |  | INCLUDED
25 | Tree Pruner/ Power Hacksaw for tree cutting |  | No | 2 |  | INCLUDED
26 | Turn buckle open type 5T capacity |  | Sets | 4 |  | INCLUDED
27 | Turn Buckle close type 10 Ton capacity |  | Sets | 4 |  | INCLUDED
28 | Steel wire rope
i) | 10 mm dia |  | Meter | 500 |  | INCLUDED
ii) | 12 mm dia |  | Meter | 500 |  | INCLUDED
iii) | 16 mm dia |  | Meter | 200 |  | INCLUDED
29 | Four Sheave Pulley Blocks - 5T capacity,10mm dia steel wire rope (2 nos -1 set) |  | Set | 2 |  | INCLUDED
30 | Four Sheave Pulley Blocks - 10T capacity,12mm dia steel wire rope (2 nos -1 set) |  | Set | 1 |  | INCLUDED
31 | Automatic type come along clamps with alumunium liner (for installed conductor) |  | Nos. | 6 |  | INCLUDED
32 | Automatic type come along clamps suitable for 7/9 SWG earth wire (For installed type Earthwire) |  | Nos | 4 |  | INCLUDED
33 | Hydraulic operated ACSR Conductor Cutter suitable for cutting the ACSR Conductor of 25mm to 40mm diameter along with required sizes blades, hand pump, hose pipe and other accessories. |  | No. | 1 |  | INCLUDED
34 | Hydraulic Earthwire Cutter |  | No. | 1 |  | INCLUDED
35 | Light weight manual type Sagging Winch machine with handle and support 10 ton capacity/ Light weight Power Winch machine 5T capacity (Small Portable, easy to transport). |  | Set | 2 |  | INCLUDED
36 | 100 Ton Hydraulic Compressor with two set of Die sets suitable for installed conductor(Alumunium and steel part), E/W |  | Set | 1 |  | INCLUDED
37 | Angle Cutter (motorised) with 12 nos of spare blades |  | Nos. | 1 |  | INCLUDED
38 | Single pipe derrick 10 meter long, 80 mm dia, class C (01 no for 220kV & 400kV ) |  | Nos | 1 |  | INCLUDED
39 | Emergency light for illumination during emergency/ restoration activities |  | No. | 2 |  | INCLUDED
40 | Turn table with braking arrangement 6 ton |  | Nos. | 1 |  | INCLUDED
41 | Drum lifting hydraulic jack of 6 ton capacity |  | Nos | 1 |  | INCLUDED
42 | Light weight Space placement trolley (150kg capacity) |  | Nos | 1 |  | INCLUDED
43 | Digital Dynamometer (10 Ton capacity) |  | Nos. | 1 |  | INCLUDED
44 | Laser based Clearance mearuring device |  | Nos. | 1 |  | INCLUDED
45 | Tower Footing Impedance Measuring device |  | Nos. | 1 |  | INCLUDED
46 | Aerial rollers for conductor paying out |  | No. | 30 |  | INCLUDED
47 | Aerial roller for E/W |  | No. | 10 |  | INCLUDED
48 | Equaliser Pulley
i) | 10 ton capacity |  | Nos | 3 |  | INCLUDED
ii) | 2 ton capacity |  | Nos. | 3 |  | INCLUDED
49 | Conductor sock joint (one end open and other end spliced) |  | Nos. | 3 |  | INCLUDED
50 | Running Board for bundle conductor |  | Nos. | 1 |  | INCLUDED
51 | Pulling grip for earthwire |  | Nos. | 1 |  | INCLUDED
52 | 400/220kv Hotline maintenance tool/ for one line |  | Set | 1 |  | INCLUDED
II | Tools & Plants for Lve Line OPGW Installation
1 | Hydraulic Conductor Cutter for OPGW/Earth Wire (imported) |  | Nos | 1 |  | INCLUDED
2 | Kitto Clamp (12mm) |  | Nos. | 12 |  | INCLUDED
3 | Single Aerial Roller (Diameter 450mm) with Earthing arrangement |  | Nos. | 2 |  | INCLUDED
4 | Single Aerial Roller (Diameter 300mm) with Earthing arrangement |  | Nos. | 35 |  | INCLUDED
5 | Single Aerial Roller Aluminium 700 mm dia. with Earthing arrangement |  | Nos. | 2 |  | INCLUDED
6 | Lever Block 1.5T with T 5 Mtr Chain |  | Nos | 6 |  | INCLUDED
7 | Breaking / Recovery Machine |  | Nos. | 2 |  | INCLUDED
8 | Supporting Roller /Hanging Pulley Block, 2 roller type, Max conductor dia 52 mm, working load 300 Kg, Length 350 mm approx. |  | Nos. | 300 |  | INCLUDED
9 | PP Rope ,10 mm - ( 220 mtrs / Bundle) |  | Nos. | 20 |  | INCLUDED
10 | PP Rope ,12 mm - ( 220 mtrs / Bundle) |  | Nos. | 37 |  | INCLUDED
11 | Single Sheave Pulley Closed type |  | Nos | 16 |  | INCLUDED
12 | Four Sleeve Pulley |  | Nos. | 2 |  | INCLUDED
13 | Power Winch Machine – 1.5 Tons capacity with Capstan 600 mm dia |  | Nos. | 2 |  | INCLUDED
14 | Swivel 2T Capacity |  | Nos. | 2 |  | INCLUDED
15 | Centre Socks-Double End for OPGW |  | Nos. | 3 |  | INCLUDED
16 | End Socks-Single End for OPGW |  | Nos | 4 |  | INCLUDED
17 | D-Shackle - 4T |  | Nos. | 25 |  | INCLUDED
18 | Traction Machine (Mobile Robot) |  | Nos. | 2 |  | INCLUDED
19 | Self Locking Come Along Clamp |  | Nos. | 2 |  | INCLUDED
20 | Empty Reel Stand With Centre Shaft |  | Nos. | 1 |  | INCLUDED
21 | PP Rope, 16mm (1000 mtrs / Bundle) |  | Nos | 6 |  | INCLUDED
22 | Earthwire Steel Clamp (Imported) |  | Nos. | 12 |  | INCLUDED
23 | Earthing wire Roller 150mm dia. |  | Nos. | 2 |  | INCLUDED
24 | Cable Drum Lifting Jack (Complete Set) Manual type |  | Nos. | 1 |  | INCLUDED
25 | Rachet Lever Block 0.75 MT, 3 mtr chain |  | Nos. | 10 |  | INCLUDED
26 | Rachet Lever Block 1.5 MT, 3 mtr chain |  | Nos | 6 |  | INCLUDED
27 | Chain Pulley Block, 5 T capacity |  | Nos. | 1 |  | INCLUDED
28 | Tripod stand with Chain Pulley Block of 5T capacity |  | Nos. | 1 |  | INCLUDED
29 | Come Along Clamps (Wedge type) with working load of 3500 Kgf |  | Nos. | 4 |  | INCLUDED
30 | Self Locking Clamps for OPGW |  | Nos. | 15 |  | INCLUDED
31 | Patta Clamp for Earthwire |  | Nos | 16 |  | INCLUDED
32 | 12 mm Wire Rope Slings (ISI mark) |  | Nos. | 200 |  | INCLUDED
33 | 10 mm Wire Rope Slings (ISI mark) |  | Nos. | 50 |  | INCLUDED
34 | Rope Connector for 16mm rope (2T capacity) |  | Nos. | 7 |  | INCLUDED
35 | Empty Reel for Pilot rope |  | Nos. | 7 |  | INCLUDED
36 | Hook-chuck 3T capacity |  | Nos | 1 |  | INCLUDED
37 | Aluminium Ladder 2 mtr length with rubberized hook for OPGW line Japanese type |  | Nos. | 2 |  | INCLUDED
38 | Aluminium Ladder with steel hook |  | Nos. | 2 |  | INCLUDED
| Total Price |  |  |  |  | 0
Date : | 0 |  |  | Printed Name : | 0
Place : | 0 |  |  | Designation : | 0
Nos.

## Schedule-II
SPEC. NO.:CC-CS/PG-AF50/KEN/SS03/G5 |  |  |  |  | Schedule-II
Substation Package – SS03 for (a) 220kV D/C (ACSR Canary) Kisumu (Kibos)-Kakamega-Musaga Transmission Line (b) LILO of both Circuits of Musaga (Existing) - Lessos 132kV D/c line at Musaga(New) (c) 220/33kV Kakamega Substation (New)(d) 220/132kV Musaga Substation (New) (e)220kV Bay Extension at Kisumu (Kibos) Substation -KPLC under Transmission Line & Substation works associated with Transmission Project in Kenya through PPP-JV model with Africa50
SCHEDULE OF RATES AND PRICES
To:
Name of the Bidder | 0 |  |  | Contracts Services, 3rd Floor
Address: | 0 |  |  | Power Grid Corporation of India Ltd.,
| 0 |  |  | "Saudamini", Plot No.-2, Sector 29
| 0 |  |  | Gurgaon (Haryana) - 122001
Installation Services and Training
All the Prices are in USD
S. N. | ITEM DESCRIPTION | UNIT | TOTAL QUANTITY | UNIT PRICE (INCLUDING TAXES AND DUTIES) | TOTAL PRICE (INCLUDING TAXES AND DUTIES)
1 | 2 | 3 | 4 | 5 | 6=4*5
I | 220/33kV Kakamega Substation
I.i | Part-A : EMPLOYER ASSESSED QUANTITIES
A.1 | POWER TRANSFORMER
1 | 45MVA, 220/33 KV, 3-phase Power Transformer excluding Insulating Oil | Nos | 2 |  | INCLUDED
2 | Insulating Oil for 45MVA, 220/33kV, 3-phase Transformer | SET | 2 |  | INCLUDED
3 | DIGITAL RTCC PANEL | SET | 1 |  | INCLUDED
A2 | LT TRANSFORMER
1 | 315kVA, 33/0.433kV, 3ph Transformer | Nos | 2 |  | INCLUDED
B | 245kV equipment
i) | 245kV, 1600A, 40KA Circuit Breaker (3-Phase) with support structure | Nos | 7 |  | INCLUDED
ii) | 245kV, 2500A, 40KA Circuit Breaker (3-Phase) with support structure | Nos | 1 |  | INCLUDED
iii) | 245kV, 1600A, 40 KA, 3-phase Double Break Isolator with one E/S | Nos | 7 |  | INCLUDED
iv) | 245kV, 1600A, 40 KA, 3-phase Double Break Isolator with two E/S | Nos | 7 |  | INCLUDED
v) | 245kV, 1600A, 40 KA, 3-phase Double Break Tandem Isolator without E/S | Nos | 13 |  | INCLUDED
vi) | 245kV, 2500A, 40 KA, 3-phase Double Break Isolator with Two E/S | Nos | 2 |  | INCLUDED
vii) | 245 kV, 1600A, 40KA, 1-Phase Current Transformer with 120% extended current rating | Nos | 21 |  | INCLUDED
viii) | 245 kV, 2500A, 40KA, 1-Phase Current Transformer with 120% extended current rating | Nos | 3 |  | INCLUDED
ix) | 245 kV, 4400pf Capacitive Voltage Transformer (1- Phase) | Nos | 18 |  | INCLUDED
x) | 216kV Surge Arrester (1-phase) | Nos | 18 |  | INCLUDED
xi) | 245 kV, 1 phase Bus Post Insulator (except for Line Traps) | Nos | 84 |  | INCLUDED
xii) | 245 kV ,1 phase Bus Post Insulators for Line Traps | Nos | 24 |  | INCLUDED
C | 36KV Equipment
C.1 | 36kV indoor Panels
i) | 36KV 3PH Indoor SG Panel for Bus Section (IP4 Type) | SET | 1 |  | INCLUDED
ii) | 36KV 3PH Indoor SG Panel for Line (IP2 Type) | SET | 6 |  | INCLUDED
iii) | 36KV 3PH Indoor SG Panel for Transformer (IP1 Type) | SET | 2 |  | INCLUDED
iv) | 36KV 3PH Indoor SG Panel for LT transformer (IP3 Type) | SET | 2 |  | INCLUDED
C.2 | 36kV outdoor Equipments
i) | 36 kV, 1250A, 25 KA, 3-Phase Double Break Isolator with one E/s | Nos | 6 |  | INCLUDED
ii) | 30kV Surge Arrester (1-Phase) | Nos | 24 |  | INCLUDED
iii) | 36kV, 1 phase Bus Post Insulators as per Technical Specification | Nos | 24 |  | INCLUDED
D | RELAY PANELS (WITH AUTOMATION)
i) | 220kV Circuit Breaker Relay Panel with Auto Reclose (with Automation) | Nos | 5 |  | INCLUDED
ii) | 220kV Circuit Breaker Relay Panel without Auto Reclose (with Automation) | Nos | 3 |  | INCLUDED
iii) | 220kV Line Protection Panel (with Automation) | Nos | 4 |  | INCLUDED
iv) | 220kV Transformer Protection Panel (For both HV & MV side)-(with Automation) | Nos | 2 |  | INCLUDED
v) | 220kV Bus Bar Protection Panel (Single)-(with Automation) | SET | 1 |  | INCLUDED
E | COMMON EQUIPMENTS
i) | Time synchronisation equipment | No. | 1 |  | INCLUDED
F | SUBSTATION AUTOMATION
i) | Complete Substation automation System for 220kV bay as per Technical Specification | Nos | 6 |  | INCLUDED
ii) | Complete Substation automation System for 220kV TBC bay as per Technical Specification | Nos | 1 |  | INCLUDED
iii) | Complete Substation automation System for 220kV Bus Coupler bay as perTechnical Specification | Nos | 1 |  | INCLUDED
iv) | Complete Substation automation System for controlling and monitoringof Auxilary System including BCUs as per technical specification | Set | 1 |  | INCLUDED
G | Teleprotection & communication Equipments
i) | 220kV, 1600A, 0.5mH, 40 kA Line Trap | Nos | 8 |  | INCLUDED
ii) | Coupling device for PLCC | SET | 4 |  | INCLUDED
iii) | Carrier Equipment Analog type (for Speech+Data & Speech+Protection) | Nos | 4 |  | INCLUDED
iv) | Protection Coupler for PLCC | Nos | 4 |  | INCLUDED
v) | Digital Protection Coupler | Nos | 4 |  | INCLUDED
vi) | EPAX (24/8) with 24 telephones, Cables etc. | SET | 1 |  | INCLUDED
vii) | 2 wire telephone equipment | Nos | 2 |  | INCLUDED
viii) | Testing & Maintenance equipment (print test kit only) for PLCC | SET | 1 |  | INCLUDED
ix) | HF CABLE 75 OHMS FOR PLCC | KM | 2 |  | INCLUDED
H | LT Switchgear (As per Technical specification)
i) | 415V Main Switchboard | SET | 1 |  | INCLUDED
ii) | 415V AC Distribution Board (ACDB) as per Technical Specification | SET | 1 |  | INCLUDED
iii) | 415V Main Lighting DB (along with 2 nos. 50 kVA 415V/415V Lighting transformer) | SET | 1 |  | INCLUDED
iv) | 415V Emergency Lighting DB(along with 1 no. 25kVA 415V/415V lighting transformer) | SET | 1 |  | INCLUDED
v) | 220V DCDB | SET | 2 |  | INCLUDED
vi) | 48V DCDB | SET | 2 |  | INCLUDED
I | Batteries(The rating of batteries mentioned are minimum and shall be worked out by bidder as per Section Project, Technical Specification) & Battery Chargers
i) | 220V, 600 Ah VRLA Battery | SET | 2 |  | INCLUDED
ii) | 220V, 60A/60A Float Cum Boost Battery Charger | Nos | 2 |  | INCLUDED
iii) | 48V, 600Ah VRLA Battery | SET | 2 |  | INCLUDED
iv) | 48V, 60A/60A Float Cum Boost Battery Charger | Nos | 2 |  | INCLUDED
J | Diesel Generator with control Panel
i) | 100 kVA Diesel Generator along with control Panel | SET | 1 |  | INCLUDED
K | Illumination System
i) | Lighting Panel type ACP-2 as per technical specification | Nos | 4 |  | INCLUDED
ii) | Lighting Panel type ACP-3 as per technical specification | Nos | 2 |  | INCLUDED
iii) | Sub Lighting panel (outdoor) type SLP (Switchyard and Street Lighting) | Nos | 15 |  | INCLUDED
iv) | Lighting Fixture LED Luminaries Type FL-1 As per TS | Nos | 20 |  | INCLUDED
v) | Lighting Fixture LED Luminaries Type FL-2 As per TS | Nos | 40 |  | INCLUDED
vi) | 63A, 415V : Interlocked switch socket outdoor Receptacle (type RP) asper technical specifications | Nos | 2 |  | INCLUDED
vii) | Outdoor Power Receptacle for oilfiltration unit (250A) | Nos | 2 |  | INCLUDED
viii) | LED Street Light Luminaire Type SL-L1 (= 45W) As per TS | Nos | 20 |  | INCLUDED
ix) | Type L1 Street Lighting Pole of 6 Mtr as per TS | Nos | 20 |  | INCLUDED
x) | Fire Wall mounted LED Luminarie Type FL-2 (250W) | Nos | 4 |  | INCLUDED
xi) | Portable Flood Light Light Panel With LED Luminaries Type FL-2 (250W) | Nos | 2 |  | INCLUDED
xii) | Type D1 Post Top Tantern Pole of 4mtr as per TS | Nos | 10 |  | INCLUDED
xiii) | Pole Mounted LED Post Top Luminarie Type SL-D1 (= 30W) as per TS | Nos | 10 |  | INCLUDED
L | Fire Protection System
a | Portable /Trolley/Wheel mounted extinguishers
i) | 9 litre water type | Nos | 4 |  | INCLUDED
ii) | 60 litre foam type | Nos | 2 |  | INCLUDED
iii) | 4.5 kg CO2 type | Nos | 12 |  | INCLUDED
iv) | 4.5 kg Dry Chemical Power (DCP) type | Nos | 5 |  | INCLUDED
M | EHV Cables and accessaries
i) | 1Cx630sqmm, 33KV HV Power Cable along with accessories & cable terminations kit etc. | KM | 0.5 |  | INCLUDED
i) | 1Cx400sqmm, 33KV HV Power Cable along with accessories & cable terminations kit etc. | KM | 2 |  | INCLUDED
i) | 1Cx120sqmm, 33KV HV Power Cable along with accessories & cable terminations kit etc. | KM | 0.5 |  | INCLUDED
N | Air conditioning System for Control room cum administrative building & SPR
i) | High wall type split AC unit of 2 TR capacity | Nos | 15 |  | INCLUDED
O | Lattice & Pipe structures
O.1 | 220kV Gantry Structures
i) | Gantry Structure for Line Bay - 220kV Double Main & Transfer Layout | SET | 4 |  | INCLUDED
ii) | Gantry Structure for Transformer Bay - 220kV Double Main & Transfer Layout | SET | 2 |  | INCLUDED
iii) | Gantry Structure for Bus Coupler Bay - 220kV Double Main & Transfer Layout | SET | 1 |  | INCLUDED
iv) | Gantry Structure for Transfer Bus Coupler Bay - 220kV Double Main & Transfer Layout | SET | 1 |  | INCLUDED
O.2 | 220kV Equipments Structures
i) | Equipment Structure Including Foundation bolts-220kV CT (1ph) | Nos | 24 |  | INCLUDED
ii) | Equipment Structure Including Foundation bolts-220kV CVT (1ph) | Nos | 18 |  | INCLUDED
iii) | Equipment Structure Including Foundation bolts-220kV Isolator (3Ph) | Nos | 29 |  | INCLUDED
iv) | Equipment Structure Including Foundation bolts-220kV Class SA (1ph) | Nos | 18 |  | INCLUDED
v) | Equipment Structure Including Foundation bolts-220kV BPI (1ph) | Nos | 63 |  | INCLUDED
vi) | Equipment Structure Including Foundation bolts-220kV Wave Trap (1ph) | Nos | 8 |  | INCLUDED
vii) | Equipment Structure Including Foundation bolts-220kV High BPI (1ph) | Nos | 21 |  | INCLUDED
O.3 | 33kV Equipments Structures
i) | Equipment Structure Including Foundation bolts-36kV Isolator (3Ph) | Nos | 6 |  | INCLUDED
ii) | Equipment Structure Including Foundation bolts-36kV SA (1ph) | Nos | 24 |  | INCLUDED
iii) | Equipment Structure Including Foundation bolts-36kV BPI (1ph) | Nos | 24 |  | INCLUDED
O.4 | NON-Standard Structures for 33kV line terminations
i) | Erection of Lattice Structures (MS Steel), to be designed during detailed engineering, for towers, beams and equipment support structure including pack plates / packwashers and gusset plates excluding fasteners and foundation bolts | MT | 12 |  | INCLUDED
ii) | Erection of fasteners ( nuts, bolts and washers ) including step bolts for lattice and pipe structures to be designed during detailed engineering | MT | 1 |  | INCLUDED
iii) | Erection of foundation bolts including nuts, checknut and washers for lattice and pipe structures to be designed during detailed engineering | MT | 1 |  | INCLUDED
P | VMS System
i) | Visual Monitoring System for Watch & Ward | Set | 1 |  | INCLUDED
Q | Main Earth Mat
i) | 40 MM MS Rod for Main Earthmat | KM | 10 |  | INCLUDED
R | Telecom Equipments
R.1 | SDH Equipment (STM-16 MADM upto 5 MSP protected directions)
(i) | Base Equipment (Common cards, Cross Connect/control cards, optical base cards, power supply cards, power cabling, other hardware and accessories including sub racks, patch cord, DDF etc fully equiped excluding (ii) & (iii) below | Nos. | 1 |  | INCLUDED
(ii) | Optical Interface Cards/SFP
a | L4.2 | Nos. | 2 |  | INCLUDED
b | L4.1 SFP | Nos. | 2 |  | INCLUDED
d | L16.1 SFP | Nos. | 2 |  | INCLUDED
e | L16.2 SFP | Nos. | 2 |  | INCLUDED
(iii) | Tributary cards
a | E1 Interface card (Min.16 interfaces per card) | Nos. | 2 |  | INCLUDED
b | Ethernet Interface 10/100 Base T with Layer-2 switching (Min 8 Interfaces per card) | Nos. | 2 |  | INCLUDED
c | Gigabit Ethernet Interface# with Layer-2 switching (Minimum 2 nos.) | Set | 1 |  | INCLUDED
R.2 | Equipment Cabinets
a | For SDH | No. | 1 |  | INCLUDED
R.3 | VOIP gateway for remote locations (RTU locations)
a | 8 port | No. | 4 |  | INCLUDED
S | Civil Works (as per Technical Specification)
1 | Excavation in all kind of soil including rock for all leads and lifts, backfilling, disposal of surplus earth within a lead up to 2 Km as per technical specification. The surplus earth shall be roughly graded. | CUM | 14237 |  | INCLUDED
2 | Providing and laying of Plain Cement Concrete (PCC) (1:4:8) | CUM | 1216 |  | INCLUDED
3 | Providing and laying of Plain Cement Concrete (PCC) (1:2:4) | CUM | 225 |  | INCLUDED
4 | Providing and laying of Plain Cement Concrete (PCC) (1:3:6) | CUM | 15 |  | INCLUDED
5 | Providing and laying Plain Cement Concrete (PCC) (1:5:10) | CUM | 1414 |  | INCLUDED
6 | Providing and laying of Reinforced Cement Concrete as per Technical Specification including pre cast, shuttering, Grouting of pockets & underpinning but excluding steel reinforcement | CUM | 5061 |  | INCLUDED
7 | Steel Reinforcement | MT | 356 |  | INCLUDED
8 | Stone filling (40 mm size) for transformer/ reactor foundation | CUM | 41 |  | INCLUDED
9 | Misc. Structural steel including rails, embedments, edge protection angles, gratings etc. but excluding the reinforcement steel and steel for lattice and pipe structures. | MT | 88 |  | INCLUDED
10 | External finishing/painting of firewall (with water proofing cement paint) | SQM | 240 |  | INCLUDED
11 | Stone spreading in switchyard excluding PCC | SQM | 18480 |  | INCLUDED
12 | Antiweed treatment | SQM | 18480 |  | INCLUDED
13 | 3.75m wide Cement Concrete road with PCC shoulder including 100 mm dia RCC Hume Pipe @ 100 metre interval as per drawing and TS. However, reinforcement steel and all type concrete shall be paid separately under relevant items | SQM | 3000 |  | INCLUDED
14 | 5.5m wide Cement Concrete road with PCC shoulder including 100 mm dia RCC Hume Pipe @ 100 metre interval as per drawing and TS. However, reinforcement steel and and all type concrete shall be paid separately under relevant items | SQM | 1100 |  | INCLUDED
15 | Construction of rail cum road as per drawing including all item such as excavation,compactions, rolling watering, WBM etc. but excluding concrete reinforcement and structural steel-Section having two rails for auto transformer | SQM | 135 |  | INCLUDED
16 | Supplying and erecting dewatering pumps- 2 HP | Nos. | 2 |  | INCLUDED
17 | Supplying and erecting dewatering pumps-5 HP | Nos. | 2 |  | INCLUDED
18 | New chain Link Fencing excluding concrete | RM | 200 |  | INCLUDED
19 | Switchyard Gate excluding Concrete | Nos. | 3 |  | INCLUDED
20 | RCC culverts and cable trench crossings including supplying and laying hume pipe 250mm dia of grade (NP-3) excluding concrete as per specification. | RM | 30 |  | INCLUDED
21 | RCC culverts and cable trench crossings including supplying and laying hume pipe 300mm dia of grade (NP-3) excluding concrete as per specification. | RM | 30 |  | INCLUDED
22 | RCC culverts and cable trench crossings including supplying and laying hume pipe 450mm dia of grade (NP-3) excluding concrete as per specification. | RM | 30 |  | INCLUDED
23 | Drain including culverts but excluding concrete & reinforcement steel-Section A-A | RM | 1200 |  | INCLUDED
24 | Drain including culverts but excluding concrete & reinforcement steel-Section B-B | RM | 600 |  | INCLUDED
25 | Drain including culverts but excluding concrete & reinforcement steel-Section C-C | RM | 200 |  | INCLUDED
26 | Drain including culverts but excluding concrete & reinforcement steel-Section D-D | RM | 200 |  | INCLUDED
27 | Rain water harvesting excluding reinforcement and concrete as per drawing | Nos. | 2 |  | INCLUDED
28 | Control room building excluding excavation, PCC, RCC and reinforcement but including finishing ( internal + external ) & all civil works etc complete in all respect as per drawing. | SQM | 450 |  | INCLUDED
29 | FFPH Building - Civil Works All civil works as per drawing and specifications complete, including - brickwork,finishing (external and internal),windows etc.However, excavation, PCC,RCC and reinforcement shall be paid separately as per BPS | SQM | 101 |  | INCLUDED
30 | All civil works as per drawing and specification but excluding excavation, PCC, RCC, reinforcement but including finishing (internal and external) etc & all civil works complete in all respect - Water Tank for Fire Fighting Pump House | Nos. | 1 |  | INCLUDED
31 | "Switchyard Panel Room - Civil Works. All civil works as per drawing and specifications complete, including - brickwork, finishing (external and internal), windows etc. However, excavation, PCC, RCC and reinforcement shall be paid separately as per BPS." | SQM | 91 |  | INCLUDED
32 | 33 kV AIS Building Building - Civil Works. All civil works as per drawing and specifications complete, including - brickwork, finishing (external and internal), windows etc. However, excavation, PCC, RCC and reinforcement shall be paid separately as per BPS | SQM | 350 |  | INCLUDED
33 | Transit Camp - Civil Works All civil works as per drawing and specifications complete, including - brickwork, finishing (external and internal), windows etc. However, excavation, PCC, RCC and reinforcement shall be paid separately as per BPS. | SQM | 450 |  | INCLUDED
34 | Security Hut - Civil Works All civil works as per drawing and specifications complete, including - brickwork, finishing (external and internal), windows etc. However, excavation, PCC, RCC and reinforcement shall be paid separately as per BPS. | SQM | 18 |  | INCLUDED
35 | Main Gate | Nos. | 1 |  | INCLUDED
36 | "Car Parking (8 cars) - Civil Works. All civil works as per drawing and specifications complete, including - brickwork,xiii) Carparking Shed (For 8 Cars) finishing (external and internal), windows etc.However,excavation, PCC, RCC and reinforcement shall be paid separately as per BPS." | SQM | 120 |  | INCLUDED
37 | Closed Store: Design preparation of drawings, supply of all materials, fabrication, erection & commissioning of Store Building. The work includes design and construction of foundations, plinth beams, brickwork, external & internal finishing, floor finishing, doors, windows, rolling shutters etc. complete in all respects as per the approved design, drawings and Technical specifications. However, excavation, PCC, RCC and reinforcement shall be paid under relevant item of BPS. | SQM | 360 |  | INCLUDED
38 | Partially Closed Store: Design preparation of drawings, supply of all materials, fabrication, erection & commissioning of Store Building. The work includes design and construction of foundations, plinth beams, brickwork, external & internal finishing, floor finishing, doors, windows, rolling shutters etc. complete in all respects as per the approved design, drawings and Technical specifications. However, excavation, PCC, RCC and reinforcement shall be paid under relevant item of BPS. | SQM | 360 |  | INCLUDED
39 | Design, Drawing and execution of labour Hut including toilet & baths with all materials, labours etc complete in all respect as per the technical specification and direction of Engineer â€“ in Charge. (Plinth area shall be measured for payment purpose) | SQM | 420 |  | INCLUDED
40 | Providing and fixing Pre cast RCC Boundary wall as per drawings and specifications, including centring, shuttering, moulding,RCC, reinforcement, casting, curing, hoisting, carriage of precast cols/panels to site,Excavation, PCC, backfilling, steel gratings at required locations, MS angles and Concertina coil etc. complete. | RM | 1000 |  | INCLUDED
41 | Supplying and laying CPVC pipe for external water supply system - 75 mm dia pipe | RM | 200 |  | INCLUDED
42 | Supplying and laying CPVC pipe for external water supply system - 50 mm dia pipe | RM | 150 |  | INCLUDED
43 | Supplying and laying CPVC pipe for external water supply system - 40 mm dia pipe | RM | 150 |  | INCLUDED
44 | Supplying and laying CPVC pipe for external water supply system - 25 mm dia pipe | RM | 150 |  | INCLUDED
45 | SEPTIC TANK AND SOAKPIT FOR CRB | Nos. | 1 |  | INCLUDED
46 | SEPTIC TANK & SOAKPIT FOR SECURITY ROOM | Nos. | 1 |  | INCLUDED
47 | SEPTIC TANK AND SOAKPIT - TRANSIT CAMP | Nos. | 1 |  | INCLUDED
48 | SEPTIC TANK AND SOAKPIT - 33 kV AIS Building Building | Nos. | 1 |  | INCLUDED
49 | Providing & Laying of SW pipes for external sewerage system as per technical specification 100mm dia pipe | RM | 100 |  | INCLUDED
50 | Providing & Laying of SW pipes for external sewerage system as per technical specification 150mm dia pipe | RM | 100 |  | INCLUDED
51 | Providing & Laying of SW pipes for external sewerage system as per technical specification 200mm dia pipe | RM | 80 |  | INCLUDED
52 | Soil Investigation: As per technical specification including all laboratory and field tests, report and recommendations. | LOT | 1 |  | INCLUDED
53 | Earthwork in excavation & filling in all types of soil and soft/disintegrated rock in open areas/nallas/channels, to the required slopes, shapes, levels, elevations and profile, including trimming of bottom and slopes of excavation, bailing out rain (dewatering), pumping, removal of slush, preparing embankments/marginal banks, loosening, dressing, spreading material in layers not exceeding 200mm, as per direction of Engineer-in-Charge, water flooding, compacting to achieve 95% consolidation at optimum moisture content, finishing etc. all complete, for all leads and lifts within leveling boundary, including disposal of surplus earth and stacking of unsuitable material within a lead of 2.0 Km beyond substation boundary, with all labour, material, tools, tackles and equipment, safeguards and incidentals, Royalty,taxes etc. as necessary, as per drawings, specification and directions of the Engineer-in-Charge. Clearing of jungle is included in this item. (Only excavation/cutting will be measured for payment purpose.) | CUM | 33750 |  | INCLUDED
54 | Supply of earth (excluding rock & boulders) at site including royalty,carriage and filling in specified areas in layers not exceeding 200mm in depth, compacting under optimum moisture condition to achieve 95% of Proctor density,finishing etc. all complete, for all leads & lifts, with all labour, material, tools, tackles, equipments, safeguards & incidentals as necessary as per drawings, specification and direction of the Engineer- in- Charge. | CUM | 16875 |  | INCLUDED
55 | Dry stone pitching 22.5 cm thick including supply of stones and preparing surface complete. | SQM | 671 |  | INCLUDED
56 | Supplying, filling and compacting stone boulders mixed with sand under foundations, roads, cable trenches, drains etc in layers not exceeding 250mm thickness including ramming, watering, compacting etc | CUM | 1800 |  | INCLUDED
I.ii | Part-B: VENDOR ASSESSED QUANTITIES
A | Erection Hardware
i) | Erection Hardware for 220kV layout (Double Main and Transfer Scheme)-Bus work (three Bay) as per technical specification | SET | 3 |  | INCLUDED
ii) | Erection Hardware for 220kV layout (Double Main and Transfer Scheme)-Line Bay as per technical specification | SET | 4 |  | INCLUDED
iii) | Erection Hardware for 220kV layout (Double Main and Transfer Scheme)-Transformer Bay as per technical specification | SET | 2 |  | INCLUDED
iv) | Erection Hardware for 220kV layout (Double Main and Transfer Scheme as per SLD)-Bus Coupler Bay as per specification | SET | 1 |  | INCLUDED
v) | Erection Hardware for 220kV layout (Double Main and Transfer Scheme)-Transfer Bus Coupler Bay as per technical specification | SET | 1 |  | INCLUDED
vi) | Erection Hardware for the 33kV layout (Bus Scheme as per SLD)-Line Bay as per technical specification | Set | 6 |  | INCLUDED
vii) | ERECTION HARDWARE FOR AUXILIARY LT TRANSFORMER | SET | 2 |  | INCLUDED
B | Fire Protection System
i) | Pumping arrangement for HVW system & hydrant system, complete with all piping, valves, fittings,etc. inside pump house for Fire Protection System of 220kV S/S | SET | 1 |  | INCLUDED
ii) | Hydrant system, complete U/G piping and accessories etc. outside the Pump House for Fire Protection of 220kV S/S | SET | 1 |  | INCLUDED
iii) | HVW Spray System, hydrant System and Complete U/G & O/G piping and accessories etc. outside the pump house for 220kV 3ph Transformer | SET | 2 |  | INCLUDED
iv) | Fire Detection and Alarm System for Control Room Building (220kV) | SET | 1 |  | INCLUDED
v) | Fire Detection and Alarm System for Switchyard Panel Room of 6 m length | SET | 3 |  | INCLUDED
C | Illumination System
i) | Control room cum administrative building illumination | LS | 1 |  | INCLUDED
ii) | Fire fighting building illumination | LS | 1 |  | INCLUDED
iii) | Security Room Illumination including conduit | LS | 1 |  | INCLUDED
iv) | Transit Camp illumination | LS | 1 |  | INCLUDED
v) | Switchyard Panel room Lighting | LS | 3 |  | INCLUDED
vi) | 33kV AIS buiding | LS | 1 |  | INCLUDED
vii) | Car parkings | LS | 1 |  | INCLUDED
viii) | Grid Interactive Solar PV Power Plant as per TS | LS | 1 |  | INCLUDED
D | Air conditioning & ventilation System
i) | Air conditioning system for Switchyard Panel Room of 6m length | SET | 3 |  | INCLUDED
E | POWER & CONTROL CABLES
i) | 1.1kV grade Power Cables (XLPE insulated)along with lugs,glands,straight joints & accessories , etc | LS | 1 |  | INCLUDED
ii) | 1.1kV grade Power Cables (PVC insulated)along with lugs,glands,straight joints & accessories , etc | LS | 1 |  | INCLUDED
iii) | 1.1kV grade Control Cables (PVC insulated)along with lugs,glands,straight joints & accessories , etc | LS | 1 |  | INCLUDED
II | 220/132kV Musaga Substation
II.i | Part-A : EMPLOYER ASSESSED QUANTITIES
A.1 | POWER TRANSFORMER
1 | 110MVA, 220/132/33 KV, 3-phase Power Transformer excluding Insulating Oil | Nos | 2 |  | INCLUDED
2 | Insulating Oil for 110MVA, 220/132/33kV, 3-phase Transformer | SET | 2 |  | INCLUDED
3 | DIGITAL RTCC PANEL | SET | 1 |  | INCLUDED
A2 | LT TRANSFORMER
1 | 315kVA, 33/0.433kV, 3ph Transformer | Nos | 2 |  | INCLUDED
B | 245kV equipment
i) | 245kV, 1600A, 40KA Circuit Breaker (3-Phase) with support structure | Nos | 5 |  | INCLUDED
ii) | 245kV, 2500A, 40KA Circuit Breaker (3-Phase) with support structure | Nos | 1 |  | INCLUDED
iii) | 245kV, 1600A, 40 KA, 3-phase Double Break Isolator with one E/S | Nos | 5 |  | INCLUDED
iv) | 245kV, 1600A, 40 KA, 3-phase Double Break Isolator with two E/S | Nos | 5 |  | INCLUDED
v) | 245kV, 1600A, 40 KA, 3-phase Double Break Tandem Isolator without E/S | Nos | 9 |  | INCLUDED
vi) | 245kV, 2500A, 40 KA, 3-phase Double Break Isolator with Two E/S | Nos | 2 |  | INCLUDED
vii) | 245 kV, 1600A, 40KA, 1-Phase Current Transformer with 120% extended current rating | Nos | 15 |  | INCLUDED
viii) | 245 kV, 2500A, 40KA, 1-Phase Current Transformer with 120% extended current rating | Nos | 3 |  | INCLUDED
ix) | 245 kV, 4400pf Capacitive Voltage Transformer (1- Phase) | Nos | 12 |  | INCLUDED
x) | 216kV Surge Arrester (1-phase) | Nos | 12 |  | INCLUDED
xi) | 245 kV, 1 phase Bus Post Insulator (except for Line Traps) | Nos | 55 |  | INCLUDED
xii) | 245 kV ,1 phase Bus Post Insulators for Line Traps | Nos | 12 |  | INCLUDED
C | 145KV Equipment
i) | 145kV, 1250A, 31.5KA Circuit Breakers (3-Phase) with support structure | Nos | 7 |  | INCLUDED
ii) | 145 kV, 1250A, 31.5 KA, 3-phase Double Break Isolator with one E/S | Nos | 6 |  | INCLUDED
iii) | 145 kV, 1250 A, 31.5KA, 3-phase Double Break Isolator without E/S | Nos | 8 |  | INCLUDED
iv) | 145 kV, 1250 A, 31.5KA, 3-phase Double Break Isolator without E/S (Tandem) | Nos | 6 |  | INCLUDED
v) | 145 kV, 800A, 31.5KA, 1-Phase Current Transformer with 120% extended current rating | Nos | 21 |  | INCLUDED
vi) | 145 kV, 4400pf, 1-phase Capacitive Voltage Transformer | Nos | 15 |  | INCLUDED
vii) | 120kV Surge Arrester(1-phase) | Nos | 18 |  | INCLUDED
viii) | 145kV, 1 phase Bus Post Insulators | Nos | 56 |  | INCLUDED
D | 72.5kV outdoor Equipments (Tertiary Loading)
i) | 72.5 kV, 1250A, 25 kA, 3-phase CircuitBreaker with support structure | Nos | 1 |  | INCLUDED
ii) | 72.5 kV, 50A, 25 kA, 1-Phase CurrentTransformer with 120% extended currentrating | Nos | 3 |  | INCLUDED
iii) | 72.5 kV Voltage Transformer (1- Phase) | Nos | 3 |  | INCLUDED
iv) | 72.5 kV, 400A, 25 KA, 3-Phase DoubleBreak Isolator with out E/S | Nos | 1 |  | INCLUDED
v) | 72.5kV ,1 phase Bus Post Insulators | Nos | 9 |  | INCLUDED
E | 36kV outdoor Equipments
i) | 36 kV, 400A, 25 KA, 3-Phase HDB Isolatorwithout E/S | Nos | 1 |  | INCLUDED
ii) | 36 kV, 3-Ph Horn Gap Fuse as per Technical Specification | Nos | 1 |  | INCLUDED
iii) | 36kV, 1 phase Bus Post Insulators as per Technical Specification | Nos | 3 |  | INCLUDED
iv) | 30kV Surge Arrester (1-Phase) | Nos | 3 |  | INCLUDED
F | RELAY PANELS (WITH AUTOMATION)
F.1 | 220kV
i) | 220kV Circuit Breaker Relay Panel with Auto Reclose (with Automation) | Nos | 3 |  | INCLUDED
ii) | 220kV Circuit Breaker Relay Panel without Auto Reclose (with Automation) | Nos | 3 |  | INCLUDED
iii) | 220kV Line Protection Panel (with Automation) | Nos | 2 |  | INCLUDED
iv) | 220kV Transformer Protection Panel (For both HV & MV side)-(with Automation) | Nos | 2 |  | INCLUDED
v) | 220kV Bus Bar Protection Panel (Single)-(with Automation) | SET | 1 |  | INCLUDED
F.2 | 132kV
i) | 132kV Circuit Breaker Relay Panel with Auto Reclose (with Automation) | Nos | 5 |  | INCLUDED
ii) | 132kV Circuit Breaker Relay Panel without Auto Reclose (with Automation) | Nos | 2 |  | INCLUDED
iii) | 132kV Line Protection Panel (with Automation) | Nos | 4 |  | INCLUDED
iv) | 132kV Bus Bar Protection Panel (Single)-(with Automation) | SET | 1 |  | INCLUDED
G | COMMON EQUIPMENTS
i) | Time synchronisation equipment | No. | 1 |  | INCLUDED
H | SUBSTATION AUTOMATION
i) | Complete Substation automation System for 220kV bay as per Technical Specification | Nos | 4 |  | INCLUDED
ii) | Complete Substation automation System for 220kV TBC bay as per Technical Specification | Nos | 1 |  | INCLUDED
iii) | Complete Substation automation System for 220kV Bus Coupler bay as perTechnical Specification | Nos | 1 |  | INCLUDED
iv) | Complete Substation automation System for 132kV bay as per Technical Specification | Nos | 7 |  | INCLUDED
v) | Complete Substation automation System for controlling and monitoringof Auxilary System including BCUs as per technical specification | Set | 1 |  | INCLUDED
I.1 | PLCC for LOCAL End
i) | 220kV, 1600A, 0.5mH, 40 kA Line Trap | Nos | 4 |  | INCLUDED
ii) | 132kV,1250A,0.5mH , 31.5kA Line Trap | Nos | 4 |  | INCLUDED
iii) | Coupling device for PLCC | SET | 4 |  | INCLUDED
iv) | Carrier Equipment Analog type (for Speech+Data & Speech+Protection) | Nos | 4 |  | INCLUDED
v) | Protection Coupler for PLCC | Nos | 4 |  | INCLUDED
vi) | Digital Protection Coupler | Nos | 2 |  | INCLUDED
vii) | EPAX (24/8) with 24 telephones, Cables etc. | SET | 1 |  | INCLUDED
viii) | 2 wire telephone equipment | Nos | 2 |  | INCLUDED
ix) | Testing (&) Maintenance equipment (print test kit only) for PLCC | SET | 1 |  | INCLUDED
x) | HF CABLE 75 OHMS FOR PLCC | KM | 2 |  | INCLUDED
I.2 | PLCC for Old musaga End
i) | 132kV,1250A,0.5mH , 31.5kA Line Trap | Nos | 2 |  | INCLUDED
ii) | Coupling device for PLCC | SET | 1 |  | INCLUDED
iii) | Carrier Equipment Analog type (for Speech+Data & Speech+Protection) | Nos | 1 |  | INCLUDED
iv) | Protection Coupler for PLCC | Nos | 1 |  | INCLUDED
v) | Digital Protection Coupler | Nos | 1 |  | INCLUDED
vii) | 2 wire telephone equipment | Nos | 1 |  | INCLUDED
viii) | Testing (&) Maintenance equipment (print test kit only) for PLCC | SET | 1 |  | INCLUDED
ix) | HF CABLE 75 OHMS FOR PLCC | KM | 1 |  | INCLUDED
I.3 | PLCC for Lessos End
i) | 132kV,1250A,0.5mH , 31.5kA Line Trap | Nos | 2 |  | INCLUDED
ii) | Coupling device for PLCC | SET | 1 |  | INCLUDED
iii) | Carrier Equipment Analog type (for Speech+Data & Speech+Protection) | Nos | 1 |  | INCLUDED
iv) | Protection Coupler for PLCC | Nos | 1 |  | INCLUDED
v) | Digital Protection Coupler | Nos | 1 |  | INCLUDED
vii) | 2 wire telephone equipment | Nos | 1 |  | INCLUDED
viii) | Testing (&) Maintenance equipment (print test kit only) for PLCC | SET | 1 |  | INCLUDED
ix) | HF CABLE 75 OHMS FOR PLCC | KM | 1 |  | INCLUDED
J | LT Switchgear (As per Technical specification)
i) | 415V Main Switchboard | SET | 1 |  | INCLUDED
ii) | 415V AC Distribution Board (ACDB) as per Technical Specification | SET | 1 |  | INCLUDED
iii) | 415V Main Lighting DB (along with 2 nos. 50 kVA 415V/415V Lighting transformer) | SET | 1 |  | INCLUDED
iv) | 415V Emergency Lighting DB(along with 1 no. 25kVA 415V/415V lighting transformer) | SET | 1 |  | INCLUDED
v) | 220V DCDB | SET | 2 |  | INCLUDED
vi) | 48V DCDB | SET | 2 |  | INCLUDED
K | Batteries(The rating of batteries mentioned are minimum and shall be worked out by bidder as per Section Project, Technical Specification) & Battery Chargers
i) | 220V, 600 Ah VRLA Battery | SET | 2 |  | INCLUDED
ii) | 220V, 60A/60A Float Cum Boost Battery Charger | EA | 2 |  | INCLUDED
iii) | 48V, 600Ah VRLA Battery | SET | 2 |  | INCLUDED
iv) | 48V, 60A/60A Float Cum Boost Battery Charger | Nos | 2 |  | INCLUDED
L | Diesel Generator with control Panel
i) | 100 kVA Diesel Generator along with control Panel | SET | 1 |  | INCLUDED
M | Illumination System
i) | Lighting Panel type ACP-2 as per technical specification | Nos | 4 |  | INCLUDED
ii) | Lighting Panel type ACP-3 as per technical specification | Nos | 2 |  | INCLUDED
iii) | Sub Lighting panel (outdoor) type SLP (Switchyard and Street Lighting) | Nos | 15 |  | INCLUDED
iv) | Lighting Fixture LED Luminaries Type FL-1 As per TS | Nos | 50 |  | INCLUDED
v) | Lighting Fixture LED Luminaries Type FL-2 As per TS | Nos | 100 |  | INCLUDED
vi) | 63A, 415V : Interlocked switch socket outdoor Receptacle (type RP) asper technical specifications | Nos | 2 |  | INCLUDED
vii) | Outdoor Power Receptacle for oilfiltration unit (250A) | Nos | 2 |  | INCLUDED
viii) | LED Street Light Luminaire Type SL-L1 (= 45W) As per TS | Nos | 20 |  | INCLUDED
ix) | Type L1 Street Lighting Pole of 6 Mtr as per TS | Nos | 20 |  | INCLUDED
x) | Fire Wall mounted LED Luminarie Type FL-2 (250W) | Nos | 4 |  | INCLUDED
xi) | Portable Flood Light Light Panel With LED Luminaries Type FL-2 (250W) | Nos | 2 |  | INCLUDED
xii) | Type D1 Post Top Tantern Pole of 4mtr as per TS | Nos | 10 |  | INCLUDED
xiii) | Pole Mounted LED Post Top Luminarie Type SL-D1 (= 30W) as per TS | Nos | 10 |  | INCLUDED
N | Fire Protection System
a | Portable /Trolley/Wheel mounted extinguishers
i) | 9 litre water type | Nos | 4 |  | INCLUDED
ii) | 60 litre foam type | Nos | 2 |  | INCLUDED
iii) | 4.5 kg CO2 type | Nos | 12 |  | INCLUDED
iv) | 4.5 kg Dry Chemical Power (DCP) type | Nos | 5 |  | INCLUDED
O | EHV Cables and accessaries
i) | 1Cx120sqmm, 33KV HV Power Cable along with accessories & cable terminations kit etc. | KM | 2 |  | INCLUDED
P | Air conditioning System for Control room cum administrative building & SPR
i) | High wall type split AC unit of 2 TR capacity | EA | 15 |  | INCLUDED
P | Lattice & Pipe structures
P.1 | 220kV Gantry Structures
i) | Gantry Structure for Line Bay - 220kV Double Main & Transfer Layout | SET | 2 |  | INCLUDED
ii) | Gantry Structure for Transformer Bay - 220kV Double Main & Transfer Layout | SET | 2 |  | INCLUDED
iii) | Gantry Structure for Bus Coupler Bay - 220kV Double Main & Transfer Layout | SET | 1 |  | INCLUDED
iv) | Gantry Structure for Transfer Bus Coupler Bay - 220kV Double Main & Transfer Layout | SET | 1 |  | INCLUDED
P.2 | 132kV Gantry Structures
i) | Gantry Strcuture for Line bay- 132kV Single Main & transfer Layout | SET | 4 |  | INCLUDED
ii) | Gantry Strcuture for Transformer bay- 132kV Single Main & transfer Layout | SET | 2 |  | INCLUDED
iii) | Gantry Strcuture for Transfer bus Coupler bay- 132kV Single Main & transfer Layout | SET | 1 |  | INCLUDED
P.3 | 220kV Equipments Structures
i) | Equipment Structure including Foundation bolts-220KV CT (1ph) | Nos | 18 |  | INCLUDED
ii) | Equipment Structure including Foundation bolts-220KV CVT (1ph) | Nos | 12 |  | INCLUDED
iii) | Equipment Structure including Foundation bolts-220KV Isolator (3PH) | Nos | 21 |  | INCLUDED
iv) | Equipment Structure including Foundation bolts-220KV Class SA (1ph) | Nos | 12 |  | INCLUDED
v) | Equipment Structure Including Foundation bolts-220kV BPI (1ph) | Nos | 40 |  | INCLUDED
vi) | Equipment Structure Including Foundation bolts-220kV Wave Trap (1ph) | Nos | 4 |  | INCLUDED
vii) | Equipment Structure Including Foundation bolts-220kV High BPI (1ph) | Nos | 15 |  | INCLUDED
P.4 | 132kV Equipments Structures
i) | Equipment Structure including Foundation bolts-145KV CT (1ph) | Nos | 21 |  | INCLUDED
ii) | Equipment Structure including Foundation bolts-145KV CVT (1ph) | Nos | 15 |  | INCLUDED
iii) | Equipment Structure including Foundation bolts-145KV Isolator (3PH) | Nos | 20 |  | INCLUDED
iv) | Equipment Structure including Foundation bolts-145KV Class SA (1ph) | Nos | 18 |  | INCLUDED
v) | Equipment Structure including Foundation bolts-145KV BPI(1ph) | Nos | 35 |  | INCLUDED
vi) | Equipment Structure including Foundation bolts-145KV HIGH BPI (1ph) | SET | 21 |  | INCLUDED
P.5 | 72.5 kV Equipments Structures
i) | Equipment Structure Including Foundation Bolt-72.5KV CT(1ph) | Nos | 3 |  | INCLUDED
ii) | Equipment Structure Including Foundation Bolt-72.5KV PT(1ph) | Nos | 3 |  | INCLUDED
iii) | Equipment Structure Including Foundation Bolt-72.5KV Isolator (3ph) | Nos | 1 |  | INCLUDED
iv) | Equipment Structure Including Foundation Bolt-72.5KV BPI(1ph) | Nos | 9 |  | INCLUDED
P.6 | 33kV Equipments Structures
i) | Equipment Structure including Foundation Bolts -36KV Isolator (3ph) | Nos | 1 |  | INCLUDED
ii) | Equipment Structure including Foundation Bolts-36KV Class SA (1ph) | Nos | 3 |  | INCLUDED
iii) | Equipment Structure including Foundation Bolts-36KV BPI (1ph) | Nos | 3 |  | INCLUDED
iv) | Equipment Structure including Foundation Bolts-36KV HG Fuse (1ph) | Nos | 3 |  | INCLUDED
Q | VMS System
i) | Visual Monitoring System for Watch & Ward | Set | 1 |  | INCLUDED
R | Main Earth Mat
i) | 40 MM MS ROD FOR MAIN EARTHMAT | KM | 10 |  | INCLUDED
S | Telecom Equipments
S.1 | Musaga S/S
A | SDH Equipment (STM-16 MADM upto 5 MSP protected directions)
(i) | Base Equipment (Common cards, Cross Connect/control cards, optical base cards, power supply cards, power cabling, other hardware and accessories including sub racks, patch cord, DDF etc fully equiped excluding (ii) & (iii) below | Nos. | 1 |  | INCLUDED
(ii) | Optical Interface Cards/SFP
a | S4.1 | Nos. | 2 |  | INCLUDED
b | L4.1 SFP | Nos. | 2 |  | INCLUDED
c | V 4.2 SFP | Nos. | 2 |  | INCLUDED
d | S16.1 SFP | Nos. | 2 |  | INCLUDED
e | L16.1 SFP | Nos. | 2 |  | INCLUDED
f | V 16.2 SFP | Nos. | 2 |  | INCLUDED
(iii) | Tributary cards
a | E1 Interface card (Min.16 interfaces per card) | Nos. | 2 |  | INCLUDED
b | Ethernet Interface 10/100 Base T with Layer-2 switching (Min 8 Interfaces per card) | Nos. | 2 |  | INCLUDED
c | Gigabit Ethernet Interface# with Layer-2 switching (Minimum 2 nos.) | Set | 1 |  | INCLUDED
B | Equipment Cabinets
a | For SDH | No. | 1 |  | INCLUDED
C | VOIP gateway for remote locations (RTU locations)
a | 8 port | No. | 4 |  | INCLUDED
S.2 | (Musaga (KPLC))
A | SDH Equipment (STM-16 MADM upto 5 MSP protected directions)
(i) | Base Equipment (Common cards, Cross Connect/control cards, optical base cards, power supply cards, power cabling, other hardware and accessories including sub racks, patch cord, DDF etc fully equiped excluding (ii) & (iii) below | Nos. | 1 |  | INCLUDED
(ii) | Optical Interface Cards/SFP
a | S4.1 | Nos. | 2 |  | INCLUDED
b | S16.1 SFP | Nos. | 2 |  | INCLUDED
(iii) | Tributary cards
a | E1 Interface card (Min.16 interfaces per card) | Nos. | 2 |  | INCLUDED
b | Ethernet Interface 10/100 Base T with Layer-2 switching (Min 8 Interfaces per card) | Nos. | 2 |  | INCLUDED
c | Gigabit Ethernet Interface# with Layer-2 switching (Minimum 2 nos.) | Set | 1 |  | INCLUDED
B | Equipment Cabinets
a | For SDH | No. | 1 |  | INCLUDED
C | VOIP gateway for remote locations (RTU locations)
a | 8 port | No. | 4 |  | INCLUDED
S.3 | LESSOS
A | SDH Equipment (STM-16 MADM upto 5 MSP protected directions)
(i) | Base Equipment (Common cards, Cross Connect/control cards, optical base cards, power supply cards, power cabling, other hardware and accessories including sub racks, patch cord, DDF etc fully equiped excluding (ii) & (iii) below | Nos. | 1 |  | INCLUDED
(ii) | Optical Interface Cards/SFP
a | S 4.1 SFP | Nos. | 4 |  | INCLUDED
b | V 4.2 SFP | Nos. | 2 |  | INCLUDED
c | S16.1 SFP | Nos. | 4 |  | INCLUDED
d | V 16.2 SFP | Nos. | 2 |  | INCLUDED
(iii) | Tributary cards
a | E1 Interface card (Min.16 interfaces per card) | Nos. | 2 |  | INCLUDED
b | Ethernet Interface 10/100 Base T with Layer-2 switching (Min 8 Interfaces per card) | Nos. | 2 |  | INCLUDED
c | Gigabit Ethernet Interface# with Layer-2 switching (Minimum 2 nos.) | Set | 1 |  | INCLUDED
2 | Equipment Cabinets
a | For SDH | No. | 1 |  | INCLUDED
3 | VOIP gateway for remote locations (RTU locations)
a | 8 port | No. | 4 |  | INCLUDED
T | Civil Works (as per Technical Specification)
1 | Excavation in all kind of soil including rock for all leads and lifts, backfilling, disposal of surplus earth within a lead up to 2 Km as per technical specification. The surplus earth shall be roughly graded. | CUM | 15344 |  | INCLUDED
2 | Providing and laying of Plain Cement Concrete (PCC) (1:4:8) | CUM | 1221 |  | INCLUDED
3 | Providing and laying of Plain Cement Concrete (PCC) (1:2:4) | CUM | 189 |  | INCLUDED
4 | Providing and laying of Plain Cement Concrete (PCC) (1:3:6) | CUM | 15 |  | INCLUDED
5 | Providing and laying Plain Cement Concrete (PCC) (1:5:10) | CUM | 2204 |  | INCLUDED
6 | Providing and laying of Reinforced Cement Concrete as per Technical Specification including pre cast, shuttering, Grouting of pockets & underpinning but excluding steel reinforcement | CUM | 4530 |  | INCLUDED
7 | Steel Reinforcement | MT | 365 |  | INCLUDED
8 | Stone filling (40 mm size) for transformer/ reactor foundation | CUM | 41 |  | INCLUDED
9 | Misc. Structural steel including rails, embedments, edge protection angles, gratings etc. but excluding the reinforcement steel and steel for lattice and pipe structures. | MT | 86 |  | INCLUDED
10 | External finishing/painting of firewall (with water proofing cement paint) | SQM | 240 |  | INCLUDED
11 | Stone spreading in switchyard excluding PCC | SQM | 28800 |  | INCLUDED
12 | Antiweed treatment | SQM | 28800 |  | INCLUDED
13 | 3.75m wide Cement Concrete road with PCC shoulder including 100 mm dia RCC Hume Pipe @ 100 metre interval as per drawing and TS. However, reinforcement steel and all type concrete shall be paid separately under relevant items | SQM | 3000 |  | INCLUDED
14 | 5.5m wide Cement Concrete road with PCC shoulder including 100 mm dia RCC Hume Pipe @ 100 metre interval as per drawing and TS. However, reinforcement steel and and all type concrete shall be paid separately under relevant items | SQM | 1100 |  | INCLUDED
15 | Construction of rail cum road as per drawing including all item such as excavation,compactions, rolling watering, WBM etc. but excluding concrete reinforcement and structural steel-Section having two rails for auto transformer | SQM | 135 |  | INCLUDED
16 | Supplying and erecting dewatering pumps- 2 HP | Nos. | 2 |  | INCLUDED
17 | Supplying and erecting dewatering pumps-5 HP | Nos. | 2 |  | INCLUDED
18 | New chain Link Fencing excluding concrete | RM | 200 |  | INCLUDED
19 | Switchyard Gate excluding Concrete | Nos. | 3 |  | INCLUDED
20 | RCC culverts and cable trench crossings including supplying and laying hume pipe 250mm dia of grade (NP-3) excluding concrete as per specification. | RM | 30 |  | INCLUDED
21 | RCC culverts and cable trench crossings including supplying and laying hume pipe 300mm dia of grade (NP-3) excluding concrete as per specification. | RM | 30 |  | INCLUDED
22 | RCC culverts and cable trench crossings including supplying and laying hume pipe 450mm dia of grade (NP-3) excluding concrete as per specification. | RM | 30 |  | INCLUDED
23 | Drain including culverts but excluding concrete & reinforcement steel-Section A-A | RM | 1200 |  | INCLUDED
24 | Drain including culverts but excluding concrete & reinforcement steel-Section B-B | RM | 600 |  | INCLUDED
25 | Drain including culverts but excluding concrete & reinforcement steel-Section C-C | RM | 200 |  | INCLUDED
26 | Drain including culverts but excluding concrete & reinforcement steel-Section D-D | RM | 200 |  | INCLUDED
27 | Rain water harvesting excluding reinforcement and concrete as per drawing | Nos. | 2 |  | INCLUDED
28 | Control room building excluding excavation, PCC, RCC and reinforcement but including finishing ( internal + external ) & all civil works etc complete in all respect as per drawing. | SQM | 450 |  | INCLUDED
29 | FFPH Building - Civil Works All civil works as per drawing and specifications complete, including - brickwork,finishing (external and internal),windows etc.However, excavation, PCC,RCC and reinforcement shall be paid separately as per BPS | SQM | 101 |  | INCLUDED
30 | All civil works as per drawing and specification but excluding excavation, PCC, RCC, reinforcement but including finishing (internal and external) etc & all civil works complete in all respect - Water Tank for Fire Fighting Pump House | Nos. | 1 |  | INCLUDED
31 | "Switchyard Panel Room - Civil Works. All civil works as per drawing and specifications complete, including - brickwork, finishing (external and internal), windows etc. However, excavation, PCC, RCC and reinforcement shall be paid separately as per BPS." | SQM | 121 |  | INCLUDED
32 | Transit Camp - Civil Works All civil works as per drawing and specifications complete, including - brickwork, finishing (external and internal), windows etc. However, excavation, PCC, RCC and reinforcement shall be paid separately as per BPS. | SQM | 450 |  | INCLUDED
33 | Security Hut - Civil Works All civil works as per drawing and specifications complete, including - brickwork, finishing (external and internal), windows etc. However, excavation, PCC, RCC and reinforcement shall be paid separately as per BPS. | SQM | 18 |  | INCLUDED
34 | Main Gate | Nos. | 1 |  | INCLUDED
35 | "Car Parking (8 cars) - Civil Works. All civil works as per drawing and specifications complete, including - brickwork,xiii) Carparking Shed (For 8 Cars) finishing (external and internal), windows etc.However,excavation, PCC, RCC and reinforcement shall be paid separately as per BPS." | SQM | 120 |  | INCLUDED
36 | Closed Store: Design preparation of drawings, supply of all materials, fabrication, erection & commissioning of Store Building. The work includes design and construction of foundations, plinth beams, brickwork, external & internal finishing, floor finishing, doors, windows, rolling shutters etc. complete in all respects as per the approved design, drawings and Technical specifications. However, excavation, PCC, RCC and reinforcement shall be paid under relevant item of BPS. | SQM | 360 |  | INCLUDED
37 | Partially Closed Store: Design preparation of drawings, supply of all materials, fabrication, erection & commissioning of Store Building. The work includes design and construction of foundations, plinth beams, brickwork, external & internal finishing, floor finishing, doors, windows, rolling shutters etc. complete in all respects as per the approved design, drawings and Technical specifications. However, excavation, PCC, RCC and reinforcement shall be paid under relevant item of BPS. | SQM | 360 |  | INCLUDED
38 | Design, Drawing and execution of Pre-fabricated structure labour Hut including toilet & baths with all materials, labours etc complete in all respect as per the technical specification and direction of Engineer â€“ in Charge. (Plinth area shall be measured for payment purpose) | SQM | 420 |  | INCLUDED
39 | Providing and fixing Pre cast RCC Boundary wall as per drawings and specifications, including centring, shuttering, moulding,RCC, reinforcement, casting, curing, hoisting, carriage of precast cols/panels to site,Excavation, PCC, backfilling, steel gratings at required locations, MS angles and Concertina coil etc. complete. | RM | 1000 |  | INCLUDED
40 | Supplying and laying CPVC pipe for external water supply system - 75 mm dia pipe | RM | 200 |  | INCLUDED
41 | Supplying and laying CPVC pipe for external water supply system - 50 mm dia pipe | RM | 150 |  | INCLUDED
42 | Supplying and laying CPVC pipe for external water supply system - 40 mm dia pipe | RM | 150 |  | INCLUDED
43 | Supplying and laying CPVC pipe for external water supply system - 25 mm dia pipe | RM | 150 |  | INCLUDED
44 | SEPTIC TANK AND SOAKPIT FOR CRB | Nos. | 1 |  | INCLUDED
45 | SEPTIC TANK & SOAKPIT FOR SECURITY ROOM | Nos. | 1 |  | INCLUDED
46 | SEPTIC TANK AND SOAKPIT - TRANSIT CAMP | Nos. | 1 |  | INCLUDED
47 | Providing & Laying of SW pipes for external sewerage system as per technical specification 100mm dia pipe | RM | 100 |  | INCLUDED
48 | Providing & Laying of SW pipes for external sewerage system as per technical specification 150mm dia pipe | RM | 100 |  | INCLUDED
49 | Providing & Laying of SW pipes for external sewerage system as per technical specification 200mm dia pipe | RM | 80 |  | INCLUDED
50 | Soil Investigation: As per technical specification including all laboratory and field tests, report and recommendations. | LOT | 1 |  | INCLUDED
51 | Earthwork in excavation & filling in all types of soil and soft/disintegrated rock in open areas/nallas/channels, to the required slopes, shapes, levels, elevations and profile, including trimming of bottom and slopes of excavation, bailing out rain (dewatering), pumping, removal of slush, preparing embankments/marginal banks, loosening, dressing, spreading material in layers not exceeding 200mm, as per direction of Engineer-in-Charge, water flooding, compacting to achieve 95% consolidation at optimum moisture content, finishing etc. all complete, for all leads and lifts within leveling boundary, including disposal of surplus earth and stacking of unsuitable material within a lead of 2.0 Km beyond substation boundary, with all labour, material, tools, tackles and equipment, safeguards and incidentals, Royalty,taxes etc. as necessary, as per drawings, specification and directions of the Engineer-in-Charge. Clearing of jungle is included in this item. (Only excavation/cutting will be measured for payment purpose.) | CUM | 42000 |  | INCLUDED
52 | Supply of earth (excluding rock & boulders) at site including royalty,carriage and filling in specified areas in layers not exceeding 200mm in depth, compacting under optimum moisture condition to achieve 95% of Proctor density,finishing etc. all complete, for all leads & lifts, with all labour, material, tools, tackles, equipments, safeguards & incidentals as necessary as per drawings, specification and direction of the Engineer- in- Charge. | CUM | 21000 |  | INCLUDED
53 | Dry stone pitching 22.5 cm thick including supply of stones and preparing surface complete. | SQM | 447 |  | INCLUDED
54 | Supplying, filling and compacting stone boulders mixed with sand under foundations, roads, cable trenches, drains etc in layers not exceeding 250mm thickness including ramming, watering, compacting etc | CUM | 1638 |  | INCLUDED
II.ii | Part-B: VENDOR ASSESSED QUANTITIES
A | Erection Hardware
i) | Erection Hardware for 220kV layout (Double Main and Transfer Scheme)-Bus work (three Bay) as per technical specification | SET | 2 |  | INCLUDED
ii) | Erection Hardware for 220kV layout (Double Main and Transfer Scheme)-Line Bay as per technical specification | SET | 2 |  | INCLUDED
iii) | Erection Hardware for 220kV layout (Double Main and Transfer Scheme)-Transformer Bay as per technical specification | SET | 2 |  | INCLUDED
iv) | Erection Hardware for 220kV layout (Double Main and Transfer Scheme as per SLD)-Bus Coupler Bay as per specification | SET | 1 |  | INCLUDED
v) | Erection Hardware for 220kV layout (Double Main and Transfer Scheme)-Transfer Bus Coupler Bay as per technical specification | SET | 1 |  | INCLUDED
vi) | Erection Hardware for 132kV layout (Single Main & Transfer Scheme) Bus work (For Three bays) as per technical specification | SET | 1 |  | INCLUDED
vii) | Erection Hardware for 132kV layout (Single Main & Transfer Scheme) Bus work (For Four bays) as per technical specification | SET | 1 |  | INCLUDED
viii) | Erection Hardware for 132kV layout (Single Main & Transfer Scheme)-Line Bay as per technical specification | SET | 4 |  | INCLUDED
ix) | Erection Hardware for 132kV layout (Single Main & Transfer Scheme)-Transformer Bay as per technical specification | SET | 2 |  | INCLUDED
x) | Erection Hardware for 132kV layout (Single Main & Transfer Scheme)-Transfer Bus Coupler Bay as per technical specification | SET | 1 |  | INCLUDED
xi) | ERECTION HARDWARE FOR AUXILIARY LT TRANSFORMER | SET | 1 |  | INCLUDED
xii) | Erection Hardware for the 72.5kV equipment for Tertiary loading as per technical specification | Set | 1 |  | INCLUDED
B | Fire Protection System
i) | Pumping arrangement for HVW system & hydrant system, complete with all piping, valves, fittings,etc. inside pump house for Fire Protection System of 220kV S/S | SET | 1 |  | INCLUDED
ii) | Hydrant system, complete U/G piping and accessories etc. outside the Pump House for Fire Protection of 220kV S/S | SET | 1 |  | INCLUDED
iii) | HVW Spray System, hydrant System and Complete U/G & O/G piping and accessories etc. outside the pump house for 220kV 3ph Transformer | SET | 2 |  | INCLUDED
iv) | Fire Detection and Alarm System for Control Room Building (220kV) | SET | 1 |  | INCLUDED
v) | Fire Detection and Alarm System for Switchyard Panel Room of 6 m length | SET | 4 |  | INCLUDED
C | Illumination System
i) | Control room cum administrative building illumination | LS | 1 |  | INCLUDED
ii) | Fire fighting building illumination | LS | 1 |  | INCLUDED
iii) | Security Room Illumination including conduit | LS | 1 |  | INCLUDED
iii) | Transit Camp illumination | LS | 1 |  | INCLUDED
iv) | Switchyard Panel room Lighting | LS | 4 |  | INCLUDED
v) | Car parkings | LS | 1 |  | INCLUDED
vi) | Grid Interactive Solar PV Power Plant as per TS | LS | 1 |  | INCLUDED
D | Air conditioning & ventilation System
i) | Air conditioning system for Switchyard Panel Room of 6m length | SET | 3 |  | INCLUDED
E | POWER & CONTROL CABLES
i) | 1.1kV grade Power Cables (XLPE insulated)along with lugs,glands,straight joints & accessories , etc | LS | 1 |  | INCLUDED
ii) | 1.1kV grade Power Cables (PVC insulated)along with lugs,glands,straight joints & accessories , etc | LS | 1 |  | INCLUDED
iii) | 1.1kV grade Control Cables (PVC insulated)along with lugs,glands,straight joints & accessories , etc | LS | 1 |  | INCLUDED
III. | 220kV Kishumu Substation
III.i | Part-A : EMPLOYER ASSESSED QUANTITIES
A | 245kV equipment
ii) | 245kV, 2500A, 40KA Circuit Breaker (3-Phase) with support structure | Nos | 3 |  | INCLUDED
iii) | 245kV, 2500A, 40 KA, 3-phase Horizontal Centre Break (HCB) Isolator with one E/S | Nos | 2 |  | INCLUDED
iv) | 245kV, 2500A, 40 KA, 3-phase Horizontal Centre Break (HCB) with out E/S | Nos | 6 |  | INCLUDED
viii) | 245 kV, 2500A, 40KA, 1-Phase Current Transformer with 120% extended current rating | Nos | 15 |  | INCLUDED
ix) | 245 kV, 4400pf Capacitive Voltage Transformer (1- Phase) | Nos | 6 |  | INCLUDED
x) | 216kV Surge Arrester (1-phase) | Nos | 6 |  | INCLUDED
xi) | 245 kV, 1 phase Bus Post Insulator (except for Line Traps) | Nos | 30 |  | INCLUDED
xii) | 245 kV ,1 phase Bus Post Insulators for Line Traps | Nos | 12 |  | INCLUDED
B | RELAY PANELS (WITH AUTOMATION)
i) | Control panel for 220kV Diameter (For 3/4 Breaker Scheme) | Set | 1 |  | INCLUDED
ii) | 220kV Circuit Breaker Relay Panel with Auto Reclose (with Automation) | EA | 3 |  | INCLUDED
iii) | 220kV Line Protection Panel (with Automation) | EA | 2 |  | INCLUDED
iv) | Augmentation of existing 220kV bus bar protection scheme.(No. of bays as per specification)-(with Automation) | Set | 1 |  | INCLUDED
C | SUBSTATION AUTOMATION
i) | Augmentation of Substation automation System for 220kV bay as per Technical Specification | Nos | 3 |  | INCLUDED
D | Teleprotection & communication Equipments
i) | 220kV, 1600A, 0.5mH, 40 kA Line Trap | EA | 4 |  | INCLUDED
ii) | Coupling device for PLCC | SET | 2 |  | INCLUDED
iii) | Carrier Equipment Analog type (for Speech+Data & Speech+Protection) | EA | 2 |  | INCLUDED
iv) | Protection Coupler for PLCC | EA | 2 |  | INCLUDED
v) | Digital Protection Coupler | EA | 2 |  | INCLUDED
vi) | 2 wire telephone equipment | EA | 2 |  | INCLUDED
vii) | HF CABLE 75 OHMS FOR PLCC | KM | 1 |  | INCLUDED
E | Lattice & Pipe structures
E.1 | 220kV Gantry Structures
i) | Gantry Structure for Line bay- 220 KV 3/4 Breaker Layout | SET | 2 |  | INCLUDED
E.2 | 220kV Equipments Structures
i) | Equipment Structure Including Foundation bolts-220kV CT (1ph) | EA | 15 |  | INCLUDED
ii) | Equipment Structure Including Foundation bolts-220kV CVT (1ph) | EA | 6 |  | INCLUDED
iii) | Equipment Structure Including Foundation bolts-220kV Isolator (3Ph) | EA | 8 |  | INCLUDED
iv) | Equipment Structure Including Foundation bolts-220kV Class SA (1ph) | EA | 6 |  | INCLUDED
v) | Equipment Structure Including Foundation bolts-220kV BPI (1ph) | EA | 20 |  | INCLUDED
vi) | Equipment Structure Including Foundation bolts-220kV Wave Trap (1ph) | EA | 4 |  | INCLUDED
vii) | Equipment Structure Including Foundation bolts-220kV High BPI (1ph) | EA | 10 |  | INCLUDED
F | Illumination System
i) | Lighting Panel type ACP-2 as per technical specification | EA | 2 |  | INCLUDED
ii) | Lighting Panel type ACP-3 as per technical specification | EA | 1 |  | INCLUDED
iii) | Sub Lighting panel (outdoor) type SLP (Switchyard and Street Lighting) | EA | 5 |  | INCLUDED
iv) | Lighting Fixture LED Luminaries Type FL-1 As per TS | EA | 10 |  | INCLUDED
v) | Lighting Fixture LED Luminaries Type FL-2 As per TS | EA | 20 |  | INCLUDED
vi) | 63A, 415V : Interlocked switch socket outdoor Receptacle (type RP) asper technical specifications | EA | 1 |  | INCLUDED
vii) | Self Supported Aluminium Ladder as Per Technical Specification | EA | 1 |  | INCLUDED
viii) | Cartwheel Mounted Aluminium Ladder as Per Technical Specification | EA | 1 |  | INCLUDED
ix) | LED Street Light Luminaire Type SL-L1 (= 45W) As per TS | EA | 10 |  | INCLUDED
x) | Type L1 Street Lighting Pole of 6 Mtr as per TS | EA | 10 |  | INCLUDED
G | Main Earth Mat
a | 40 MM MS ROD FOR MAIN EARTHMAT | KM | 2 |  | INCLUDED
H | Telecom Equipments
A | SDH Equipment (STM-16 MADM upto 5 MSP protected directions)
(i) | Base Equipment (Common cards, Cross Connect/control cards, optical base cards, power supply cards, power cabling, other hardware and accessories including sub racks, patch cord, DDF etc fully equiped excluding (ii) & (iii) below | Nos. | 1 |  | INCLUDED
(ii) | Optical Interface Cards/SFP
a | S4.1 | Nos. | 4 |  | INCLUDED
b | L4.2 | Nos. | 2 |  | INCLUDED
c | S16.1 SFP | Nos. | 4 |  | INCLUDED
d | L16.2 SFP | Nos. | 2 |  | INCLUDED
(iii) | Tributary cards
a | E1 Interface card (Min.16 interfaces per card) | Nos. | 2 |  | INCLUDED
b | Ethernet Interface 10/100 Base T with Layer-2 switching (Min 8 Interfaces per card) | Nos. | 2 |  | INCLUDED
c | Gigabit Ethernet Interface# with Layer-2 switching (Minimum 2 nos.) | Set | 1 |  | INCLUDED
B | Equipment Cabinets
a | For SDH | No. | 1 |  | INCLUDED
C | Network Manager System
(i) | Craft Terminal
a | Hardware | Set## | 1 |  | INCLUDED
b | Software | Set## | 1 |  | INCLUDED
D | VOIP gateway for remote locations (RTU locations)
a | 8 port | No. | 4 |  | INCLUDED
I | Civil Works (as per Technical Specification)
1 | Excavation in all kind of soil including rock for all leads and lifts, backfilling, disposal of surplus earth within a lead up to 2 Km as per technical specification. The surplus earth shall be roughly graded. | CUM | 2819 |  | INCLUDED
2 | Providing and laying of Plain Cement Concrete (PCC) (1:4:8) | CUM | 134 |  | INCLUDED
3 | Providing and laying of Plain Cement Concrete (PCC) (1:2:4) | CUM | 30 |  | INCLUDED
4 | Providing and laying Plain Cement Concrete (PCC) (1:5:10) | CUM | 345 |  | INCLUDED
5 | Providing and laying of Reinforced Cement Concrete as per Technical Specification including pre cast, shuttering, Grouting of pockets & underpinning but excluding steel reinforcement | CUM | 483 |  | INCLUDED
6 | Steel Reinforcement | MT | 34 |  | INCLUDED
7 | Misc. Structural steel including rails, embedments, edge protection angles, gratings etc. but excluding the reinforcement steel and steel for lattice and pipe structures. | MT | 18 |  | INCLUDED
8 | Removing,cleaning and washing of existing stones and respreading of stones in switchyard excluding PCC | SQM | 4500 |  | INCLUDED
9 | Antiweed treatment | SQM | 4500 |  | INCLUDED
10 | Supplying and erecting dewatering pumps- 2 HP | Nos. | 1 |  | INCLUDED
11 | RCC culverts and cable trench crossings including supplying and laying hume pipe 250mm dia of grade (NP-3) excluding concrete as per specification. | RM | 15 |  | INCLUDED
12 | RCC culverts and cable trench crossings including supplying and laying hume pipe 300mm dia of grade (NP-3) excluding concrete as per specification. | RM | 15 |  | INCLUDED
13 | RCC culverts and cable trench crossings including supplying and laying hume pipe 450mm dia of grade (NP-3) excluding concrete as per specification. | RM | 15 |  | INCLUDED
14 | Drain including culverts but excluding concrete & reinforcement steel-Section A-A | RM | 200 |  | INCLUDED
15 | Drain including culverts but excluding concrete & reinforcement steel-Section B-B | RM | 200 |  | INCLUDED
16 | Drain including culverts but excluding concrete & reinforcement steel-Section C-C | RM | 50 |  | INCLUDED
17 | Rain water harvesting excluding reinforcement and concrete as per drawing | Nos. | 1 |  | INCLUDED
18 | Soil Investigation: As per technical specification including all laboratory and field tests, report and recommendations. | LOT | 1 |  | INCLUDED
III.ii | Part-B: VENDOR ASSESSED QUANTITIES
A | Erection Hardware
i) | Erection Hardware for 220kV layout (3/4 scheme)-Bus work (two Bay) as per technical specification | SET | 1 |  | INCLUDED
ii) | Erection Hardware for 220kV layout (3/4)-Line Bay as per technical specification | SET | 2 |  | INCLUDED
C | POWER & CONTROL CABLES
ii) | 1.1kV grade Power Cables (PVC insulated)along with lugs,glands, straight joints & accessories , etc | LS | 1 |  | INCLUDED
iii) | 1.1kV grade Control Cables (PVC insulated)along with lugs,glands, straight joints & accessories , etc | LS | 1 |  | INCLUDED
TRANSMISSION LINE PORTION
1 | Survey
| a) Detailed survey including route alignment, profiling, tower spotting | KM | 20 |  | INCLUDED
| b) Check Survey | KM | 70 |  | INCLUDED
2 | Detailed soil Investigation
i. | All kind of soil except FR & HR | Loc. | 5 |  | INCLUDED
ii. | Fissured/soft rock | Loc. | 2 |  | INCLUDED
iii | Hard rock | Loc. | 1 |  | INCLUDED
3 | Preliminary Works
a) | Clearing the right-of-way, Removal of Trees and Vegetation, bush clearing, along the route, as per instruction of Site In-Charge | KM | 70 |  | INCLUDED
b) | Line Access, construction of access roads & permanent maintenance roads, including fee for temporary land use for construction | KM | 70 |  | INCLUDED
4 | Benching
i) | All kind of soil except FR & HR | Cum. | 5000 |  | INCLUDED
ii) | Fissured Rock | Cum. | 2000 |  | INCLUDED
iii) | Hard Rock | cum | 500 |  | INCLUDED
5 | Erection of Various type of tower & its extensions including its Common Plan, bolts & nuts, Step Bolts, Hangers, D-Shackles, Pack washers, etc. and tack welding and supply and application of enamle & zinc rich paint but excluding installation of Stub;
a | TOWER TYPE DA : (0 – 2 deg.)
i | BASIC TOWER BODY | EA | 117 |  | INCLUDED
ii | +0 M LEG EXTN | EA | 328 |  | INCLUDED
iii | +3 M LEG EXTN | EA | 140 |  | INCLUDED
iv | +6 M LEG EXTN | EA | 100 |  | INCLUDED
v | +9 M LEG EXTN | EA | 48 |  | INCLUDED
b | TOWER TYPE DB : (0 - 15 deg.)
i | BASIC TOWER BODY | EA | 18 |  | INCLUDED
ii | +0 M LEG EXTN | EA | 52 |  | INCLUDED
iii | +3 M LEG EXTN | EA | 20 |  | INCLUDED
iv | +6 M LEG EXTN | EA | 20 |  | INCLUDED
v | +9 M LEG EXTN | EA | 12 |  | INCLUDED
c | TOWER TYPE DC : (15 - 30 deg.)
i | BASIC TOWER BODY | EA | 41 |  | INCLUDED
ii | +0 M LEG EXTN | EA | 116 |  | INCLUDED
iii | +3 M LEG EXTN | EA | 48 |  | INCLUDED
iv | +6 M LEG EXTN | EA | 32 |  | INCLUDED
v | +9 M LEG EXTN | EA | 16 |  | INCLUDED
d | TOWER TYPE DD : (30 - 60 deg.)
i | BASIC TOWER BODY | EA | 36 |  | INCLUDED
ii | BASIC TOWER BODY (With Auxilliary X-Arm) | EA | 4 |  | INCLUDED
iii | +0 M LEG EXTN | EA | 120 |  | INCLUDED
iv | +3 M LEG EXTN | EA | 40 |  | INCLUDED
v | +6 M LEG EXTN | EA | 12 |  | INCLUDED
vi | +9 M LEG EXTN | EA | 12 |  | INCLUDED
vii | +18 M LEG EXTN | EA | 4 |  | INCLUDED
viii | +25 M LEG EXTN | EA | 4 |  | INCLUDED
e | MONOPOLE TOWERS
i | PA+0M | Nos. | 10 |  | INCLUDED
ii | PA+9M | Nos. | 4 |  | INCLUDED
iii | PB+0M | Nos. | 2 |  | INCLUDED
iv | PB+9M | Nos. | 2 |  | INCLUDED
v | PC+0M | Nos. | 6 |  | INCLUDED
vi | PC+9M | Nos. | 4 |  | INCLUDED
v | PD+0M | Nos. | 6 |  | INCLUDED
vi | PD+9M | Nos. | 4 |  | INCLUDED
vii | PE+0 M | Nos. | 2 |  | INCLUDED
6 | INSTALLATION OF STUB (PER LEG) INCLUDING CLEATS, BOLTS AND NUTS;
i | TOWER TYPE DA : (UPTO +9M EXTN.) | EA | 468 |  | INCLUDED
ii | TOWER TYPE DB : (UPTO +9M EXTN.) | EA | 72 |  | INCLUDED
iii | TOWER TYPE DC : (UPTO +9M EXTN.) | EA | 164 |  | INCLUDED
iv | TOWER TYPE DD : (UPTO +9M EXTN.) | EA | 152 |  | INCLUDED
v | TOWER TYPE DD : (+18M/+25 EXTN.) | EA | 8 |  | INCLUDED
7 | DESIGN AND INSTALLATION OF FOUNDATION (PER LEG) INCLUDING ALL ASSOCIATED WORKS AS SPECIFIED IN TS
I | FOR TOWERS WITH EQUAL LEG EXTENSION
a | DA TOWER (-6 m LE to+ 0 M LE)
i | Dry | EA | 6 |  | INCLUDED
ii | Wet | EA | 24 |  | INCLUDED
iii | WET cult | EA | 12 |  | INCLUDED
iv | PS | EA | 32 |  | INCLUDED
v | FS | EA | 16 |  | INCLUDED
vi | WBC | EA | 4 |  | INCLUDED
vii | DFR | EA | 16 |  | INCLUDED
viii | WFR | EA | 4 |  | INCLUDED
ix | SFR | EA | 6 |  | INCLUDED
x | HR | EA | 12 |  | INCLUDED
b | DA TOWER (+1.5 M LE TO +9 M LE)
i | Dry | EA | 11 |  | INCLUDED
ii | Wet | EA | 60 |  | INCLUDED
iii | WET cult | EA | 28 |  | INCLUDED
iv | PS | EA | 56 |  | INCLUDED
v | FS | EA | 22 |  | INCLUDED
vi | WBC | EA | 20 |  | INCLUDED
vii | DFR | EA | 30 |  | INCLUDED
viii | WFR | EA | 18 |  | INCLUDED
ix | SFR | EA | 11 |  | INCLUDED
x | HR | EA | 8 |  | INCLUDED
c | DB TOWER (-6 m LE to+ 0 M LE)
i | Wet | EA | 3 |  | INCLUDED
ii | PS | EA | 3 |  | INCLUDED
iii | FS | EA | 3 |  | INCLUDED
iv | DFR | EA | 3 |  | INCLUDED
v | WFR | EA | 3 |  | INCLUDED
d | DB TOWER (+1.5 M LE TO +9 M LE)
i | Wet | EA | 6 |  | INCLUDED
ii | PS | EA | 2 |  | INCLUDED
iii | FS | EA | 2 |  | INCLUDED
iv | WBC | EA | 4 |  | INCLUDED
v | DFR | EA | 6 |  | INCLUDED
vi | WFR | EA | 2 |  | INCLUDED
e | DC TOWER (-6 m LE to+ 0 M LE)
i | Dry | EA | 4 |  | INCLUDED
ii | Wet | EA | 10 |  | INCLUDED
iii | WET cult | EA | 6 |  | INCLUDED
iv | PS | EA | 6 |  | INCLUDED
v | FS | EA | 6 |  | INCLUDED
vi | WBC | EA | 2 |  | INCLUDED
vii | DFR | EA | 6 |  | INCLUDED
viii | WFR | EA | 6 |  | INCLUDED
ix | SFR | EA | 4 |  | INCLUDED
x | HR | EA | 4 |  | INCLUDED
f | DC TOWER (+1.5 M LE TO +9 M LE)
i | Wet | EA | 10 |  | INCLUDED
ii | WET cult | EA | 2 |  | INCLUDED
iii | PS | EA | 10 |  | INCLUDED
iv | FS | EA | 6 |  | INCLUDED
v | WBC | EA | 6 |  | INCLUDED
vi | DFR | EA | 2 |  | INCLUDED
vii | WFR | EA | 6 |  | INCLUDED
viii | SFR | EA | 8 |  | INCLUDED
g | DD TOWER (-6 m LE to+ 0 M LE)
i | Dry | EA | 8 |  | INCLUDED
ii | Wet | EA | 6 |  | INCLUDED
iii | WET cult | EA | 6 |  | INCLUDED
iv | PS | EA | 6 |  | INCLUDED
v | FS | EA | 6 |  | INCLUDED
vi | WBC | EA | 2 |  | INCLUDED
vii | DFR | EA | 6 |  | INCLUDED
viii | WFR | EA | 2 |  | INCLUDED
ix | SFR | EA | 4 |  | INCLUDED
x | HR | EA | 8 |  | INCLUDED
h | DD TOWER (+1.5 M LE TO +9 M LE)
i | Wet | EA | 6 |  | INCLUDED
ii | PS | EA | 2 |  | INCLUDED
iii | FS | EA | 2 |  | INCLUDED
iv | WBC | EA | 2 |  | INCLUDED
v | DFR | EA | 2 |  | INCLUDED
vi | WFR | EA | 2 |  | INCLUDED
vii | SFR | EA | 4 |  | INCLUDED
i | DD TOWER (+18 M/+25M LE )
i) | Wet | EA | 4 |  | INCLUDED
ii) | PS | EA | 4 |  | INCLUDED
g | DD TOWER (-6 m LE to+ 0 M LE): with Auxilliary X-Arm
i | Wet | EA | 4 |  | INCLUDED
ii | PS | EA | 4 |  | INCLUDED
iii | WBC | EA | 4 |  | INCLUDED
iv | WFR | EA | 4 |  | INCLUDED
II | FOR TOWERS WITH UNEQUAL LEG EXTENSION
a | DB TOWER (-6 m LE to+ 9 M LE)
i | Wet | EA | 4 |  | INCLUDED
ii | PS | EA | 4 |  | INCLUDED
iii | FS | EA | 4 |  | INCLUDED
iv | DFR | EA | 4 |  | INCLUDED
v | WFR | EA | 4 |  | INCLUDED
b | DC TOWER (-6 m LE to+ 9 M LE)
i | Wet | EA | 8 |  | INCLUDED
ii | WET cult | EA | 4 |  | INCLUDED
iii | PS | EA | 8 |  | INCLUDED
iv | FS | EA | 4 |  | INCLUDED
v | DFR | EA | 4 |  | INCLUDED
vi | WFR | EA | 4 |  | INCLUDED
c | DD TOWER (-6 m LE to+ 9 M LE)
i | Wet | EA | 8 |  | INCLUDED
ii | WET cult | EA | 4 |  | INCLUDED
iii | PS | EA | 8 |  | INCLUDED
iv | FS | EA | 4 |  | INCLUDED
v | DFR | EA | 8 |  | INCLUDED
III | DESIGN & CONSTRUCTION OF FOUNDATION INCLUDING NECESSARY EXCAVATION, RCC, PLACEMENT OF REINFORCEMENT, PCC ETC. FOR ALL KIND OF SOIL TYPES AS MENTIONED IN TECHNICAL SPECIFICATION.
a | PA Monopole (-6 m to+ 0 M Ext.) | Nos. | 10 |  | INCLUDED
b | PA Monopole (+1.5 M TO +9 M Ext.) | Nos. | 4 |  | INCLUDED
c | PB Monopole (-6 m to+ 0 M Ext.) | Nos. | 2 |  | INCLUDED
d | PB Monopole (+1.5 M TO +9 M Ext.) | Nos. | 2 |  | INCLUDED
e | PC Monopole (-6 m to+ 0 M Ext.) | Nos. | 6 |  | INCLUDED
f | PC Monopole (+1.5 M TO +9 M Ext.) | Nos. | 4 |  | INCLUDED
g | PD Monopole (-6 m to+ 0 M Ext.) | Nos. | 6 |  | INCLUDED
h | PD Monopole (+1.5 M TO +9 M Ext.) | Nos. | 4 |  | INCLUDED
i | PE Monopole (-6 m to+ 0 M Ext.) | Nos. | 2 |  | INCLUDED
8 | Work associated with tower foundations.
8.1 | Excavation in various types of soil
i. | Dry Soil | CUM | 2803 |  | INCLUDED
ii. | Wet Soil | CUM | 1869 |  | INCLUDED
iii. | Dry Fissure Rock | CUM | 553 |  | INCLUDED
iv | Wet Fissure Rock | CUM | 315 |  | INCLUDED
v. | Hard Rock | CUM | 100 |  | INCLUDED
8.2 | Concreting (including all associated works related to foundation )
i. | Reinforcement Cement Concrete (RCC-C25) | Cum | 602 |  | INCLUDED
ii. | Lean Concrete (PCC-Nominal Mix 1:3:6) | Cum | 87 |  | INCLUDED
8.3 | Supply and placement of Reinforcement Steel | MT | 46 |  | INCLUDED
9 | Erection of towers & its body extensions(Complete) including bolts & nuts, tack welding and supply and application of enamle & zinc rich paint
| (a) Normal Tower | MT | 14.48 |  | INCLUDED
10 | Installation of Earthing of towers
i. | Pipe Type
a | Normal | Nos. | 165 |  | INCLUDED
b | Chemical | Nos. | 16 |  | INCLUDED
ii. | Counterpoise Type
a | Normal | Nos. | 70 |  | INCLUDED
b | Chemical | Nos. | 7 |  | INCLUDED
iii. | Shieldwire Earthing including PG clamps, Downlead clamps but excluding Earthwire bits
a | Pipe Type Earthing | Sets | 8 |  | INCLUDED
b | Counterpoise type Earthing | Sets | 4 |  | INCLUDED
iv. | Rod type Earthing | Nos. | 181 |  | INCLUDED
11 | Installation of following tower accessories
i. | Danger Plate | Nos. | 258 |  | INCLUDED
ii. | Number Plate | Nos. | 258 |  | INCLUDED
iii. | Phase Plate ( Set of three) | Sets | 516 |  | INCLUDED
iv. | Circuit Plate ( Set of two) | Sets | 258 |  | INCLUDED
v. | Anti climbimg device | Nos. | 258 |  | INCLUDED
vi. | Bird Guard ( Set of three) | Sets | 262 |  | INCLUDED
vii. | Bird Diverter | Nos. | 200 |  | INCLUDED
12 | Protection of tower footing
i) | Random rubble stone masonary including excavation (1:5 cement concrete) | Cu.m. | 4000 |  | INCLUDED
ii) | Stone bound in galvanising wire netting including excavation | Cu.m. | 1500 |  | INCLUDED
iii) | Back filling and levelling of volumes enclosed by revetment | Cu.m. | 3000 |  | INCLUDED
iv) | M15 Conc. Nominal Mix 1:2:4 for top seal cover | Cu.m. | 400 |  | INCLUDED
13 | Installation of insulator strings complete with arcing horns & necessary hardware, installing & stringing of conductor including fixing of conductor accessories, installing & stringing of earthwire/OPGW including fixing of earthwire /OPGW accessories
(i) | 220kV AC Double circuit with Single conductor | kms | 70 |  | INCLUDED
c) | 220kV AC Double circuit under live line condition for Power line crossing | Nos. | 1 |  | INCLUDED
14 | Aviation requirement
14.1 | Span Markers | Nos | 10 |  | INCLUDED
14.2 | Obstruction Lights
| (i) 1 Medium Intensity + 2 Low Intensity | Nos | 2 |  | INCLUDED
| (ii) 1 Medium Intensity + 4 Low Intensity | Nos | 1 |  | INCLUDED
14.3 | Painting of towers | MT | 40 |  | INCLUDED
B | SCHEDULE-II: OPGW
I | Kisumu-Kakamega-Musaga
1 | Installation of OPGW cable & Accessories
(i) | Installation of 96F FODP | Nos. | 3 |  | INCLUDED
(ii) | Installation of 48F Joint Box | Nos. | 18 |  | INCLUDED
(iii) | Installation of 48F Fibre Optic Approach Cable | Km | 3 |  | INCLUDED
II | LILO PORTION
(i) | Installation of 96F FODP | Nos. | 2 |  | INCLUDED
(ii) | Installation of 96F Joint Box | km | 6 |  | INCLUDED
(iii) | Installation of OPGW along with hardware fittings & vibration dampers (in Live Line Condition) | km | 10 |  | INCLUDED
(iv) | Installation of 96F Fibre Optic Approach Cable | km | 2 |  | INCLUDED
C | SCHEDULE-III: Emergency Restoration System
SL. NO. | ITEM DESCRIPTION | UNIT | QTY
1 | Class room training by design & field engineers/instructors for 5 Days | MND | 5 |  | INCLUDED
2 | Field training cum demonstration of two typical types of suspension & one tension ERS structure installation by design & field engineers /instructors(including labour & material required for demonstration) | LS | 1 |  | INCLUDED
D | SCHEDULE-IV: TOOLS AND PLANTS
SL. NO. | ITEM DESCRIPTION | UNIT | QTY
1 | Class room training by field engineers/instructors for Hotline maintenance tool & techniques | MND | 3 |  | INCLUDED
2 | Field training cum demonstration of Hotline maintenance tool & techniques by fieldengineers/instructors(including labour & material required for demonstration) | LS | 1 |  | INCLUDED
| Total Price |  |  |  | 0
Date : | 0 |  |  | Printed Name : | 0
Place : | 0 |  |  | Designation : | 0
Nos.

## Sch-III (Summary)
SPEC. NO.:CC-CS/PG-AF50/KEN/SS03/G5 |  |  |  | Schedule-3
Substation Package – SS03 for (a) 220kV D/C (ACSR Canary) Kisumu (Kibos)-Kakamega-Musaga Transmission Line (b) LILO of both Circuits of Musaga (Existing) - Lessos 132kV D/c line at Musaga(New) (c) 220/33kV Kakamega Substation (New)(d) 220/132kV Musaga Substation (New) (e)220kV Bay Extension at Kisumu (Kibos) Substation -KPLC under Transmission Line & Substation works associated with Transmission Project in Kenya through PPP-JV model with Africa50
(GRAND SUMMARY)
Bidder’s Name and Address: |  |  | To:
0 |  |  | Contract Services |  |  |  | 0
Name of the Bidder | 0 |  | Power Grid Corporation of India Ltd., |  |  |  | 0
Address : | 0 |  | "Saudamini", Plot No.-2 |  |  |  | 0
| 0 |  | Sector-29, |  |  |  | INR
| 0 |  | Gurgaon (Haryana) - 122 001
Sl. No. | Description |  | Total Price in USD
1 | TOTAL SCHEDULE NO. 1
| Plant and Equipment including mandatory Spares to be supplied |  | 0
2 | TOTAL SCHEDULE NO. 2
| Installation Services and Training |  | 0
Plus Octroi, Entry Tax and Other Taxes and Duties
| GRAND TOTAL [1+2] |  | 0
Note: | IAC amounting to % of CIF, included in CIF price for item in Schedule no. 1(a) above and is in line with ITB 11.4(f)]. |  |  |  | Please specify the amount of IAC (as a percentage of CIF Price), included in CIF Price, in line with ITB 11.4(f):
Date: | 0 |  | Printed Name: | 0
Place: | 0 |  | Designation: | 0
|  | 0 | 0
|  | 0 | 0
|  | 0 | 0
|  | INR | 0
Note on F60: Please specify the amount of IAC (as a percentage of CIF Price), included in CIF Price, in line with ITB 11.4(f):

## Bid Form 2nd Envelope
SPEC. NO.:CC-CS/PG-AF50/KEN/SS03/G5 |  |  |  |  | Bid Form 2nd Envelope |  |  |  | 1 | st |  | 1 | January
[9 empty] | 2 | nd |  | 2 | February
BID FORM (Second Envelope) | [8 empty] | 3 | rd |  | 3 | March
[9 empty] | 4 | th |  | 4 | April
Bid Proposal Ref. No. | [8 empty] | 5 | th |  | 5 | May
Date : | 0 | [7 empty] | 6 | th | 0 | 6 | June
[9 empty] | 7 | th | 1 | 7 | July
To: | [8 empty] | 8 | th | January | 8 | August
Contract Services | [8 empty] | 9 | th | 1900 | 9 | September
Power Grid Corporation of India Ltd., | [8 empty] | 10 | th |  | 10 | October
"Saudamini", Plot No.-2 | [8 empty] | 11 | th |  | 11 | November
Sector-29, | [8 empty] | 12 | th |  | 12 | December
Gurgaon (Haryana) - 122 001 | [8 empty] | 13 | th
[9 empty] | 14 | th
Name of Contract : |  | Substation Package – SS03 for (a) 220kV D/C (ACSR Canary) Kisumu (Kibos)-Kakamega-Musaga Transmission Line (b) LILO of both Circuits of Musaga (Existing) - Lessos 132kV D/c line at Musaga(New) (c) 220/33kV Kakamega Substation (New)(d) 220/132kV Musaga Substation (New) (e)220kV Bay Extension at Kisumu (Kibos) Substation -KPLC under Transmission Line & Substation works associated with Transmission Project in Kenya through PPP-JV model with Africa50 | [6 empty] | 15 | th
Dear Ladies and/or Gentlemen, | [8 empty] | 16 | th
1 | In continuation of First Envelope of our Bid, we hereby submit the Second Envelope of the Bid, both of which shall be read together and in conjunction with each other, and shall be construed as an integral part of our Bid. Accordingly, we the undersigned, offer to design, manufacture, test, deliver, install and commission (including carrying out Trial Operation, Performance & Guarantee Test as per provision of Technical Specification) the Facilities under the above-named package in full conformity with the said Bidding Documents for the sum of USD.0 or such other sums as may be determined in accordance with the terms and conditions of the Bidding Documents. | [5 empty] | In continuation of First Envelope of our Bid, we hereby submit the Second Envelope of the Bid, both of which shall be read together and in conjunction with each other, and shall be construed as an integral part of our Bid. Accordingly, we the undersigned, offer to design, manufacture, test, deliver, install and commission (including carrying out Trial Operation, Performance & Guarantee Test as per provision of Technical Specification) the Facilities under the above-named package in full conformity with the said Bidding Documents for the sum of | Plus applicable Octroi, Entry Tax, Other Taxes & Duties or such other sums as may be determined in accordance with the terms and conditions of the Bidding Documents. | 17 | th
| The above amounts are in accordance with the price schedules attached herewith and are made part of this bid. | [5 empty] | or such other sums as may be determined in accordance with the terms and conditions of the Bidding Documents. | 0 | 18 | th
2 | Price Schedules | [7 empty] | 19 | th
2.1 | In line with the requirements of the Bidding documents, we enclose herewith the following Price Schedules, duly filled - in as per your proforma: | [7 empty] | 20 | th
| Schedule 1 : |  | Plant and Equipment including mandatory Spares to be supplied
| Schedule 2 : |  | Installation Services and Training
| Schedule 3 : |  | Grand Summary (Schedule Nos. 1 to 2)
2.2 | We are aware that the Price Schedules do not generally give a full description of the Work to be performed under each item and we shall be deemed to have read the Technical Specifications and other sections of the Bidding Documents and Drawings to ascertain the full scope of Work included in each item while filling-in the rates and prices. We agree that the entered rates and prices shall be deemed to include for the full scope as aforesaid, including overheads and profit. | [7 empty] | 28 | th
2.3 | We declare that as specified in Clause 17.7, Section-I: ITB, Part-I of the Bidding Documents, prices quoted by us in the Price Schedules shall be subject to Price Adjustment during the execution of Contract in accordance with Appendix-2 (Price Adjustment) to the Contract Agreement. | [7 empty] | 29 | th
[9 empty] | 30 | th
[9 empty] | 31 | st
2.4 | We understand that in the price schedules, where there are errors between the total of the amounts given under the column for the price Breakdown and the amount given under the Total Price, the former shall prevail and the latter will be corrected accordingly. We further understand that where there are discrepancies between amounts stated in figures and amounts stated in words, the amount stated in words shall prevail. Similarly, any discrepancy in the total bid price and that of the summation of Schedule price (price indicated in a Schedule indicating the total of that schedule), the total bid price shall be corrected to reflect the actual summation of the Schedule prices.
2.5 | We declare that items left blank in the Schedules will be deemed to have been included in other items. The TOTAL for each Schedule and the TOTAL of Grand Summary shall be deemed to be the total price for executing the Facilities and sections thereof in complete accordance with the Contract, whether or not each individual item has been priced.
3 | We confirm that our Bid Prices in this Second Envelope include all taxes, duties, levies and charges as may be assessed on us, our Sub-Contractor/Sub-Vendor or their employees by all local or national government authorities in connection with the Facilities
4 | We confirm that we shall also get registered with the concerned Authorities as applicable where the project is located.
5 | We understand that the Owner/Employer shall not reimburse/Pay any Taxes and duties
6 | #(For Joint Venture only) We, the partners of Joint Venture submitting this bid, do agree and confirm that in case of Award of Contract on the Joint Venture, we shall be jointly and severally liable and responsible for the execution of the Contract in accordance with Contract terms and conditions.
7 | We, hereby, declare that only the persons or firms interested in this proposal as principals are named here and that no other persons or firms other than those mentioned herein have any interest in this proposal or in the Contract to be entered into, if the award is made on us, that this proposal is made without any connection with any other person, firm or party likewise submitting a proposal is in all respects for and in good faith, without collusion or fraud.
Thanking you, we remain,
Yours faithfully,
|  |  | For and on behalf of |  | 0
Date : | 0 |  |  | Printed Name : | 0
Place : | 0 |  |  | Designation : | 0
Other Partner-1
| Printed Name : |  |  |  |  | 2
| Designation : |  |  |  |  | 1
Please provide additional information of the Bidder
Business Address :
Country of Incorporation :
State/Province to be indicated :
Name of Principal Officer :
Address of Principal Officer :
Note: Bidders may note that no prescribed proforma has been enclosed for Attachment 2 : Power of Attorney. Bidders may use their own proforma for furnishing the required information with the bid.
Back to Cover Page