## Basic (hidden)
Package Name: | Package-I: Establishment of SLDC cum REMC for UT of Ladakh under consultancy assignment for Establishment of SLDC cum REMC for UT of Ladakh.
Spec no. | Specification No: CC/NT/W-SCADA/DOM/A00/23/08709

## Cover
REV01
Price Schedules | Package-I: Establishment of SLDC cum REMC for UT of Ladakh under consultancy assignment for Establishment of SLDC cum REMC for UT of Ladakh. |  | SLDC cum REMC
Specification No: CC/NT/W-SCADA/DOM/A00/23/08709
| 1 | Fill up only green shaded cells in Sch-1, Sch-2, Sch-3, Sch-4a, Sch-4b, Sch-5, Sch-7 and Bid Form 2nd Envelope.
| 2 | All the cells in Sch-5 & Sch-6 are auto filled, therefore no cell is required to be filled up there.
| 3 | Instructions / error messages, if any, will be displayed automatically after selecting the cell.
| 4 | After filling up all the schedues, save the file, take print out of all the schedules and Bid form and sign & stamp and submit them as hard copy of the 2nd envelope (Price part) of the bid. Also ensure to submit the soft copy of the the same file on CD/ DVD.
Click to skip Instructions & Proceed
Click for Detailed General Instructions
General guidelines for filling up the Price Schedules, Sch-1 to Sch-7

## Instructions
General Instruction to the Bidders for filling up this workbook of Price Schedules
I | While filling up the worksheets following may please be observed :
| (i) | Fill up only green shaded cells.
| (ii) | Certain data type entries have been restricted, such as Numeric values or limits of numeric values.
| (iii) | Select only the options provided in pull down menus.
| (iv) | Do not link any cell of this work book with any other work book.
| (v) | Do not use copy & paste or cut & paste options for filling up the data.
| (vi) | Do not reformat any of the cell of the work book.
II | This Workbook consists of following worksheets :
Cover :
Opening page of the workbook.
Names of Bidder :
| ● | Select Sole Bidder from the pull down menu. Do not leave this cell blank.
| ● | Fill up names and address of the Sole Bidder.
| ● | Fill up date in dd-mmm-yyyy format from drop down menu.
| ● | Click for Sch-1 given at the right top of the worksheet to go to Sch-1.
Sch-1 (Ex-works Prices) :
| ● | Fill up unit rates for all the items in numeric values greater than 0 (zero). If unit rate is left blank, the corresponding item shall be deemed to be included in the total price.
| ● | Corresponding cell for mode of transaction shall be come enable only after filling up the unit rate, therefore first fill up the unit rate and then mode of transaction for the corresponding item.
| ● | Total amount shall get calculated automatically.
| ● | Type Test charges shall appear automatically after filling up Sch-7 appropriately.
Sch-2 (Freight & Insurance Charges) :
| ● | Fill up unit rates for all the items in numeric values greater than 0 (zero). If unit rate is left blank, the corresponding item shall be deemed to be included in the total price.
| ● | Total amount shall get calculated automatically.
Sch-3 (Erection Charges) :
| ● | Fill up unit rates for all the items in numeric values greater than 0 (zero). If unit rate is left blank, the corresponding item shall be deemed to be included in the total price.
| ● | Total amount shall get calculated automatically.
Sch-4a (Training Charges) :
| ● | Fill up unit rates for all the items in numeric values greater than 0 (zero). If unit rate is left blank, the corresponding item shall be deemed to be included in the total price.
| ● | Total amount shall get calculated automatically.
Sch-4b (Maintenance Charges during and after Defect Liability Period) :
| ● | Fill up unit rates for all the items in numeric values greater than 0 (zero). If unit rate is left blank, the corresponding item shall be deemed to be included in the total price.
| ● | Total amount shall get calculated automatically.
Sch-5 (Summary of Taxes and Duties applicable on the Goods) :
| ● | No cell is required to be filled in by the bidder in this worksheet.
Sch -6 :
| ● | Summary of all the Schedules without considering discount (mentioned in the work sheet discount) shall be displayed automatically.
| ● | No cell is required to be filled in by the bidder in this worksheet.
Sch-7 (Type Test Charges) :
| ● | Fill up the rates & location where type tests are proposed.
| ● | Total of this Sch-7 shall automatically appear in Sch-1.
Bid from 2nd Envelope :
| ● | Fill up ref. no. as bidder's ref no. of this letter.
| ● | This letter shall consider the net price as per Sch-6 (After Discount).
| ● | Fill up additional information as required.
* * *
Happy Bidding !
Click to Proceed

## Names of Bidder
Package-I: Establishment of SLDC cum REMC for UT of Ladakh under consultancy assignment for Establishment of SLDC cum REMC for UT of Ladakh.
Specification No: CC/NT/W-SCADA/DOM/A00/23/08709 |  |  | Sole Bidder | 1
|  |  | JV (Joint Venture) | 2 or More
Enter following details of the bidder
Specify type of Bidder [Select from drop down menu] |  |  | 1
1
Name of Lead Partner
Address of Lead Partner
Name of other Partner
Address of other Partner
Name of other Partner - 2 (more, if any)
Address of other Partner - 2 (more, if any)
Printed Name
Designation
email ID of Bid Signatory
Mobile No. of Bid Signatory
Tel No. of Bid Signatory
Fax No. of Bid Signatory
Date |  | 31
Place
Click for Sch-1

## Sch-1
Specification No: CC/NT/W-SCADA/DOM/A00/23/08709 | [12 empty] | Schedule - 1 | [5 empty] | Direct Total | 0 | Sole Bidder | `
[19 empty] | BO Total | #REF! | 0
Package-I: Establishment of SLDC cum REMC for UT of Ladakh under consultancy assignment for Establishment of SLDC cum REMC for UT of Ladakh.
(SCHEDULE OF RATES AND PRICES)
Bidder’s Name and Address (Sole Bidder) : | [11 empty] | To:
#REF! | [11 empty] | Contracts Services, 3rd Floor
Name : | [11 empty] | Power Grid Corporation of India Ltd., | [8 empty] | #REF!
Address : | [11 empty] | "Saudamini", Plot No.-2
Sector-29,
Gurugram (Haryana) - 122001
Plant and Equipment (including Mandatory Spares Parts) to be supplied, including Type Test Charges for Tests to be conducted | [19 empty] | Direct
[13 empty] | All Prices are in Indian Rupees. | [6 empty] | Bought-Out
SI. No. | PR No | PR Line Item No | Activity Description | Material Code | HSN Code | Whether HSN in column ‘ 6 ’ is confirmed. If not indicate applicable the HSN code * | Rate of GST applicable ( in %) | Whether rate of GST in column ‘4’ is confirmed. If not indicate applicable rate of GST * | Item Description | Unit | Qty. | Unit Ex-works price (excluding GST) | Total Ex-works price (excluding GST) | GST Tax as confirmed by Bidder
1 | 2 | 3 | 4 | 5 | 6 | 7 | 8 | 9 | 10 | 11 | 12 | 13 | 14= 12 x 13 | 15
SCADA & REMC NIT | [19 empty] | Direct
(A) Main Control Center
SubStation BoQ
1 | 7000023989 | 260 | Supply : RTU & associated items | 1000026390 | 85389000 |  | 18% |  | RTU for Auxiliary system-RTU base equipment comprising racks,sub-racks, power supply modules, CPU, including internal wiringexcept cards modules specified below | EA | 24 |  | Included | 0 | 0 | 0 | 0 | 0
2 | 7000023989 | 270 | Supply : RTU & associated items | 1000028004 | 85381010 |  | 18% |  | CPU Card for RTU | EA | 48 |  | Included | 0 | 0 | 0 | 0 | 0
3 | 7000023989 | 280 | Supply : RTU & associated items | 1000026336 | 85389000 |  | 18% |  | DI modules (16 channels) | EA | 74 |  | Included | 0 | 0 | 0 | 0 | 0
4 | 7000023989 | 290 | Supply : RTU & associated items | 1000050082 | 85177010 |  | 18% |  | DIGITAL OUTPUT MODULE (8 CHANNEL) FOR RTU | EA | 36 |  | Included | 0 | 0 | 0 | 0 | 0
5 | 7000023989 | 300 | Supply : RTU & associated items | 1000026296 | 85389000 |  | 18% |  | AI module (8 channels) | EA | 24 |  | Included | 0 | 0 | 0 | 0 | 0
6 | 7000023989 | 310 | Supply : RTU & associated items | 1000026374 | 85389000 |  | 18% |  | Multi-function transducers | EA | 141 |  | Included | 0 | 0 | 0 | 0 | 0
7 | 7000023989 | 320 | Supply : RTU & associated items | 1000028071 | 90330000 |  | 18% |  | Weather Sensor for RTU | EA | 24 |  | Included | 0 | 0 | 0 | 0 | 0
8 | 7000023989 | 330 | Supply : RTU & associated items | 1000028009 | 84798940 |  | 18% |  | OLTC Transducer | EA | 30 |  | Included | 0 | 0 | 0 | 0 | 0
9 | 7000023989 | 340 | Supply : RTU & associated items | 1000027684 | 85364100 |  | 18% |  | Contact Multiplier Relay | EA | 1010 |  | Included | 0 | 0 | 0 | 0 | 0
10 | 7000023989 | 350 | Supply : RTU & associated items | 1000021642 | 85371000 |  | 18% |  | Time synchronisation equipment | EA | 24 |  | Included | 0 | 0 | 0 | 0 | 0
11 | 7000023989 | 360 | Supply : RTU & associated items | 1000050084 | 85364100 |  | 18% |  | HEAVY DUTY RELAY FOR RTU | EA | 190 |  | Included | 0 | 0 | 0 | 0 | 0
12 | 7000023989 | 370 | Supply : RTU & associated items | 1000026401 | 85389000 |  | 18% |  | SIC panels along with internal wiring / cabling & accessories | EA | 24 |  | Included | 0 | 0 | 0 | 0 | 0
13 | 7000023989 | 380 | Supply : RTU & associated items | 1000050087 | 84714190 |  | 18% |  | LDMS SYSTEM ALONG WITH SOFTWARE | SET | 24 |  | Included | 0 | 0 | 0 | 0 | 0
14 | 7000023989 | 390 | Supply : RTU & associated items | 1000050083 | 94038900 |  | 18% |  | FURNITURE FOR LDMS SYSTEM(1 TABLE & 1 CHAIR) | SET | 24 |  | Included | 0 | 0 | 0 | 0 | 0
15 | 7000023989 | 400 | Supply : RTU & associated items | 1000050085 | 85044090 |  | 18% |  | INVERTER FOR LDMS | EA | 24 |  | Included | 0 | 0 | 0 | 0 | 0
16 | 7000023989 | 410 | Supply : RTU & associated items | 1000050081 | 85446020 |  | 18% |  | CABLES FOR RTU | LOT | 24 |  | Included | 0 | 0 | 0 | 0 | 0
17 | 7000023989 | 420 | Supply : RTU & associated items | 1000067715 | 84713010 |  | 18% |  | LAPTOP FOR PCMT | EA | 3 |  | Included | 0 | 0 | 0 | 0 | 0
18 | 7000023989 | 530 | Supply : DCPS and associated items | 1000031363 | 85044010 |  | 18% |  | 35A SMPS BASED 48V DC POWER SUPPLY (DCPS) SYSTEM. | EA | 24 |  | Included | 0 | 0 | 0 | 0 | 0
19 | 7000023989 | 540 | Supply : DCPS and associated items | 1000031415 | 85072000 |  | 28% |  | 450AH VRLA TYPE BATTERY BANK FOR ABOVE DCPS SYSTEM ( WITH 8 HRS BACKUP). | EA | 24 |  | Included | 0 | 0 | 0 | 0 | 0
Spare at SubStation | [13 empty] | 0 | 0 | 0 | 0 | 0
20 | 7000023989 | 430 | Spares : RTU & associated items | 1000028004 | 85381010 |  | 18% |  | CPU Card for RTU | EA | 5 |  | Included | 0 | 0 | 0 | 0 | 0
21 | 7000023989 | 440 | Spares : RTU & associated items | 1000026336 | 85389000 |  | 18% |  | DI modules (16 channels) | EA | 8 |  | Included | 0 | 0 | 0 | 0 | 0
22 | 7000023989 | 450 | Spares : RTU & associated items | 1000050082 | 85177010 |  | 18% |  | DIGITAL OUTPUT MODULE (8 CHANNEL) FOR RTU | EA | 4 |  | Included | 0 | 0 | 0 | 0 | 0
23 | 7000023989 | 460 | Spares : RTU & associated items | 1000026296 | 85389000 |  | 18% |  | AI module (8 channels) | EA | 3 |  | Included | 0 | 0 | 0 | 0 | 0
24 | 7000023989 | 470 | Spares : RTU & associated items | 1000026374 | 85389000 |  | 18% |  | Multi-function transducers | EA | 15 |  | Included | 0 | 0 | 0 | 0 | 0
25 | 7000023989 | 480 | Spares : RTU & associated items | 1000028071 | 90330000 |  | 18% |  | Weather Sensor for RTU | EA | 3 |  | Included | 0 | 0 | 0 | 0 | 0
26 | 7000023989 | 490 | Spares : RTU & associated items | 1000028009 | 84798940 |  | 18% |  | OLTC Transducer | EA | 3 |  | Included | 0 | 0 | 0 | 0 | 0
27 | 7000023989 | 500 | Spares : RTU & associated items | 1000027684 | 85364100 |  | 18% |  | Contact Multiplier Relay | EA | 101 |  | Included | 0 | 0 | 0 | 0 | 0
28 | 7000023989 | 510 | Spares : RTU & associated items | 1000021642 | 85371000 |  | 18% |  | Time synchronisation equipment | EA | 1 |  | Included | 0 | 0 | 0 | 0 | 0
29 | 7000023989 | 520 | Spares : RTU & associated items | 1000050084 | 85364100 |  | 18% |  | HEAVY DUTY RELAY FOR RTU | EA | 19 |  | Included | 0 | 0 | 0 | 0 | 0
Software at Main Control Center | [13 empty] | 0 | 0 | 0 | 0 | 0
30 | 7000023989 | 80 | SCADA-Supply | 1000063040 | 85389000 |  | 18% |  | SCADA APPLICATION SOFTWARE | LOT | 1 |  | Included | 0 | 0 | 0 | 0 | 0
31 | 7000023989 | 90 | SCADA-Supply | 1000019870 | 85238020 |  | 18% |  | Application Software - CFE Communication | LOT | 1 |  | Included | 0 | 0 | 0 | 0 | 0
32 | 7000023989 | 100 | SCADA-Supply | 1000019872 | 85238020 |  | 18% |  | Application Software - ICCP Communication | LOT | 1 |  | Included | 0 | 0 | 0 | 0 | 0
33 | 7000023989 | 110 | SCADA-Supply | 1000011068 | 85238020 |  | 18% |  | EMS Applications - State Estimator | LOT | 1 |  | Included | 0 | 0 | 0 | 0 | 0
34 | 7000023989 | 120 | SCADA-Supply | 1000011063 | 85238020 |  | 18% |  | EMS Applications - Contingency Analysis | LOT | 1 |  | Included | 0 | 0 | 0 | 0 | 0
35 | 7000023989 | 130 | SCADA-Supply | 1000060453 | 85238020 |  | 18% |  | SECURITY ENHANCEMENT | LOT | 1 |  | Included | 0 | 0 | 0 | 0 | 0
36 | 7000023989 | 140 | SCADA-Supply | 1000011065 | 85238020 |  | 18% |  | EMS Applications - Optimal Power flow | LOT | 1 |  | Included | 0 | 0 | 0 | 0 | 0
37 | 7000023989 | 150 | SCADA-Supply | 1000011066 | 85238020 |  | 18% |  | EMS Applications - Outage Scheduler | LOT | 1 |  | Included | 0 | 0 | 0 | 0 | 0
38 | 7000023989 | 160 | SCADA-Supply | 1000011069 | 85238020 |  | 18% |  | EMS Applications - Transmission Line/Corridor Capability Monitor (TCM) | LOT | 1 |  | Included | 0 | 0 | 0 | 0 | 0
39 | 7000026330 | 10 | SCADA-Supply | 1000026412 | 85389000 |  | 18% |  | Advanced Application-Short Circuit analysis | LOT | 1 |  | Included | 0 | 0 | 0 | 0 | 0
40 | 7000023989 | 170 | SCADA-Supply | 1000041556 | 85238020 |  | 18% |  | REMC SOFTWARE FOR FORECASTING APPLICATION SOFTWARE | LOT | 1 |  | Included | 0 | 0 | 0 | 0 | 0
41 | 7000023989 | 180 | SCADA-Supply | 1000041584 | 85238020 |  | 18% |  | REMC SOFTWARE FOR SCHEDULING APPLICATION SOFTWARE | LOT | 1 |  | Included | 0 | 0 | 0 | 0 | 0
42 | 7000023989 | 2630 | SCADA-Supply | 1000062916 | 84715000 |  | 18% |  | DATABASE DEVELOPMENT SYSTEM (PDS) | LOT | 1 |  | Included | 0 | 0 | 0 | 0 | 0
43 | 7000023989 | 2390 | SCADA-Supply | 1000062941 | 84715000 |  | 18% |  | TEST BENCH FOR FEP, SCADA, ICCP INTEGRATION AND CYBER SECURITY | LOT | 1 |  | Included | 0 | 0 | 0 | 0 | 0
44 | 7000023989 | 200 | SCADA-Supply | 1000022679 | 85238020 |  | 18% |  | Web Server Application Software - Web Server system | LOT | 1 |  | Included | 0 | 0 | 0 | 0 | 0
45 | 7000023989 | 210 | SCADA-Supply | 1000010549 | 85238020 |  | 18% |  | Web Server Application Software - Data Replica System | LOT | 1 |  | Included | 0 | 0 | 0 | 0 | 0
46 | 7000023989 | 220 | SCADA-Supply | 1000019871 | 85238020 |  | 18% |  | Information Storage & Retrivel System - Data Historian Software | LOT | 1 |  | Included | 0 | 0 | 0 | 0 | 0
47 | 7000023989 | 230 | SCADA-Supply | 1000010752 | 85238020 |  | 18% |  | Application Software - Document Management System software | LOT | 1 |  | Included | 0 | 0 | 0 | 0 | 0
48 | 7000023989 | 2410 | SCADA-Supply | 1000052637 | 85238020 |  | 18% |  | IDENTITY MANAGEMENT SOFTWARE | LOT | 1 |  | Included | 0 | 0 | 0 | 0 | 0
49 | 7000023989 | 2420 | SCADA-Supply | 1000017495 | 85238020 |  | 18% |  | Application Software - Patch Management Software | LOT | 1 |  | Included | 0 | 0 | 0 | 0 | 0
50 | 7000023989 | 250 | SCADA-Supply | 1000063028 | 85238020 |  | 18% |  | HIDS APPLICATION SOFTWARE | LOT | 1 |  | Included | 0 | 0 | 0 | 0 | 0
51 | 7000023989 | 960 | SCADA-Supply | 1000064001 | 85238020 |  | 18% |  | END POINT SECURITY SOLUTION WITH CENTRALISED MANAGEMENT | EA | 50 |  | Included | 0 | 0 | 0 | 0 | 0
52 | 7000023989 | 970 | SCADA-Supply | 1000062914 | 85238020 |  | 18% |  | CENTRALISED MANAGEMENT AND LOG ANALYSER OF FIREWALL | LOT | 1 |  | Included | 0 | 0 | 0 | 0 | 0
53 | 7000023989 | 980 | SCADA-Supply | 1000015892 | 85238020 |  | 18% |  | Application Software -Network Management System | LOT | 1 |  | Included | 0 | 0 | 0 | 0 | 0
54 | 7000023989 | 990 | SCADA-Supply | 1000026402 | 85389000 |  | 18% |  | Web and security SystemÂ -Security information and Event management -Software | LOT | 1 |  | Included | 0 | 0 | 0 | 0 | 0
55 | 7000023989 | 1000 | SCADA-Supply | 1000041582 | 85238020 |  | 18% |  | REMC SOFTWARE FOR REPORT DEVELOPMENT AND GENERATION | LOT | 1 |  | Included | 0 | 0 | 0 | 0 | 0
56 | 7000023989 | 1010 | SCADA-Supply | 1000019875 | 85238020 |  | 18% |  | Software for SAN | LOT | 1 |  | Included | 0 | 0 | 0 | 0 | 0
57 | 7000023989 | 1020 | SCADA-Supply | 1000063252 | 85238020 |  | 18% |  | SOFTWARE FOR STORAGE SERVER NAS | LOT | 1 |  | Included | 0 | 0 | 0 | 0 | 0
58 | 7000023989 | 1030 | SCADA-Supply | 1000050137 | 85238020 |  | 18% |  | SOFTWARE FOR SERVER MANAGEMENT SYSTEM | EA | 1 |  | Included | 0 | 0 | 0 | 0 | 0
59 | 7000023989 | 1040 | SCADA-Supply | 1000060228 | 85238020 |  | 18% |  | ENERGY ACCOUNTING AND BILLING SOFTWARE | LOT | 1 |  | Included | 0 | 0 | 0 | 0 | 0
60 | 7000023989 | 2570 | SCADA-Supply | 1000069080 | 85238020 |  | 18% |  | SMS & EMAIL INTERFACE | LOT | 1 |  | Included | 0 | 0 | 0 | 0 | 0
61 | 7000023989 | 2440 | SCADA-Supply | 1000010724 | 85238020 |  | 18% |  | Application Software - Dispatcher Training Simulator Software | LOT | 1 |  | Included | 0 | 0 | 0 | 0 | 0
62 | 7000023989 | 2450 | SCADA-Supply | 1000060450 | 85238020 |  | 18% |  | LOAD FORECASTING | LOT | 1 |  | Included | 0 | 0 | 0 | 0 | 0
63 | 7000023989 | 2460 | SCADA-Supply | 1000070975 | 85238020 |  | 18% |  | DISPLAY SCREEN RECORDING SOFTWARE | EA | 2 |  | Included | 0 | 0 | 0 | 0 | 0
Hardware at Main Control Center | [13 empty] | 0 | 0 | 0 | 0 | 0
64 | 7000023989 | 1060 | SCADA-Supply | 1000018775 | 84715000 |  | 18% |  | Computer System Hardware - SCADA/EMS Applications Server | EA | 2 |  | Included | 0 | 0 | 0 | 0 | 0
65 | 7000023989 | 1070 | SCADA-Supply | 1000041547 | 84715000 |  | 18% |  | REMC HARDWARE FOR APPLICATION (FORECASTING & SCHEDULING SERVER) | EA | 2 |  | Included | 0 | 0 | 0 | 0 | 0
66 | 7000023989 | 1080 | SCADA-Supply | 1000013599 | 84715000 |  | 18% |  | Computer System Hardware - ICCP server | EA | 2 |  | Included | 0 | 0 | 0 | 0 | 0
67 | 7000023989 | 1090 | SCADA-Supply | 1000009307 | 84715000 |  | 18% |  | Computer System Hardware - Communication Front End (CFE) | EA | 2 |  | Included | 0 | 0 | 0 | 0 | 0
68 | 7000023989 | 1100 | SCADA-Supply | 1000064110 | 84715000 |  | 18% |  | DATA HISTORIAN SERVER/DATA STORAGE SERVER | EA | 2 |  | Included | 0 | 0 | 0 | 0 | 0
69 | 7000023989 | 2480 | SCADA-Supply | 1000070976 | 84715000 |  | 18% |  | PROGRAM DEVELOPMENT SYSTEM (PDS) | EA | 1 |  | Included | 0 | 0 | 0 | 0 | 0
70 | 7000023989 | 2470 | SCADA-Supply | 1000070978 | 84715000 |  | 18% |  | TEST BENCH PDS | EA | 1 |  | Included | 0 | 0 | 0 | 0 | 0
71 | 7000023989 | 1120 | SCADA-Supply | 1000028005 | 84715000 |  | 18% |  | Configuration management Server cum centralised management console | EA | 2 |  | Included | 0 | 0 | 0 | 0 | 0
72 | 7000023989 | 2400 | SCADA-Supply | 1000063251 | 84715000 |  | 18% |  | IDENTITY MANAGEMENT SERVER | EA | 2 |  | Included | 0 | 0 | 0 | 0 | 0
73 | 7000023989 | 2430 | SCADA-Supply | 1000017494 | 84715000 |  | 18% |  | Computer System Hardware -Patch Management Server | EA | 2 |  | Included | 0 | 0 | 0 | 0 | 0
74 | 7000023989 | 1140 | SCADA-Supply | 1000015824 | 84715000 |  | 18% |  | Computer System Hardware - NMS server | EA | 2 |  | Included | 0 | 0 | 0 | 0 | 0
75 | 7000023989 | 1150 | SCADA-Supply | 1000028012 | 84715000 |  | 18% |  | Web System-Web Server | EA | 2 |  | Included | 0 | 0 | 0 | 0 | 0
76 | 7000023989 | 1160 | SCADA-Supply | 1000010548 | 84715000 |  | 18% |  | Data Replica Server | EA | 2 |  | Included | 0 | 0 | 0 | 0 | 0
77 | 7000023989 | 2490 | SCADA-Supply | 1000063996 | 84715000 |  | 18% |  | DRS DMZ SERVERS AS PER TECHNICAL SPECIFICATION | EA | 1 |  | Included | 0 | 0 | 0 | 0 | 0
78 | 7000023989 | 1170 | SCADA-Supply | 1000045702 | 84714190 |  | 18% |  | SERVER MANAGEMENT CONSOLE | EA | 1 |  | Included | 0 | 0 | 0 | 0 | 0
79 | 7000023989 | 1180 | SCADA-Supply | 1000041583 | 84715000 |  | 18% |  | REMC HARDWARE FOR SAN MANAGEMENT SERVER ALONG WITH SAN BOX & SWITCHAND MASS STORAGE (SAN) | EA | 2 |  | Included | 0 | 0 | 0 | 0 | 0
80 | 7000026330 | 20 | SCADA-Supply | 1000015807 | 84717090 |  | 18% |  | NETWORK AREA STORAGE (NAS) | EA | 1 |  | Included | 0 | 0 | 0 | 0 | 0
81 | 7000023989 | 1200 | SCADA-Supply | 1000041566 | 84715000 |  | 18% |  | REMC HARDWARE FOR REPOSITORY SERVER | EA | 2 |  | Included | 0 | 0 | 0 | 0 | 0
82 | 7000023989 | 1210 | SCADA-Supply | 1000044047 | 84717090 |  | 18% |  | REMC HARDWARWE TAPE LIBRARY | LOT | 1 |  | Included | 0 | 0 | 0 | 0 | 0
83 | 7000023989 | 2520 | SCADA-Supply | 1000010513 | 84715000 |  | 18% |  | Computer System Hardware - DTS Server | EA | 1 |  | Included | 0 | 0 | 0 | 0 | 0
84 | 7000023989 | 2510 | SCADA-Supply | 1000049898 | 84715000 |  | 18% |  | ANTIVIRUS MANAGEMENT SERVER | EA | 2 |  | Included | 0 | 0 | 0 | 0 | 0
85 | 7000023989 | 2500 | SCADA-Supply | 1000062910 | 84715000 |  | 18% |  | ANTI-APT | EA | 1 |  | Included | 0 | 0 | 0 | 0 | 0
86 | 7000023989 | 2600 | SCADA-Supply | 1000071360 | 85176930 |  | 18% |  | WAN ROUTERS FOR ICCP COMMUNICATIONS | EA | 2 |  | Included | 0 | 0 | 0 | 0 | 0
87 | 7000023989 | 2580 | SCADA-Supply | 1000071361 | 85176930 |  | 18% |  | WAN ROUTERS FOR RTU COMMUNICATIONS | EA | 2 |  | Included | 0 | 0 | 0 | 0 | 0
88 | 7000023989 | 2590 | SCADA-Supply | 1000064031 | 85176930 |  | 18% |  | WAN ROUTER CUM FIREWALL FOR PDS | EA | 2 |  | Included | 0 | 0 | 0 | 0 | 0
89 | 7000023989 | 2610 | SCADA-Supply | 1000071359 | 85176930 |  | 18% |  | WAN ROUTER FOR EXTERNAL WORLD CONNECTIVITY | EA | 2 |  | Included | 0 | 0 | 0 | 0 | 0
90 | 7000023989 | 1250 | SCADA-Supply | 1000018765 | 85176290 |  | 18% |  | Computer System Hardware - SCADA LAN Switch (Layer 3) | EA | 2 |  | Included | 0 | 0 | 0 | 0 | 0
91 | 7000023989 | 1260 | SCADA-Supply | 1000010547 | 85176290 |  | 18% |  | Computer System Hardware -Data LAN Switch (Layer 3) | EA | 2 |  | Included | 0 | 0 | 0 | 0 | 0
92 | 7000023989 | 1270 | SCADA-Supply | 1000063987 | 85176290 |  | 18% |  | 24 PORT L3- LAN SWITCH FOR HISTORIAN & REPORTING LAN | EA | 2 |  | Included | 0 | 0 | 0 | 0 | 0
93 | 7000023989 | 1280 | SCADA-Supply | 1000011437 | 85176290 |  | 18% |  | Computer System Hardware -External DMZ LAN Switch (Layer 3) | EA | 2 |  | Included | 0 | 0 | 0 | 0 | 0
97 | 7000023989 | 2540 | SCADA-Supply | 1000027633 | 85176290 |  | 18% |  | 24 PORT L-3 LAN SWITCH | EA | 2 |  | Included | 0 | 0 | 0 | 0 | 0
95 | 7000023989 | 1300 | SCADA-Supply | 1000013598 | 85176290 |  | 18% |  | Computer System Hardware -ICCP LAN Switch (Layer 3) | EA | 2 |  | Included | 0 | 0 | 0 | 0 | 0
96 | 7000023989 | 2530 | SCADA-Supply | 1000070974 | 85176290 |  | 18% |  | 24 PORT L3- LAN SWITCH FOR FIREWALLS | EA | 6 |  | Included | 0 | 0 | 0 | 0 | 0
94 | 7000023989 | 1290 | SCADA-Supply | 1000063984 | 85176290 |  | 18% |  | 24 PORT L3- LAN SWITCH FOR SERVER MANAGEMENT LAN | EA | 1 |  | Included | 0 | 0 | 0 | 0 | 0
98 | 7000023989 | 2550 | SCADA-Supply | 1000070973 | 85176290 |  | 18% |  | 24 PORT FC SWITCH FOR SAN SWITCH | EA | 2 |  | Included | 0 | 0 | 0 | 0 | 0
99 | 7000023989 | 1310 | SCADA-Supply | 1000026347 | 85389000 |  | 18% |  | External Firewall with NIPS andcentralised mangement | EA | 2 |  | Included | 0 | 0 | 0 | 0 | 0
100 | 7000023989 | 1320 | SCADA-Supply | 1000045966 | 85176290 |  | 18% |  | Internal Firewall with NIPS andcentralised mangement | EA | 2 |  | Included | 0 | 0 | 0 | 0 | 0
101 | 7000023989 | 1330 | SCADA-Supply | 1000064002 | 85176930 |  | 18% |  | EXTERNAL FIREWALL WITH NIPS FOR ICCP AND RTU AND CENTRALISED MANGEMENT | EA | 2 |  | Included | 0 | 0 | 0 | 0 | 0
102 | 7000023989 | 1340 | SCADA-Supply | 1000053101 | 85176930 |  | 18% |  | PROCESSOR TERMINAL -LAPTOP | EA | 1 |  | Included | 0 | 0 | 0 | 0 | 0
103 | 7000023989 | 2620 | SCADA-Supply | 1000063050 | 84713090 |  | 18% |  | WORKSTATION CONSOLE | EA | 4 |  | Included | 0 | 0 | 0 | 0 | 0
104 | 7000023989 | 1360 | SCADA-Supply | 1000060217 | 85281217 |  | 18% |  | DUAL MONITORS FOR WORKSTATIONS | EA | 4 |  | Included | 0 | 0 | 0 | 0 | 0
105 | 7000023989 | 1370 | SCADA-Supply | 1000064036 | 84714190 |  | 18% |  | WORKSTATION FOR PDS | EA | 1 |  | Included | 0 | 0 | 0 | 0 | 0
106 | 7000023989 | 1380 | SCADA-Supply | 1000063998 | 85285100 |  | 28% |  | DUAL MONITOR FOR PDS | EA | 1 |  | Included | 0 | 0 | 0 | 0 | 0
107 | 7000023989 | 1390 | SCADA-Supply | 1000010514 | 84714190 |  | 18% |  | DTS Workstation console | EA | 1 |  | Included | 0 | 0 | 0 | 0 | 0
108 | 7000023989 | 1400 | SCADA-Supply | 1000064000 | 85285100 |  | 28% |  | DUAL MONITORS FOR DTS | EA | 1 |  | Included | 0 | 0 | 0 | 0 | 0
109 | 7000023989 | 1410 | SCADA-Supply | 1000009297 | 84433240 |  | 18% |  | Color Laser Printer | EA | 2 |  | Included | 0 | 0 | 0 | 0 | 0
110 | 7000023989 | 1420 | SCADA-Supply | 1000007095 | 84433240 |  | 18% |  | Computer System Hardware - Black & White Laser Printer cum MultiFunction Device | EA | 1 |  | Included | 0 | 0 | 0 | 0 | 0
111 | 7000023989 | 1430 | SCADA-Supply | 1000060300 | 90311000 |  | 18% |  | TIME & FREQUENCY SYSTEM NAVIC BASED (WITH FAILBACK TO GPS) | LOT | 1 |  | Included | 0 | 0 | 0 | 0 | 0
112 | 7000023989 | 1440 | SCADA-Supply | 1000010618 | 90311000 |  | 18% |  | Computer System Hardware - Digital Display for Day | EA | 1 |  | Included | 0 | 0 | 0 | 0 | 0
113 | 7000023989 | 1450 | SCADA-Supply | 1000010620 | 90311000 |  | 18% |  | Computer System Hardware - Digital Display for Time | EA | 1 |  | Included | 0 | 0 | 0 | 0 | 0
114 | 7000023989 | 1460 | SCADA-Supply | 1000010619 | 90311000 |  | 18% |  | Computer System Hardware - Digital Display for Frequency | EA | 1 |  | Included | 0 | 0 | 0 | 0 | 0
115 | 7000023989 | 1470 | SCADA-Supply | 1000060447 | 90311000 |  | 18% |  | DIGITAL DISPLAY FOR DATE | NO | 1 |  | Included | 0 | 0 | 0 | 0 | 0
116 | 7000023989 | 1480 | SCADA-Supply | 1000060229 | 84715000 |  | 18% |  | ENERGY ACCOUNTING AND BILLING SOFTWARE SERVER | EA | 2 |  | Included | 0 | 0 | 0 | 0 | 0
117 | 7000023989 | 1490 | SCADA-Supply | 1000022276 | 85286100 |  | 18% |  | Computer System Hardware - Video Projection System (Having 3x2 Module configuration with each module of 70" diagonal LED back lit projection display) | LOT | 1 |  | Included | 0 | 0 | 0 | 0 | 0
118 | 7000023989 | 1500 | SCADA-Supply | 1000049896 | 85176930 |  | 18% |  | 44U SERVER RACK/PANELS WITH IP Based KVM SWITCH & RACK MOUNTED MONITOR | LOT | 3 |  | Included | 0 | 0 | 0 | 0 | 0
119 | 7000023989 | 1510 | SCADA-Supply | 1000060307 | 94038900 |  | 18% |  | FURNITURE - WORKSTATION DESK AND CHAIR AND PRINTER TABLE | LOT | 1 |  | Included | 0 | 0 | 0 | 0 | 0
120 | 7000023989 | 1520 | SCADA-Supply | 1000060243 | 94038900 |  | 18% |  | FURNITURE FOR CONFERENCE ROOM (TABLE AND CHAIRS) | LOT | 1 |  | Included | 0 | 0 | 0 | 0 | 0
121 | 7000023989 | 1530 | SCADA-Supply | 1000063978 | 84714190 |  | 18% |  | REMOTE CONSOLES WITH CPU (55" MONITOR) | EA | 2 |  | Included | 0 | 0 | 0 | 0 | 0
122 | 7000023989 | 1540 | SCADA-Supply | 1000063990 | 84714190 |  | 18% |  | 55" MONITOR FOR REMOTE CONSOLE | EA | 2 |  | Included | 0 | 0 | 0 | 0 | 0
123 | 7000023989 | 2560 | SCADA-Supply | 1000070977 | 84715000 |  | 18% |  | REMOTE DIAGNOSTIC SYSTEM | EA | 1 |  | Included | 0 | 0 | 0 | 0 | 0
124 | 7000023989 | 1550 | SCADA-Supply | 1000022025 | 85044090 |  | 18% |  | Uninterrupted Power supply - 40 kVA (32kW at 0.8 pf) UPS running inparallel | EA | 2 |  | Included | 0 | 0 | 0 | 0 | 0
125 | 7000023989 | 1560 | SCADA-Supply | 1000022286 | 85072000 |  | 28% |  | VRLA type Battery banks for UPS (eachbank of atleast 76.8 kVAH) | EA | 2 |  | Included | 0 | 0 | 0 | 0 | 0
126 | 7000023989 | 1570 | SCADA-Supply | 1000013907 | 85371000 |  | 18% |  | Input ACDB (150 kVA rating) | EA | 1 |  | Included | 0 | 0 | 0 | 0 | 0
127 | 7000023989 | 1580 | SCADA-Supply | 1000016854 | 85371000 |  | 18% |  | Output ACDB (100 kVA rating) | EA | 1 |  | Included | 0 | 0 | 0 | 0 | 0
128 | 7000023989 | 1590 | SCADA-Supply | 1000045660 | 85072000 |  | 28% |  | ACCESSORIES FOR MAINTENANCE OF VRLA TYPE BATTERIES | LOT | 1 |  | Included | 0 | 0 | 0 | 0 | 0
129 | 7000023989 | 1600 | SCADA-Supply | 1000022029 | 85219090 |  | 18% |  | UPS Monitoring System and it's integration with SCADA System | LOT | 1 |  | Included | 0 | 0 | 0 | 0 | 0
130 | 7000023989 | 1610 | SCADA-Supply | 1000014162 | 85049090 |  | 18% |  | Isolation Transformer of double the UPS rating | LOT | 1 |  | Included | 0 | 0 | 0 | 0 | 0
131 | 7000023989 | 1620 | SCADA-Supply | 1000017729 | 85446090 |  | 18% |  | Power Distribution and cabling work required to establish UPS | LOT | 1 |  | Included | 0 | 0 | 0 | 0 | 0
132 | 7000023989 | 1630 | SCADA-Supply | 1000022205 | 85299090 |  | 18% |  | Video Conferencing Equipment:- Multipoint Conference Unit (MCU) | LOT | 2 |  | Included | 0 | 0 | 0 | 0 | 0
133 | 7000023989 | 1640 | SCADA-Supply | 1000022202 | 84713010 |  | 18% |  | Video Conferencing Equipment:- Configuration Laptop with assciated accessories | EA | 1 |  | Included | 0 | 0 | 0 | 0 | 0
134 | 7000023989 | 1650 | SCADA-Supply | 1000022206 | 85286100 |  | 18% |  | Video Conferencing Equipment:- Video Endpoints | LOT | 1 |  | Included | 0 | 0 | 0 | 0 | 0
135 | 7000023989 | 1660 | SCADA-Supply | 1000022203 | 85299090 |  | 18% |  | Video Conferencing Equipment:- HD Camera | EA | 2 |  | Included | 0 | 0 | 0 | 0 | 0
136 | 7000023989 | 1670 | SCADA-Supply | 1000022204 | 85299090 |  | 18% |  | Video Conferencing Equipment:- Microphone Base Station | SET | 1 |  | Included | 0 | 0 | 0 | 0 | 0
137 | 7000023989 | 2330 | SCADA-Supply | 1000022207 | 85299090 |  | 18% |  | Video Conferencing Equipment:- Wireless Microphones | EA | 2 |  | Included | 0 | 0 | 0 | 0 | 0
138 | 7000023989 | 2340 | SCADA-Supply | 1000022201 | 85299090 |  | 18% |  | Video Conferencing Equipment:- Collar Microphones | EA | 2 |  | Included | 0 | 0 | 0 | 0 | 0
139 | 7000023989 | 2350 | SCADA-Supply | 1000028053 | 85286100 |  | 18% |  | VC-LCD Video Wall | EA | 2 |  | Included | 0 | 0 | 0 | 0 | 0
140 | 7000023989 | 2360 | SCADA-Supply | 1000022197 | 85299090 |  | 18% |  | Video Conferencing Equipment:- Wall mounted Line Array Speakers | EA | 1 |  | Included | 0 | 0 | 0 | 0 | 0
141 | 7000023989 | 2370 | SCADA-Supply | 1000022196 | 85299090 |  | 18% |  | Video Conferencing Equipment:- Dual Channel Power Amplifier | EA | 1 |  | Included | 0 | 0 | 0 | 0 | 0
Spare at Main Control Center | [13 empty] | 0 | 0 | 0 | 0 | 0
142 | 7000023989 | 2650 | SCADA-spare | 1000052646 | 85286100 |  | 18% |  | MANDATORY SPARES- SERVERS ( ONE OF EACH TYPE) | EA | 2 |  | Included | 0 | 0 | 0 | 0 | 0
143 | 7000023989 | 2640 | SCADA-spare | 1000063050 | 84713090 |  | 18% |  | WORKSTATION CONSOLE | EA | 1 |  | Included | 0 | 0 | 0 | 0 | 0
144 | 7000023989 | 570 | SCADA-spare | 1000018765 | 85176290 |  | 18% |  | Computer System Hardware - SCADA LAN Switch (Layer 3) | EA | 2 |  | Included | 0 | 0 | 0 | 0 | 0
145 | 7000023989 | 2660 | SCADA-spare | 1000052647 | 85286100 |  | 18% |  | MANDATORY SPARES-ROUTERS | EA | 1 |  | Included | 0 | 0 | 0 | 0 | 0
146 | 7000023989 | 2740 | SCADA-spare | 1000045966 | 85176290 |  | 18% |  | Internal Firewall with NIPS and centralised mangement | EA | 1 |  | Included | 0 | 0 | 0 | 0 | 0
147 | 7000026330 | 30 | SCADA-spare | 1000026347 | 85389000 |  | 18% |  | External Firewall with NIPS and centralised mangement | EA | 1 |  | Included | 0 | 0 | 0 | 0 | 0
148 | 7000023989 | 600 | SCADA-spare | 1000020891 | 84717090 |  | 18% |  | Tape drive as per specification | EA | 1 |  | Included | 0 | 0 | 0 | 0 | 0
149 | 7000023989 | 610 | SCADA-spare | 1000060268 | 85389000 |  | 18% |  | ONE COMPLETE VPS MODULE WITHOUT SCREEN / FRAME STRUCTURE | LOT | 1 |  | Included | 0 | 0 | 0 | 0 | 0
150 | 7000023989 | 620 | SCADA-spare | 1000052649 | 85286100 |  | 18% |  | MANDATORY SPARES- VPS CONTROLLER WITH ALL INTERFACE CARDS | SET | 1 |  | Included | 0 | 0 | 0 | 0 | 0
151 | 7000023989 | 630 | SCADA-spare | 1000041586 | 85286100 |  | 18% |  | SPARES FOR VPS LED PACK OF THREE COLORS (RED, GREEN & BLUE) - ONE SETFOR EACH MODULE | EA | 1 |  | Included | 0 | 0 | 0 | 0 | 0
152 | 7000023989 | 640 | SCADA-spare | 1000026512 | 84713010 |  | 18% |  | VPS Dust Filter | EA | 12 |  | Included | 0 | 0 | 0 | 0 | 0
153 | 7000023989 | 2670 | SCADA-spare | 1000070587 | 85049090 |  | 18% |  | MCCB/MCB/ISOLATOR/ SWITCH/CONTACTOR OF EACH TYPE & RATING | LOT | 1 |  | Included | 0 | 0 | 0 | 0 | 0
154 | 7000023989 | 2680 | SCADA-spare | 1000070584 | 85049090 |  | 18% |  | FUSE OF EACH TYPE & RATING | LOT | 1 |  | Included | 0 | 0 | 0 | 0 | 0
155 | 7000023989 | 2690 | SCADA-spare | 1000070580 | 85049090 |  | 18% |  | DC FILTER ASSEMBLY | LOT | 1 |  | Included | 0 | 0 | 0 | 0 | 0
156 | 7000023989 | 2700 | SCADA-spare | 1000070586 | 85049090 |  | 18% |  | INPUT AC FILTER ASSEMBLY | LOT | 1 |  | Included | 0 | 0 | 0 | 0 | 0
157 | 7000023989 | 2710 | SCADA-spare | 1000070588 | 85049090 |  | 18% |  | OUTPUT AC FILTER ASSEMBLY | LOT | 1 |  | Included | 0 | 0 | 0 | 0 | 0
158 | 7000023989 | 2730 | SCADA-spare | 1000070582 | 85049090 |  | 18% |  | ELECTRONIC PRINTED CIRCUIT BOARD /CARD OF EACH TYPE (INCLUDING ALLCARDS/MODULES FOR RECTIFIER/CHARGER, INVERTER, SYSTEM CARD, DISPLAYMODULE, INTERFACE CARDS ETC.) | LOT | 1 |  | Included | 0 | 0 | 0 | 0 | 0
159 | 7000023989 | 2720 | SCADA-spare | 1000070591 | 85049090 |  | 18% |  | POWER SEMICONDUCTOR DEVICES OF EACH TYPE & RATING SUCH AS SCRS, IGBTS ETC. FOR RECTIFIER/ CHARGER MODULE, INVERTER MODULE, STATIC SWITCHMODULE FOR ALL THE THREE PHASES | LOT | 1 |  | Included | 0 | 0 | 0 | 0 | 0
(B) Backup Control Center | [13 empty] | 0 | 0 | 0 | 0 | 0
Software at Backup Control Center | [13 empty] | 0 | 0 | 0 | 0 | 0
160 | 7000023989 | 720 | SCADA-Supply | 1000063040 | 85389000 |  | 18% |  | SCADA APPLICATION SOFTWARE | LOT | 1 |  | Included | 0 | 0 | 0 | 0 | 0
161 | 7000023989 | 730 | SCADA-Supply | 1000019870 | 85238020 |  | 18% |  | Application Software - CFE Communication | LOT | 1 |  | Included | 0 | 0 | 0 | 0 | 0
162 | 7000023989 | 740 | SCADA-Supply | 1000019872 | 85238020 |  | 18% |  | Application Software - ICCP Communication | LOT | 1 |  | Included | 0 | 0 | 0 | 0 | 0
163 | 7000023989 | 750 | SCADA-Supply | 1000011068 | 85238020 |  | 18% |  | EMS Applications - State Estimator | LOT | 1 |  | Included | 0 | 0 | 0 | 0 | 0
164 | 7000023989 | 760 | SCADA-Supply | 1000011063 | 85238020 |  | 18% |  | EMS Applications - Contingency Analysis | LOT | 1 |  | Included | 0 | 0 | 0 | 0 | 0
165 | 7000023989 | 770 | SCADA-Supply | 1000060453 | 85238020 |  | 18% |  | SECURITY ENHANCEMENT | LOT | 1 |  | Included | 0 | 0 | 0 | 0 | 0
166 | 7000023989 | 780 | SCADA-Supply | 1000011065 | 85238020 |  | 18% |  | EMS Applications - Optimal Power flow | LOT | 1 |  | Included | 0 | 0 | 0 | 0 | 0
167 | 7000023989 | 790 | SCADA-Supply | 1000011066 | 85238020 |  | 18% |  | EMS Applications - Outage Scheduler | LOT | 1 |  | Included | 0 | 0 | 0 | 0 | 0
168 | 7000023989 | 800 | SCADA-Supply | 1000011069 | 85238020 |  | 18% |  | EMS Applications - Transmission Line/Corridor Capability Monitor (TCM) | LOT | 1 |  | Included | 0 | 0 | 0 | 0 | 0
169 | 7000026331 | 10 | SCADA-Supply | 1000026412 | 85389000 |  | 18% |  | Advanced Application-Short Circuit analysis | LOT | 1 |  | Included | 0 | 0 | 0 | 0 | 0
170 | 7000023989 | 810 | SCADA-Supply | 1000041556 | 85238020 |  | 18% |  | REMC SOFTWARE FOR FORECASTING APPLICATION SOFTWARE | LOT | 1 |  | Included | 0 | 0 | 0 | 0 | 0
171 | 7000023989 | 820 | SCADA-Supply | 1000041584 | 85238020 |  | 18% |  | REMC SOFTWARE FOR SCHEDULING APPLICATION SOFTWARE | LOT | 1 |  | Included | 0 | 0 | 0 | 0 | 0
172 | 7000023989 | 2940 | SCADA-Supply | 1000062916 | 84715000 |  | 18% |  | DATABASE DEVELOPMENT SYSTEM (PDS) | LOT | 1 |  | Included | 0 | 0 | 0 | 0 | 0
173 | 7000023989 | 840 | SCADA-Supply | 1000022679 | 85238020 |  | 18% |  | Web Server Application Software - Web Server system | LOT | 1 |  | Included | 0 | 0 | 0 | 0 | 0
174 | 7000023989 | 850 | SCADA-Supply | 1000010549 | 85238020 |  | 18% |  | Web Server Application Software - Data Replica System | LOT | 1 |  | Included | 0 | 0 | 0 | 0 | 0
175 | 7000023989 | 860 | SCADA-Supply | 1000019871 | 85238020 |  | 18% |  | Information Storage & Retrivel System - Data Historian Software | LOT | 1 |  | Included | 0 | 0 | 0 | 0 | 0
176 | 7000023989 | 2760 | SCADA-Supply | 1000052637 | 85238020 |  | 18% |  | IDENTITY MANAGEMENT SOFTWARE | LOT | 1 |  | Included | 0 | 0 | 0 | 0 | 0
177 | 7000023989 | 2770 | SCADA-Supply | 1000017495 | 85238020 |  | 18% |  | Application Software - Patch Management Software | LOT | 1 |  | Included | 0 | 0 | 0 | 0 | 0
178 | 7000023989 | 880 | SCADA-Supply | 1000063028 | 85238020 |  | 18% |  | HIDS APPLICATION SOFTWARE | LOT | 1 |  | Included | 0 | 0 | 0 | 0 | 0
179 | 7000023989 | 890 | SCADA-Supply | 1000064001 | 85238020 |  | 18% |  | END POINT SECURITY SOLUTION WITH CENTRALISED MANAGEMENT | EA | 50 |  | Included | 0 | 0 | 0 | 0 | 0
180 | 7000023989 | 1680 | SCADA-Supply | 1000062914 | 85238020 |  | 18% |  | CENTRALISED MANAGEMENT AND LOG ANALYSER OF FIREWALL | LOT | 1 |  | Included | 0 | 0 | 0 | 0 | 0
181 | 7000023989 | 1690 | SCADA-Supply | 1000015892 | 85238020 |  | 18% |  | Application Software -Network Management System | LOT | 1 |  | Included | 0 | 0 | 0 | 0 | 0
182 | 7000023989 | 1700 | SCADA-Supply | 1000026402 | 85389000 |  | 18% |  | Web and security SystemÂ -Security information and Event management -Software | LOT | 1 |  | Included | 0 | 0 | 0 | 0 | 0
183 | 7000023989 | 1710 | SCADA-Supply | 1000041582 | 85238020 |  | 18% |  | REMC SOFTWARE FOR REPORT DEVELOPMENT AND GENERATION | LOT | 1 |  | Included | 0 | 0 | 0 | 0 | 0
184 | 7000023989 | 1720 | SCADA-Supply | 1000019875 | 85238020 |  | 18% |  | Software for SAN | LOT | 1 |  | Included | 0 | 0 | 0 | 0 | 0
185 | 7000023989 | 1730 | SCADA-Supply | 1000063252 | 85238020 |  | 18% |  | SOFTWARE FOR STORAGE SERVER NAS | LOT | 1 |  | Included | 0 | 0 | 0 | 0 | 0
186 | 7000023989 | 1740 | SCADA-Supply | 1000050137 | 85238020 |  | 18% |  | SOFTWARE FOR SERVER MANAGEMENT SYSTEM | EA | 1 |  | Included | 0 | 0 | 0 | 0 | 0
187 | 7000023989 | 1750 | SCADA-Supply | 1000060228 | 85238020 |  | 18% |  | ENERGY ACCOUNTING AND BILLING SOFTWARE | LOT | 1 |  | Included | 0 | 0 | 0 | 0 | 0
188 | 7000023989 | 2850 | SCADA-Supply | 1000069080 | 85238020 |  | 18% |  | SMS & EMAIL INTERFACE | LOT | 1 |  | Included | 0 | 0 | 0 | 0 | 0
189 | 7000023989 | 2790 | SCADA-Supply | 1000060450 | 85238020 |  | 18% |  | LOAD FORECASTING | LOT | 1 |  | Included | 0 | 0 | 0 | 0 | 0
190 | 7000023989 | 2800 | SCADA-Supply | 1000070975 | 85238020 |  | 18% |  | DISPLAY SCREEN RECORDING SOFTWARE | EA | 1 |  | Included | 0 | 0 | 0 | 0 | 0
Hardware at Backup Control Center | [13 empty] | 0 | 0 | 0 | 0 | 0
191 | 7000023989 | 1770 | SCADA-Supply | 1000018775 | 84715000 |  | 18% |  | Computer System Hardware - SCADA/EMS Applications Server | EA | 2 |  | Included | 0 | 0 | 0 | 0 | 0
192 | 7000023989 | 1780 | SCADA-Supply | 1000041547 | 84715000 |  | 18% |  | REMC HARDWARE FOR APPLICATION (FORECASTING & SCHEDULING SERVER) | EA | 2 |  | Included | 0 | 0 | 0 | 0 | 0
193 | 7000023989 | 2290 | SCADA-Supply | 1000013599 | 84715000 |  | 18% |  | Computer System Hardware - ICCP server | EA | 2 |  | Included | 0 | 0 | 0 | 0 | 0
194 | 7000023989 | 2300 | SCADA-Supply | 1000009307 | 84715000 |  | 18% |  | Computer System Hardware - Communication Front End (CFE) | EA | 2 |  | Included | 0 | 0 | 0 | 0 | 0
195 | 7000023989 | 2310 | SCADA-Supply | 1000064110 | 84715000 |  | 18% |  | DATA HISTORIAN SERVER/DATA STORAGE SERVER | EA | 2 |  | Included | 0 | 0 | 0 | 0 | 0
196 | 7000023989 | 2810 | SCADA-Supply | 1000070976 | 84715000 |  | 18% |  | PROGRAM DEVELOPMENT SYSTEM (PDS) | EA | 1 |  | Included | 0 | 0 | 0 | 0 | 0
197 | 7000023989 | 1790 | SCADA-Supply | 1000028005 | 84715000 |  | 18% |  | Configuration management Server cum centralised management console | EA | 2 |  | Included | 0 | 0 | 0 | 0 | 0
198 | 7000023989 | 2750 | SCADA-Supply | 1000063251 | 84715000 |  | 18% |  | IDENTITY MANAGEMENT SERVER | EA | 2 |  | Included | 0 | 0 | 0 | 0 | 0
199 | 7000023989 | 2780 | SCADA-Supply | 1000017494 | 84715000 |  | 18% |  | Computer System Hardware -Patch Management Server | EA | 2 |  | Included | 0 | 0 | 0 | 0 | 0
200 | 7000023989 | 1810 | SCADA-Supply | 1000015824 | 84715000 |  | 18% |  | Computer System Hardware - NMS server | EA | 2 |  | Included | 0 | 0 | 0 | 0 | 0
201 | 7000023989 | 1820 | SCADA-Supply | 1000028012 | 84715000 |  | 18% |  | Web System-Web Server | EA | 2 |  | Included | 0 | 0 | 0 | 0 | 0
202 | 7000023989 | 1830 | SCADA-Supply | 1000010548 | 84715000 |  | 18% |  | Data Replica Server | EA | 2 |  | Included | 0 | 0 | 0 | 0 | 0
203 | 7000023989 | 2900 | SCADA-Supply | 1000063996 | 84715000 |  | 18% |  | DRS DMZ SERVERS AS PER TECHNICAL SPECIFICATION | EA | 1 |  | Included | 0 | 0 | 0 | 0 | 0
204 | 7000023989 | 1840 | SCADA-Supply | 1000045702 | 84714190 |  | 18% |  | SERVER MANAGEMENT CONSOLE | EA | 1 |  | Included | 0 | 0 | 0 | 0 | 0
205 | 7000023989 | 1850 | SCADA-Supply | 1000041583 | 84715000 |  | 18% |  | REMC HARDWARE FOR SAN MANAGEMENT SERVER ALONG WITH SAN BOX & SWITCH AND MASS STORAGE (SAN) | EA | 2 |  | Included | 0 | 0 | 0 | 0 | 0
206 | 7000026331 | 20 | SCADA-Supply | 1000015807 | 84717090 |  | 18% |  | NETWORK AREA STORAGE (NAS) | EA | 1 |  | Included | 0 | 0 | 0 | 0 | 0
207 | 7000023989 | 1870 | SCADA-Supply | 1000041566 | 84715000 |  | 18% |  | REMC HARDWARE FOR REPOSITORY SERVER | EA | 2 |  | Included | 0 | 0 | 0 | 0 | 0
208 | 7000023989 | 1880 | SCADA-Supply | 1000044047 | 84717090 |  | 18% |  | REMC HARDWARWE TAPE LIBRARY | LOT | 1 |  | Included | 0 | 0 | 0 | 0 | 0
209 | 7000023989 | 2820 | SCADA-Supply | 1000049898 | 84715000 |  | 18% |  | ANTIVIRUS MANAGEMENT SERVER | EA | 2 |  | Included | 0 | 0 | 0 | 0 | 0
210 | 7000023989 | 2910 | SCADA-Supply | 1000062910 | 84715000 |  | 18% |  | ANTI-APT | EA | 1 |  | Included | 0 | 0 | 0 | 0 | 0
213 | 7000023989 | 2880 | SCADA-Supply | 1000071360 | 85176930 |  | 18% |  | WAN ROUTERS FOR ICCP COMMUNICATIONS | EA | 2 |  | Included | 0 | 0 | 0 | 0 | 0
211 | 7000023989 | 2860 | SCADA-Supply | 1000071361 | 85176930 |  | 18% |  | WAN ROUTERS FOR RTU COMMUNICATIONS | EA | 2 |  | Included | 0 | 0 | 0 | 0 | 0
212 | 7000023989 | 2870 | SCADA-Supply | 1000064031 | 85176930 |  | 18% |  | WAN ROUTER CUM FIREWALL FOR PDS | EA | 1 |  | Included | 0 | 0 | 0 | 0 | 0
214 | 7000023989 | 2890 | SCADA-Supply | 1000071359 | 85176930 |  | 18% |  | WAN ROUTER FOR EXTERNAL WORLD CONNECTIVITY | EA | 2 |  | Included | 0 | 0 | 0 | 0 | 0
215 | 7000023989 | 1920 | SCADA-Supply | 1000018765 | 85176290 |  | 18% |  | Computer System Hardware - SCADA LAN Switch (Layer 3) | EA | 2 |  | Included | 0 | 0 | 0 | 0 | 0
216 | 7000023989 | 1930 | SCADA-Supply | 1000010547 | 85176290 |  | 18% |  | Computer System Hardware -Data LAN Switch (Layer 3) | EA | 2 |  | Included | 0 | 0 | 0 | 0 | 0
217 | 7000023989 | 1940 | SCADA-Supply | 1000063987 | 85176290 |  | 18% |  | 24 PORT L3- LAN SWITCH FOR HISTORIAN & REPORTING LAN | EA | 2 |  | Included | 0 | 0 | 0 | 0 | 0
218 | 7000023989 | 1950 | SCADA-Supply | 1000011437 | 85176290 |  | 18% |  | Computer System Hardware -External DMZ LAN Switch (Layer 3) | EA | 2 |  | Included | 0 | 0 | 0 | 0 | 0
221 | 7000023989 | 2830 | SCADA-Supply | 1000027633 | 85176290 |  | 18% |  | 24 PORT L-3 LAN SWITCH | EA | 2 |  | Included | 0 | 0 | 0 | 0 | 0
220 | 7000023989 | 2380 | SCADA-Supply | 1000013598 | 85176290 |  | 18% |  | Computer System Hardware -ICCP LAN Switch (Layer 3) | EA | 2 |  | Included | 0 | 0 | 0 | 0 | 0
223 | 7000023989 | 2920 | SCADA-Supply | 1000070974 | 85176290 |  | 18% |  | 24 PORT L3- LAN SWITCH FOR FIREWALLS | EA | 6 |  | Included | 0 | 0 | 0 | 0 | 0
219 | 7000023989 | 1960 | SCADA-Supply | 1000063984 | 85176290 |  | 18% |  | 24 PORT L3- LAN SWITCH FOR SERVER MANAGEMENT LAN | EA | 1 |  | Included | 0 | 0 | 0 | 0 | 0
222 | 7000023989 | 2840 | SCADA-Supply | 1000070973 | 85176290 |  | 18% |  | 24 PORT FC SWITCH FOR SAN SWITCH | EA | 2 |  | Included | 0 | 0 | 0 | 0 | 0
224 | 7000023989 | 1970 | SCADA-Supply | 1000026347 | 85389000 |  | 18% |  | External Firewall with NIPS andcentralised mangement | EA | 2 |  | Included | 0 | 0 | 0 | 0 | 0
225 | 7000023989 | 1980 | SCADA-Supply | 1000045966 | 85176290 |  | 18% |  | Internal Firewall with NIPS andcentralised mangement | EA | 2 |  | Included | 0 | 0 | 0 | 0 | 0
226 | 7000023989 | 1990 | SCADA-Supply | 1000064002 | 85176930 |  | 18% |  | EXTERNAL FIREWALL WITH NIPS FOR ICCP AND RTU AND CENTRALISED MANGEMENT | EA | 2 |  | Included | 0 | 0 | 0 | 0 | 0
227 | 7000023989 | 2000 | SCADA-Supply | 1000053101 | 85176930 |  | 18% |  | PROCESSOR TERMINAL -LAPTOP | EA | 1 |  | Included | 0 | 0 | 0 | 0 | 0
228 | 7000023989 | 2930 | SCADA-Supply | 1000063050 | 84713090 |  | 18% |  | WORKSTATION CONSOLE | EA | 3 |  | Included | 0 | 0 | 0 | 0 | 0
229 | 7000023989 | 2020 | SCADA-Supply | 1000060217 | 85281217 |  | 18% |  | DUAL MONITORS FOR WORKSTATIONS | EA | 3 |  | Included | 0 | 0 | 0 | 0 | 0
230 | 7000023989 | 2030 | SCADA-Supply | 1000064036 | 84714190 |  | 18% |  | WORKSTATION FOR PDS | EA | 1 |  | Included | 0 | 0 | 0 | 0 | 0
231 | 7000023989 | 2040 | SCADA-Supply | 1000063998 | 85285100 |  | 28% |  | DUAL MONITOR FOR PDS | EA | 1 |  | Included | 0 | 0 | 0 | 0 | 0
232 | 7000023989 | 2050 | SCADA-Supply | 1000010514 | 84714190 |  | 18% |  | DTS Workstation console | EA | 1 |  | Included | 0 | 0 | 0 | 0 | 0
233 | 7000023989 | 2060 | SCADA-Supply | 1000064000 | 85285100 |  | 28% |  | DUAL MONITORS FOR DTS | EA | 1 |  | Included | 0 | 0 | 0 | 0 | 0
234 | 7000023989 | 2070 | SCADA-Supply | 1000009297 | 84433240 |  | 18% |  | Color Laser Printer | EA | 2 |  | Included | 0 | 0 | 0 | 0 | 0
235 | 7000023989 | 2080 | SCADA-Supply | 1000007095 | 84433240 |  | 18% |  | Computer System Hardware - Black & White Laser Printer cum MultiFunction Device | EA | 1 |  | Included | 0 | 0 | 0 | 0 | 0
236 | 7000023989 | 2090 | SCADA-Supply | 1000060300 | 90311000 |  | 18% |  | TIME & FREQUENCY SYSTEM NAVIC BASED (WITH FAILBACK TO GPS) | LOT | 1 |  | Included | 0 | 0 | 0 | 0 | 0
237 | 7000023989 | 2100 | SCADA-Supply | 1000010618 | 90311000 |  | 18% |  | Computer System Hardware - Digital Display for Day | EA | 1 |  | Included | 0 | 0 | 0 | 0 | 0
238 | 7000023989 | 2110 | SCADA-Supply | 1000010620 | 90311000 |  | 18% |  | Computer System Hardware - Digital Display for Time | EA | 1 |  | Included | 0 | 0 | 0 | 0 | 0
239 | 7000023989 | 2120 | SCADA-Supply | 1000010619 | 90311000 |  | 18% |  | Computer System Hardware - Digital Display for Frequency | EA | 1 |  | Included | 0 | 0 | 0 | 0 | 0
240 | 7000023989 | 2130 | SCADA-Supply | 1000060447 | 90311000 |  | 18% |  | DIGITAL DISPLAY FOR DATE | NO | 1 |  | Included | 0 | 0 | 0 | 0 | 0
241 | 7000023989 | 2140 | SCADA-Supply | 1000060229 | 84715000 |  | 18% |  | ENERGY ACCOUNTING AND BILLING SOFTWARE SERVER | EA | 2 |  | Included | 0 | 0 | 0 | 0 | 0
242 | 7000023989 | 2150 | SCADA-Supply | 1000049896 | 85176930 |  | 18% |  | 44U SERVER RACK/PANELS WITH IP Based KVM SWITCH & RACK MOUNTED MONITOR | LOT | 3 |  | Included | 0 | 0 | 0 | 0 | 0
243 | 7000023989 | 2160 | SCADA-Supply | 1000060307 | 94038900 |  | 18% |  | FURNITURE - WORKSTATION DESK AND CHAIR AND PRINTER TABLE | LOT | 1 |  | Included | 0 | 0 | 0 | 0 | 0
244 | 7000023989 | 2170 | SCADA-Supply | 1000063978 | 84714190 |  | 18% |  | REMOTE CONSOLES WITH CPU (55" MONITOR) | EA | 1 |  | Included | 0 | 0 | 0 | 0 | 0
245 | 7000023989 | 2180 | SCADA-Supply | 1000063990 | 84714190 |  | 18% |  | 55" MONITOR FOR REMOTE CONSOLE | EA | 1 |  | Included | 0 | 0 | 0 | 0 | 0
246 | 7000023989 | 2190 | SCADA-Supply | 1000022205 | 85299090 |  | 18% |  | Video Conferencing Equipment:- Multipoint Conference Unit (MCU) | LOT | 2 |  | Included | 0 | 0 | 0 | 0 | 0
247 | 7000023989 | 2200 | SCADA-Supply | 1000022202 | 84713010 |  | 18% |  | Video Conferencing Equipment:- Configuration Laptop with assciated accessories | EA | 1 |  | Included | 0 | 0 | 0 | 0 | 0
248 | 7000023989 | 2210 | SCADA-Supply | 1000022206 | 85286100 |  | 18% |  | Video Conferencing Equipment:- Video Endpoints | LOT | 1 |  | Included | 0 | 0 | 0 | 0 | 0
249 | 7000023989 | 2220 | SCADA-Supply | 1000022203 | 85299090 |  | 18% |  | Video Conferencing Equipment:- HD Camera | EA | 2 |  | Included | 0 | 0 | 0 | 0 | 0
250 | 7000023989 | 2230 | SCADA-Supply | 1000022204 | 85299090 |  | 18% |  | Video Conferencing Equipment:- Microphone Base Station | SET | 1 |  | Included | 0 | 0 | 0 | 0 | 0
251 | 7000023989 | 2240 | SCADA-Supply | 1000022207 | 85299090 |  | 18% |  | Video Conferencing Equipment:- Wireless Microphones | EA | 2 |  | Included | 0 | 0 | 0 | 0 | 0
252 | 7000023989 | 2250 | SCADA-Supply | 1000022201 | 85299090 |  | 18% |  | Video Conferencing Equipment:- Collar Microphones | EA | 2 |  | Included | 0 | 0 | 0 | 0 | 0
253 | 7000023989 | 2260 | SCADA-Supply | 1000028053 | 85286100 |  | 18% |  | VC-LCD Video Wall | EA | 2 |  | Included | 0 | 0 | 0 | 0 | 0
254 | 7000023989 | 2270 | SCADA-Supply | 1000022197 | 85299090 |  | 18% |  | Video Conferencing Equipment:- Wall mounted Line Array Speakers | EA | 1 |  | Included | 0 | 0 | 0 | 0 | 0
255 | 7000023989 | 2280 | SCADA-Supply | 1000022196 | 85299090 |  | 18% |  | Video Conferencing Equipment:- Dual Channel Power Amplifier | EA | 1 |  | Included | 0 | 0 | 0 | 0 | 0
Spare at Backup Control Center | [13 empty] | 0 | 0 | 0 | 0 | 0
256 | 7000023989 | 2950 | SCADA-spare | 1000052646 | 85286100 |  | 18% |  | MANDATORY SPARES- SERVERS ( ONE OF EACH TYPE) | EA | 2 |  | Included | 0 | 0 | 0 | 0 | 0
257 | 7000023989 | 2960 | SCADA-spare | 1000063050 | 84713090 |  | 18% |  | WORKSTATION CONSOLE | EA | 1 |  | Included | 0 | 0 | 0 | 0 | 0
258 | 7000023989 | 920 | SCADA-spare | 1000018765 | 85176290 |  | 18% |  | Computer System Hardware - SCADA LAN Switch (Layer 3) | EA | 1 |  | Included | 0 | 0 | 0 | 0 | 0
259 | 7000023989 | 2970 | SCADA-spare | 1000052647 | 85286100 |  | 18% |  | MANDATORY SPARES-ROUTERS | EA | 1 |  | Included | 0 | 0 | 0 | 0 | 0
260 | 7000026331 | 30 | SCADA-spare | 1000026347 | 85389000 |  | 18% |  | External Firewall with NIPS and centralised mangement | EA | 1 |  | Included | 0 | 0 | 0 | 0 | 0
261 | 7000023989 | 2980 | SCADA-spare | 1000045966 | 85176290 |  | 18% |  | Internal Firewall with NIPS andcentralised mangement | EA | 1 |  | Included | 0 | 0 | 0 | 0 | 0
262 | 7000023989 | 950 | SCADA-spare | 1000020891 | 84717090 |  | 18% |  | Tape drive as per specification | EA | 1 |  | Included | 0 | 0 | 0 | 0 | 0
[15 empty] | 0 |  |  | 0
[7 empty] | Total Ex-works Price | [5 empty] | 0
[7 empty] | Total Type Test charges as per Schedule-7 | [5 empty] | 0
[7 empty] | Total Ex-works Price including Type Test charges | [5 empty] | 0
[7 empty] | Total GST Tax as confirmed by Bidder | [5 empty] | 0
Note : | Specify amount of GST on the transaction between the Contractor and the Employer.
* | In case the bidder leaves the cell for confirmation of the HSN code and/or GST rate “blank”, the HSN code and corresponding GST rate indicated by the Employer shall be deemed to be the one confirmed by the Bidder.
Date : | --
Place : | [10 empty] | Printed Name :
Designation :
Click for Sch-2

## Sch-2
Specification No: CC/NT/W-SCADA/DOM/A00/23/08709 | [8 empty] | Schedule - 2
Package-I: Establishment of SLDC cum REMC for UT of Ladakh under consultancy assignment for Establishment of SLDC cum REMC for UT of Ladakh.
(SCHEDULE OF RATES AND PRICES)
SCADA & REMC NIT | [7 empty] | To:
Contracts Services, 3rd Floor
Name : | [7 empty] | Power Grid Corporation of India Ltd.,
Address : | [7 empty] | "Saudamini", Plot No.-2
Sector-29,
Gurugram (Haryana) - 122001
Local Transportation, In-transit insurance, loading and unloading
All Prices are in Indian Rupees.
SI. No. | PR No | PR Line Item No | Activity Description | Material Code | Description | Unit | Quantity | Unit Freight, In-transit Insurance, loading & unloading Charges | Total Freight, In-transit Insurance, loading & unloading Charges
1 | 2 | 3 | 4 | 5 | 4 | 5 | 6 | 7 | 8= 6 x 7
SCADA & REMC NIT
(A) Main Control Center
SubStation BoQ
1 | 7000023989 | 260 | Supply : RTU & associated items | 1000026390 | RTU for Auxiliary system-RTU base equipment comprising racks,sub-racks, power supply modules, CPU, including internal wiringexcept cards modules specified below | EA | 24 |  | Included | 0
2 | 7000023989 | 270 | Supply : RTU & associated items | 1000028004 | CPU Card for RTU | EA | 48 |  | Included | 0
3 | 7000023989 | 280 | Supply : RTU & associated items | 1000026336 | DI modules (16 channels) | EA | 74 |  | Included | 0
4 | 7000023989 | 290 | Supply : RTU & associated items | 1000050082 | DIGITAL OUTPUT MODULE (8 CHANNEL) FOR RTU | EA | 36 |  | Included | 0
5 | 7000023989 | 300 | Supply : RTU & associated items | 1000026296 | AI module (8 channels) | EA | 24 |  | Included | 0
6 | 7000023989 | 310 | Supply : RTU & associated items | 1000026374 | Multi-function transducers | EA | 141 |  | Included | 0
7 | 7000023989 | 320 | Supply : RTU & associated items | 1000028071 | Weather Sensor for RTU | EA | 24 |  | Included | 0
8 | 7000023989 | 330 | Supply : RTU & associated items | 1000028009 | OLTC Transducer | EA | 30 |  | Included | 0
9 | 7000023989 | 340 | Supply : RTU & associated items | 1000027684 | Contact Multiplier Relay | EA | 1010 |  | Included | 0
10 | 7000023989 | 350 | Supply : RTU & associated items | 1000021642 | Time synchronisation equipment | EA | 24 |  | Included | 0
11 | 7000023989 | 360 | Supply : RTU & associated items | 1000050084 | HEAVY DUTY RELAY FOR RTU | EA | 190 |  | Included | 0
12 | 7000023989 | 370 | Supply : RTU & associated items | 1000026401 | SIC panels along with internal wiring / cabling & accessories | EA | 24 |  | Included | 0
13 | 7000023989 | 380 | Supply : RTU & associated items | 1000050087 | LDMS SYSTEM ALONG WITH SOFTWARE | SET | 24 |  | Included | 0
14 | 7000023989 | 390 | Supply : RTU & associated items | 1000050083 | FURNITURE FOR LDMS SYSTEM(1 TABLE & 1 CHAIR) | SET | 24 |  | Included | 0
15 | 7000023989 | 400 | Supply : RTU & associated items | 1000050085 | INVERTER FOR LDMS | EA | 24 |  | Included | 0
16 | 7000023989 | 410 | Supply : RTU & associated items | 1000050081 | CABLES FOR RTU | LOT | 24 |  | Included | 0
17 | 7000023989 | 420 | Supply : RTU & associated items | 1000067715 | LAPTOP FOR PCMT | EA | 3 |  | Included | 0
18 | 7000023989 | 530 | Supply : DCPS and associated items | 1000031363 | 35A SMPS BASED 48V DC POWER SUPPLY (DCPS) SYSTEM. | EA | 24 |  | Included | 0
19 | 7000023989 | 540 | Supply : DCPS and associated items | 1000031415 | 450AH VRLA TYPE BATTERY BANK FOR ABOVE DCPS SYSTEM ( WITH 8 HRS BACKUP). | EA | 24 |  | Included | 0
Spare at SubStation | [9 empty] | 0
20 | 7000023989 | 430 | Spares : RTU & associated items | 1000028004 | CPU Card for RTU | EA | 5 |  | Included | 0
21 | 7000023989 | 440 | Spares : RTU & associated items | 1000026336 | DI modules (16 channels) | EA | 8 |  | Included | 0
22 | 7000023989 | 450 | Spares : RTU & associated items | 1000050082 | DIGITAL OUTPUT MODULE (8 CHANNEL) FOR RTU | EA | 4 |  | Included | 0
23 | 7000023989 | 460 | Spares : RTU & associated items | 1000026296 | AI module (8 channels) | EA | 3 |  | Included | 0
24 | 7000023989 | 470 | Spares : RTU & associated items | 1000026374 | Multi-function transducers | EA | 15 |  | Included | 0
25 | 7000023989 | 480 | Spares : RTU & associated items | 1000028071 | Weather Sensor for RTU | EA | 3 |  | Included | 0
26 | 7000023989 | 490 | Spares : RTU & associated items | 1000028009 | OLTC Transducer | EA | 3 |  | Included | 0
27 | 7000023989 | 500 | Spares : RTU & associated items | 1000027684 | Contact Multiplier Relay | EA | 101 |  | Included | 0
28 | 7000023989 | 510 | Spares : RTU & associated items | 1000021642 | Time synchronisation equipment | EA | 1 |  | Included | 0
29 | 7000023989 | 520 | Spares : RTU & associated items | 1000050084 | HEAVY DUTY RELAY FOR RTU | EA | 19 |  | Included | 0
Software at Main Control Center | [9 empty] | 0
30 | 7000023989 | 80 | SCADA-Supply | 1000063040 | SCADA APPLICATION SOFTWARE | LOT | 1 |  | Included | 0
31 | 7000023989 | 90 | SCADA-Supply | 1000019870 | Application Software - CFE Communication | LOT | 1 |  | Included | 0
32 | 7000023989 | 100 | SCADA-Supply | 1000019872 | Application Software - ICCP Communication | LOT | 1 |  | Included | 0
33 | 7000023989 | 110 | SCADA-Supply | 1000011068 | EMS Applications - State Estimator | LOT | 1 |  | Included | 0
34 | 7000023989 | 120 | SCADA-Supply | 1000011063 | EMS Applications - Contingency Analysis | LOT | 1 |  | Included | 0
35 | 7000023989 | 130 | SCADA-Supply | 1000060453 | SECURITY ENHANCEMENT | LOT | 1 |  | Included | 0
36 | 7000023989 | 140 | SCADA-Supply | 1000011065 | EMS Applications - Optimal Power flow | LOT | 1 |  | Included | 0
37 | 7000023989 | 150 | SCADA-Supply | 1000011066 | EMS Applications - Outage Scheduler | LOT | 1 |  | Included | 0
38 | 7000023989 | 160 | SCADA-Supply | 1000011069 | EMS Applications - Transmission Line/Corridor Capability Monitor (TCM) | LOT | 1 |  | Included | 0
39 | 7000026330 | 10 | SCADA-Supply | 1000026412 | Advanced Application-Short Circuit analysis | LOT | 1 |  | Included | 0
40 | 7000023989 | 170 | SCADA-Supply | 1000041556 | REMC SOFTWARE FOR FORECASTING APPLICATION SOFTWARE | LOT | 1 |  | Included | 0
41 | 7000023989 | 180 | SCADA-Supply | 1000041584 | REMC SOFTWARE FOR SCHEDULING APPLICATION SOFTWARE | LOT | 1 |  | Included | 0
42 | 7000023989 | 2630 | SCADA-Supply | 1000062916 | DATABASE DEVELOPMENT SYSTEM (PDS) | LOT | 1 |  | Included | 0
43 | 7000023989 | 2390 | SCADA-Supply | 1000062941 | TEST BENCH FOR FEP, SCADA, ICCP INTEGRATION AND CYBER SECURITY | LOT | 1 |  | Included | 0
44 | 7000023989 | 200 | SCADA-Supply | 1000022679 | Web Server Application Software - Web Server system | LOT | 1 |  | Included | 0
45 | 7000023989 | 210 | SCADA-Supply | 1000010549 | Web Server Application Software - Data Replica System | LOT | 1 |  | Included | 0
46 | 7000023989 | 220 | SCADA-Supply | 1000019871 | Information Storage & Retrivel System - Data Historian Software | LOT | 1 |  | Included | 0
47 | 7000023989 | 230 | SCADA-Supply | 1000010752 | Application Software - Document Management System software | LOT | 1 |  | Included | 0
48 | 7000023989 | 2410 | SCADA-Supply | 1000052637 | IDENTITY MANAGEMENT SOFTWARE | LOT | 1 |  | Included | 0
49 | 7000023989 | 2420 | SCADA-Supply | 1000017495 | Application Software - Patch Management Software | LOT | 1 |  | Included | 0
50 | 7000023989 | 250 | SCADA-Supply | 1000063028 | HIDS APPLICATION SOFTWARE | LOT | 1 |  | Included | 0
51 | 7000023989 | 960 | SCADA-Supply | 1000064001 | END POINT SECURITY SOLUTION WITH CENTRALISED MANAGEMENT | EA | 50 |  | Included | 0
52 | 7000023989 | 970 | SCADA-Supply | 1000062914 | CENTRALISED MANAGEMENT AND LOG ANALYSER OF FIREWALL | LOT | 1 |  | Included | 0
53 | 7000023989 | 980 | SCADA-Supply | 1000015892 | Application Software -Network Management System | LOT | 1 |  | Included | 0
54 | 7000023989 | 990 | SCADA-Supply | 1000026402 | Web and security SystemÂ -Security information and Event management -Software | LOT | 1 |  | Included | 0
55 | 7000023989 | 1000 | SCADA-Supply | 1000041582 | REMC SOFTWARE FOR REPORT DEVELOPMENT AND GENERATION | LOT | 1 |  | Included | 0
56 | 7000023989 | 1010 | SCADA-Supply | 1000019875 | Software for SAN | LOT | 1 |  | Included | 0
57 | 7000023989 | 1020 | SCADA-Supply | 1000063252 | SOFTWARE FOR STORAGE SERVER NAS | LOT | 1 |  | Included | 0
58 | 7000023989 | 1030 | SCADA-Supply | 1000050137 | SOFTWARE FOR SERVER MANAGEMENT SYSTEM | EA | 1 |  | Included | 0
59 | 7000023989 | 1040 | SCADA-Supply | 1000060228 | ENERGY ACCOUNTING AND BILLING SOFTWARE | LOT | 1 |  | Included | 0
60 | 7000023989 | 2570 | SCADA-Supply | 1000069080 | SMS & EMAIL INTERFACE | LOT | 1 |  | Included | 0
61 | 7000023989 | 2440 | SCADA-Supply | 1000010724 | Application Software - Dispatcher Training Simulator Software | LOT | 1 |  | Included | 0
62 | 7000023989 | 2450 | SCADA-Supply | 1000060450 | LOAD FORECASTING | LOT | 1 |  | Included | 0
63 | 7000023989 | 2460 | SCADA-Supply | 1000070975 | DISPLAY SCREEN RECORDING SOFTWARE | EA | 2 |  | Included | 0
Hardware at Main Control Center | [9 empty] | 0
64 | 7000023989 | 1060 | SCADA-Supply | 1000018775 | Computer System Hardware - SCADA/EMS Applications Server | EA | 2 |  | Included | 0
65 | 7000023989 | 1070 | SCADA-Supply | 1000041547 | REMC HARDWARE FOR APPLICATION (FORECASTING & SCHEDULING SERVER) | EA | 2 |  | Included | 0
66 | 7000023989 | 1080 | SCADA-Supply | 1000013599 | Computer System Hardware - ICCP server | EA | 2 |  | Included | 0
67 | 7000023989 | 1090 | SCADA-Supply | 1000009307 | Computer System Hardware - Communication Front End (CFE) | EA | 2 |  | Included | 0
68 | 7000023989 | 1100 | SCADA-Supply | 1000064110 | DATA HISTORIAN SERVER/DATA STORAGE SERVER | EA | 2 |  | Included | 0
69 | 7000023989 | 2480 | SCADA-Supply | 1000070976 | PROGRAM DEVELOPMENT SYSTEM (PDS) | EA | 1 |  | Included | 0
70 | 7000023989 | 2470 | SCADA-Supply | 1000070978 | TEST BENCH PDS | EA | 1 |  | Included | 0
71 | 7000023989 | 1120 | SCADA-Supply | 1000028005 | Configuration management Server cum centralised management console | EA | 2 |  | Included | 0
72 | 7000023989 | 2400 | SCADA-Supply | 1000063251 | IDENTITY MANAGEMENT SERVER | EA | 2 |  | Included | 0
73 | 7000023989 | 2430 | SCADA-Supply | 1000017494 | Computer System Hardware -Patch Management Server | EA | 2 |  | Included | 0
74 | 7000023989 | 1140 | SCADA-Supply | 1000015824 | Computer System Hardware - NMS server | EA | 2 |  | Included | 0
75 | 7000023989 | 1150 | SCADA-Supply | 1000028012 | Web System-Web Server | EA | 2 |  | Included | 0
76 | 7000023989 | 1160 | SCADA-Supply | 1000010548 | Data Replica Server | EA | 2 |  | Included | 0
77 | 7000023989 | 2490 | SCADA-Supply | 1000063996 | DRS DMZ SERVERS AS PER TECHNICAL SPECIFICATION | EA | 1 |  | Included | 0
78 | 7000023989 | 1170 | SCADA-Supply | 1000045702 | SERVER MANAGEMENT CONSOLE | EA | 1 |  | Included | 0
79 | 7000023989 | 1180 | SCADA-Supply | 1000041583 | REMC HARDWARE FOR SAN MANAGEMENT SERVER ALONG WITH SAN BOX & SWITCHAND MASS STORAGE (SAN) | EA | 2 |  | Included | 0
80 | 7000026330 | 20 | SCADA-Supply | 1000015807 | NETWORK AREA STORAGE (NAS) | EA | 1 |  | Included | 0
81 | 7000023989 | 1200 | SCADA-Supply | 1000041566 | REMC HARDWARE FOR REPOSITORY SERVER | EA | 2 |  | Included | 0
82 | 7000023989 | 1210 | SCADA-Supply | 1000044047 | REMC HARDWARWE TAPE LIBRARY | LOT | 1 |  | Included | 0
83 | 7000023989 | 2520 | SCADA-Supply | 1000010513 | Computer System Hardware - DTS Server | EA | 1 |  | Included | 0
84 | 7000023989 | 2510 | SCADA-Supply | 1000049898 | ANTIVIRUS MANAGEMENT SERVER | EA | 2 |  | Included | 0
85 | 7000023989 | 2500 | SCADA-Supply | 1000062910 | ANTI-APT | EA | 1 |  | Included | 0
86 | 7000023989 | 2600 | SCADA-Supply | 1000071360 | WAN ROUTERS FOR ICCP COMMUNICATIONS | EA | 2 |  | Included | 0
87 | 7000023989 | 2580 | SCADA-Supply | 1000071361 | WAN ROUTERS FOR RTU COMMUNICATIONS | EA | 2 |  | Included | 0
88 | 7000023989 | 2590 | SCADA-Supply | 1000064031 | WAN ROUTER CUM FIREWALL FOR PDS | EA | 2 |  | Included | 0
89 | 7000023989 | 2610 | SCADA-Supply | 1000071359 | WAN ROUTER FOR EXTERNAL WORLD CONNECTIVITY | EA | 2 |  | Included | 0
90 | 7000023989 | 1250 | SCADA-Supply | 1000018765 | Computer System Hardware - SCADA LAN Switch (Layer 3) | EA | 2 |  | Included | 0
91 | 7000023989 | 1260 | SCADA-Supply | 1000010547 | Computer System Hardware -Data LAN Switch (Layer 3) | EA | 2 |  | Included | 0
92 | 7000023989 | 1270 | SCADA-Supply | 1000063987 | 24 PORT L3- LAN SWITCH FOR HISTORIAN & REPORTING LAN | EA | 2 |  | Included | 0
93 | 7000023989 | 1280 | SCADA-Supply | 1000011437 | Computer System Hardware -External DMZ LAN Switch (Layer 3) | EA | 2 |  | Included | 0
97 | 7000023989 | 2540 | SCADA-Supply | 1000027633 | 24 PORT L-3 LAN SWITCH | EA | 2 |  | Included | 0
95 | 7000023989 | 1300 | SCADA-Supply | 1000013598 | Computer System Hardware -ICCP LAN Switch (Layer 3) | EA | 2 |  | Included | 0
96 | 7000023989 | 2530 | SCADA-Supply | 1000070974 | 24 PORT L3- LAN SWITCH FOR FIREWALLS | EA | 6 |  | Included | 0
94 | 7000023989 | 1290 | SCADA-Supply | 1000063984 | 24 PORT L3- LAN SWITCH FOR SERVER MANAGEMENT LAN | EA | 1 |  | Included | 0
98 | 7000023989 | 2550 | SCADA-Supply | 1000070973 | 24 PORT FC SWITCH FOR SAN SWITCH | EA | 2 |  | Included | 0
99 | 7000023989 | 1310 | SCADA-Supply | 1000026347 | External Firewall with NIPS andcentralised mangement | EA | 2 |  | Included | 0
100 | 7000023989 | 1320 | SCADA-Supply | 1000045966 | Internal Firewall with NIPS andcentralised mangement | EA | 2 |  | Included | 0
101 | 7000023989 | 1330 | SCADA-Supply | 1000064002 | EXTERNAL FIREWALL WITH NIPS FOR ICCP AND RTU AND CENTRALISED MANGEMENT | EA | 2 |  | Included | 0
102 | 7000023989 | 1340 | SCADA-Supply | 1000053101 | PROCESSOR TERMINAL -LAPTOP | EA | 1 |  | Included | 0
103 | 7000023989 | 2620 | SCADA-Supply | 1000063050 | WORKSTATION CONSOLE | EA | 4 |  | Included | 0
104 | 7000023989 | 1360 | SCADA-Supply | 1000060217 | DUAL MONITORS FOR WORKSTATIONS | EA | 4 |  | Included | 0
105 | 7000023989 | 1370 | SCADA-Supply | 1000064036 | WORKSTATION FOR PDS | EA | 1 |  | Included | 0
106 | 7000023989 | 1380 | SCADA-Supply | 1000063998 | DUAL MONITOR FOR PDS | EA | 1 |  | Included | 0
107 | 7000023989 | 1390 | SCADA-Supply | 1000010514 | DTS Workstation console | EA | 1 |  | Included | 0
108 | 7000023989 | 1400 | SCADA-Supply | 1000064000 | DUAL MONITORS FOR DTS | EA | 1 |  | Included | 0
109 | 7000023989 | 1410 | SCADA-Supply | 1000009297 | Color Laser Printer | EA | 2 |  | Included | 0
110 | 7000023989 | 1420 | SCADA-Supply | 1000007095 | Computer System Hardware - Black & White Laser Printer cum MultiFunction Device | EA | 1 |  | Included | 0
111 | 7000023989 | 1430 | SCADA-Supply | 1000060300 | TIME & FREQUENCY SYSTEM NAVIC BASED (WITH FAILBACK TO GPS) | LOT | 1 |  | Included | 0
112 | 7000023989 | 1440 | SCADA-Supply | 1000010618 | Computer System Hardware - Digital Display for Day | EA | 1 |  | Included | 0
113 | 7000023989 | 1450 | SCADA-Supply | 1000010620 | Computer System Hardware - Digital Display for Time | EA | 1 |  | Included | 0
114 | 7000023989 | 1460 | SCADA-Supply | 1000010619 | Computer System Hardware - Digital Display for Frequency | EA | 1 |  | Included | 0
115 | 7000023989 | 1470 | SCADA-Supply | 1000060447 | DIGITAL DISPLAY FOR DATE | NO | 1 |  | Included | 0
116 | 7000023989 | 1480 | SCADA-Supply | 1000060229 | ENERGY ACCOUNTING AND BILLING SOFTWARE SERVER | EA | 2 |  | Included | 0
117 | 7000023989 | 1490 | SCADA-Supply | 1000022276 | Computer System Hardware - Video Projection System (Having 3x2 Module configuration with each module of 70" diagonal LED back lit projection display) | LOT | 1 |  | Included | 0
118 | 7000023989 | 1500 | SCADA-Supply | 1000049896 | 44U SERVER RACK/PANELS WITH IP Based KVM SWITCH & RACK MOUNTED MONITOR | LOT | 3 |  | Included | 0
119 | 7000023989 | 1510 | SCADA-Supply | 1000060307 | FURNITURE - WORKSTATION DESK AND CHAIR AND PRINTER TABLE | LOT | 1 |  | Included | 0
120 | 7000023989 | 1520 | SCADA-Supply | 1000060243 | FURNITURE FOR CONFERENCE ROOM (TABLE AND CHAIRS) | LOT | 1 |  | Included | 0
121 | 7000023989 | 1530 | SCADA-Supply | 1000063978 | REMOTE CONSOLES WITH CPU (55" MONITOR) | EA | 2 |  | Included | 0
122 | 7000023989 | 1540 | SCADA-Supply | 1000063990 | 55" MONITOR FOR REMOTE CONSOLE | EA | 2 |  | Included | 0
123 | 7000023989 | 2560 | SCADA-Supply | 1000070977 | REMOTE DIAGNOSTIC SYSTEM | EA | 1 |  | Included | 0
124 | 7000023989 | 1550 | SCADA-Supply | 1000022025 | Uninterrupted Power supply - 40 kVA (32kW at 0.8 pf) UPS running inparallel | EA | 2 |  | Included | 0
125 | 7000023989 | 1560 | SCADA-Supply | 1000022286 | VRLA type Battery banks for UPS (eachbank of atleast 76.8 kVAH) | EA | 2 |  | Included | 0
126 | 7000023989 | 1570 | SCADA-Supply | 1000013907 | Input ACDB (150 kVA rating) | EA | 1 |  | Included | 0
127 | 7000023989 | 1580 | SCADA-Supply | 1000016854 | Output ACDB (100 kVA rating) | EA | 1 |  | Included | 0
128 | 7000023989 | 1590 | SCADA-Supply | 1000045660 | ACCESSORIES FOR MAINTENANCE OF VRLA TYPE BATTERIES | LOT | 1 |  | Included | 0
129 | 7000023989 | 1600 | SCADA-Supply | 1000022029 | UPS Monitoring System and it's integration with SCADA System | LOT | 1 |  | Included | 0
130 | 7000023989 | 1610 | SCADA-Supply | 1000014162 | Isolation Transformer of double the UPS rating | LOT | 1 |  | Included | 0
131 | 7000023989 | 1620 | SCADA-Supply | 1000017729 | Power Distribution and cabling work required to establish UPS | LOT | 1 |  | Included | 0
132 | 7000023989 | 1630 | SCADA-Supply | 1000022205 | Video Conferencing Equipment:- Multipoint Conference Unit (MCU) | LOT | 2 |  | Included | 0
133 | 7000023989 | 1640 | SCADA-Supply | 1000022202 | Video Conferencing Equipment:- Configuration Laptop with assciated accessories | EA | 1 |  | Included | 0
134 | 7000023989 | 1650 | SCADA-Supply | 1000022206 | Video Conferencing Equipment:- Video Endpoints | LOT | 1 |  | Included | 0
135 | 7000023989 | 1660 | SCADA-Supply | 1000022203 | Video Conferencing Equipment:- HD Camera | EA | 2 |  | Included | 0
136 | 7000023989 | 1670 | SCADA-Supply | 1000022204 | Video Conferencing Equipment:- Microphone Base Station | SET | 1 |  | Included | 0
137 | 7000023989 | 2330 | SCADA-Supply | 1000022207 | Video Conferencing Equipment:- Wireless Microphones | EA | 2 |  | Included | 0
138 | 7000023989 | 2340 | SCADA-Supply | 1000022201 | Video Conferencing Equipment:- Collar Microphones | EA | 2 |  | Included | 0
139 | 7000023989 | 2350 | SCADA-Supply | 1000028053 | VC-LCD Video Wall | EA | 2 |  | Included | 0
140 | 7000023989 | 2360 | SCADA-Supply | 1000022197 | Video Conferencing Equipment:- Wall mounted Line Array Speakers | EA | 1 |  | Included | 0
141 | 7000023989 | 2370 | SCADA-Supply | 1000022196 | Video Conferencing Equipment:- Dual Channel Power Amplifier | EA | 1 |  | Included | 0
Spare at Main Control Center | [9 empty] | 0 | 0 | 0 | 0 | 0
142 | 7000023989 | 2650 | SCADA-spare | 1000052646 | MANDATORY SPARES- SERVERS ( ONE OF EACH TYPE) | EA | 2 |  | Included | 0
143 | 7000023989 | 2640 | SCADA-spare | 1000063050 | WORKSTATION CONSOLE | EA | 1 |  | Included | 0
144 | 7000023989 | 570 | SCADA-spare | 1000018765 | Computer System Hardware - SCADA LAN Switch (Layer 3) | EA | 2 |  | Included | 0
145 | 7000023989 | 2660 | SCADA-spare | 1000052647 | MANDATORY SPARES-ROUTERS | EA | 1 |  | Included | 0
146 | 7000023989 | 2740 | SCADA-spare | 1000045966 | Internal Firewall with NIPS and centralised mangement | EA | 1 |  | Included | 0
147 | 7000026330 | 30 | SCADA-spare | 1000026347 | External Firewall with NIPS and centralised mangement | EA | 1 |  | Included | 0
148 | 7000023989 | 600 | SCADA-spare | 1000020891 | Tape drive as per specification | EA | 1 |  | Included | 0
149 | 7000023989 | 610 | SCADA-spare | 1000060268 | ONE COMPLETE VPS MODULE WITHOUT SCREEN / FRAME STRUCTURE | LOT | 1 |  | Included | 0
150 | 7000023989 | 620 | SCADA-spare | 1000052649 | MANDATORY SPARES- VPS CONTROLLER WITH ALL INTERFACE CARDS | SET | 1 |  | Included | 0
151 | 7000023989 | 630 | SCADA-spare | 1000041586 | SPARES FOR VPS LED PACK OF THREE COLORS (RED, GREEN & BLUE) - ONE SETFOR EACH MODULE | EA | 1 |  | Included | 0
152 | 7000023989 | 640 | SCADA-spare | 1000026512 | VPS Dust Filter | EA | 12 |  | Included | 0
153 | 7000023989 | 2670 | SCADA-spare | 1000070587 | MCCB/MCB/ISOLATOR/ SWITCH/CONTACTOR OF EACH TYPE & RATING | LOT | 1 |  | Included | 0
154 | 7000023989 | 2680 | SCADA-spare | 1000070584 | FUSE OF EACH TYPE & RATING | LOT | 1 |  | Included | 0
155 | 7000023989 | 2690 | SCADA-spare | 1000070580 | DC FILTER ASSEMBLY | LOT | 1 |  | Included | 0
156 | 7000023989 | 2700 | SCADA-spare | 1000070586 | INPUT AC FILTER ASSEMBLY | LOT | 1 |  | Included | 0
157 | 7000023989 | 2710 | SCADA-spare | 1000070588 | OUTPUT AC FILTER ASSEMBLY | LOT | 1 |  | Included | 0
158 | 7000023989 | 2730 | SCADA-spare | 1000070582 | ELECTRONIC PRINTED CIRCUIT BOARD /CARD OF EACH TYPE (INCLUDING ALLCARDS/MODULES FOR RECTIFIER/CHARGER, INVERTER, SYSTEM CARD, DISPLAYMODULE, INTERFACE CARDS ETC.) | LOT | 1 |  | Included | 0
159 | 7000023989 | 2720 | SCADA-spare | 1000070591 | POWER SEMICONDUCTOR DEVICES OF EACH TYPE & RATING SUCH AS SCRS, IGBTS ETC. FOR RECTIFIER/ CHARGER MODULE, INVERTER MODULE, STATIC SWITCHMODULE FOR ALL THE THREE PHASES | LOT | 1 |  | Included | 0
(B) Backup Control Center | [9 empty] | 0
Software at Backup Control Center | [9 empty] | 0 | 0 | 0 | 0 | 0
160 | 7000023989 | 720 | SCADA-Supply | 1000063040 | SCADA APPLICATION SOFTWARE | LOT | 1 |  | Included | 0
161 | 7000023989 | 730 | SCADA-Supply | 1000019870 | Application Software - CFE Communication | LOT | 1 |  | Included | 0
162 | 7000023989 | 740 | SCADA-Supply | 1000019872 | Application Software - ICCP Communication | LOT | 1 |  | Included | 0
163 | 7000023989 | 750 | SCADA-Supply | 1000011068 | EMS Applications - State Estimator | LOT | 1 |  | Included | 0
164 | 7000023989 | 760 | SCADA-Supply | 1000011063 | EMS Applications - Contingency Analysis | LOT | 1 |  | Included | 0
165 | 7000023989 | 770 | SCADA-Supply | 1000060453 | SECURITY ENHANCEMENT | LOT | 1 |  | Included | 0
166 | 7000023989 | 780 | SCADA-Supply | 1000011065 | EMS Applications - Optimal Power flow | LOT | 1 |  | Included | 0
167 | 7000023989 | 790 | SCADA-Supply | 1000011066 | EMS Applications - Outage Scheduler | LOT | 1 |  | Included | 0
168 | 7000023989 | 800 | SCADA-Supply | 1000011069 | EMS Applications - Transmission Line/Corridor Capability Monitor (TCM) | LOT | 1 |  | Included | 0
169 | 7000026331 | 10 | SCADA-Supply | 1000026412 | Advanced Application-Short Circuit analysis | LOT | 1 |  | Included | 0
170 | 7000023989 | 810 | SCADA-Supply | 1000041556 | REMC SOFTWARE FOR FORECASTING APPLICATION SOFTWARE | LOT | 1 |  | Included | 0
171 | 7000023989 | 820 | SCADA-Supply | 1000041584 | REMC SOFTWARE FOR SCHEDULING APPLICATION SOFTWARE | LOT | 1 |  | Included | 0
172 | 7000023989 | 2940 | SCADA-Supply | 1000062916 | DATABASE DEVELOPMENT SYSTEM (PDS) | LOT | 1 |  | Included | 0
173 | 7000023989 | 840 | SCADA-Supply | 1000022679 | Web Server Application Software - Web Server system | LOT | 1 |  | Included | 0
174 | 7000023989 | 850 | SCADA-Supply | 1000010549 | Web Server Application Software - Data Replica System | LOT | 1 |  | Included | 0
175 | 7000023989 | 860 | SCADA-Supply | 1000019871 | Information Storage & Retrivel System - Data Historian Software | LOT | 1 |  | Included | 0
176 | 7000023989 | 2760 | SCADA-Supply | 1000052637 | IDENTITY MANAGEMENT SOFTWARE | LOT | 1 |  | Included | 0
177 | 7000023989 | 2770 | SCADA-Supply | 1000017495 | Application Software - Patch Management Software | LOT | 1 |  | Included | 0
178 | 7000023989 | 880 | SCADA-Supply | 1000063028 | HIDS APPLICATION SOFTWARE | LOT | 1 |  | Included | 0
179 | 7000023989 | 890 | SCADA-Supply | 1000064001 | END POINT SECURITY SOLUTION WITH CENTRALISED MANAGEMENT | EA | 50 |  | Included | 0
180 | 7000023989 | 1680 | SCADA-Supply | 1000062914 | CENTRALISED MANAGEMENT AND LOG ANALYSER OF FIREWALL | LOT | 1 |  | Included | 0
181 | 7000023989 | 1690 | SCADA-Supply | 1000015892 | Application Software -Network Management System | LOT | 1 |  | Included | 0
182 | 7000023989 | 1700 | SCADA-Supply | 1000026402 | Web and security SystemÂ -Security information and Event management -Software | LOT | 1 |  | Included | 0
183 | 7000023989 | 1710 | SCADA-Supply | 1000041582 | REMC SOFTWARE FOR REPORT DEVELOPMENT AND GENERATION | LOT | 1 |  | Included | 0
184 | 7000023989 | 1720 | SCADA-Supply | 1000019875 | Software for SAN | LOT | 1 |  | Included | 0
185 | 7000023989 | 1730 | SCADA-Supply | 1000063252 | SOFTWARE FOR STORAGE SERVER NAS | LOT | 1 |  | Included | 0
186 | 7000023989 | 1740 | SCADA-Supply | 1000050137 | SOFTWARE FOR SERVER MANAGEMENT SYSTEM | EA | 1 |  | Included | 0
187 | 7000023989 | 1750 | SCADA-Supply | 1000060228 | ENERGY ACCOUNTING AND BILLING SOFTWARE | LOT | 1 |  | Included | 0
188 | 7000023989 | 2850 | SCADA-Supply | 1000069080 | SMS & EMAIL INTERFACE | LOT | 1 |  | Included | 0
189 | 7000023989 | 2790 | SCADA-Supply | 1000060450 | LOAD FORECASTING | LOT | 1 |  | Included | 0
190 | 7000023989 | 2800 | SCADA-Supply | 1000070975 | DISPLAY SCREEN RECORDING SOFTWARE | EA | 1 |  | Included | 0
Hardware at Backup Control Center | [9 empty] | 0
191 | 7000023989 | 1770 | SCADA-Supply | 1000018775 | Computer System Hardware - SCADA/EMS Applications Server | EA | 2 |  | Included | 0
192 | 7000023989 | 1780 | SCADA-Supply | 1000041547 | REMC HARDWARE FOR APPLICATION (FORECASTING & SCHEDULING SERVER) | EA | 2 |  | Included | 0
193 | 7000023989 | 2290 | SCADA-Supply | 1000013599 | Computer System Hardware - ICCP server | EA | 2 |  | Included | 0
194 | 7000023989 | 2300 | SCADA-Supply | 1000009307 | Computer System Hardware - Communication Front End (CFE) | EA | 2 |  | Included | 0
195 | 7000023989 | 2310 | SCADA-Supply | 1000064110 | DATA HISTORIAN SERVER/DATA STORAGE SERVER | EA | 2 |  | Included | 0
196 | 7000023989 | 2810 | SCADA-Supply | 1000070976 | PROGRAM DEVELOPMENT SYSTEM (PDS) | EA | 1 |  | Included | 0
197 | 7000023989 | 1790 | SCADA-Supply | 1000028005 | Configuration management Server cum centralised management console | EA | 2 |  | Included | 0
198 | 7000023989 | 2750 | SCADA-Supply | 1000063251 | IDENTITY MANAGEMENT SERVER | EA | 2 |  | Included | 0
199 | 7000023989 | 2780 | SCADA-Supply | 1000017494 | Computer System Hardware -Patch Management Server | EA | 2 |  | Included | 0
200 | 7000023989 | 1810 | SCADA-Supply | 1000015824 | Computer System Hardware - NMS server | EA | 2 |  | Included | 0
201 | 7000023989 | 1820 | SCADA-Supply | 1000028012 | Web System-Web Server | EA | 2 |  | Included | 0
202 | 7000023989 | 1830 | SCADA-Supply | 1000010548 | Data Replica Server | EA | 2 |  | Included | 0
203 | 7000023989 | 2900 | SCADA-Supply | 1000063996 | DRS DMZ SERVERS AS PER TECHNICAL SPECIFICATION | EA | 1 |  | Included | 0
204 | 7000023989 | 1840 | SCADA-Supply | 1000045702 | SERVER MANAGEMENT CONSOLE | EA | 1 |  | Included | 0
205 | 7000023989 | 1850 | SCADA-Supply | 1000041583 | REMC HARDWARE FOR SAN MANAGEMENT SERVER ALONG WITH SAN BOX & SWITCH AND MASS STORAGE (SAN) | EA | 2 |  | Included | 0
206 | 7000026331 | 20 | SCADA-Supply | 1000015807 | NETWORK AREA STORAGE (NAS) | EA | 1 |  | Included | 0
207 | 7000023989 | 1870 | SCADA-Supply | 1000041566 | REMC HARDWARE FOR REPOSITORY SERVER | EA | 2 |  | Included | 0
208 | 7000023989 | 1880 | SCADA-Supply | 1000044047 | REMC HARDWARWE TAPE LIBRARY | LOT | 1 |  | Included | 0
209 | 7000023989 | 2820 | SCADA-Supply | 1000049898 | ANTIVIRUS MANAGEMENT SERVER | EA | 2 |  | Included | 0
210 | 7000023989 | 2910 | SCADA-Supply | 1000062910 | ANTI-APT | EA | 1 |  | Included | 0
213 | 7000023989 | 2880 | SCADA-Supply | 1000071360 | WAN ROUTERS FOR ICCP COMMUNICATIONS | EA | 2 |  | Included | 0
211 | 7000023989 | 2860 | SCADA-Supply | 1000071361 | WAN ROUTERS FOR RTU COMMUNICATIONS | EA | 2 |  | Included | 0
212 | 7000023989 | 2870 | SCADA-Supply | 1000064031 | WAN ROUTER CUM FIREWALL FOR PDS | EA | 1 |  | Included | 0
214 | 7000023989 | 2890 | SCADA-Supply | 1000071359 | WAN ROUTER FOR EXTERNAL WORLD CONNECTIVITY | EA | 2 |  | Included | 0
215 | 7000023989 | 1920 | SCADA-Supply | 1000018765 | Computer System Hardware - SCADA LAN Switch (Layer 3) | EA | 2 |  | Included | 0
216 | 7000023989 | 1930 | SCADA-Supply | 1000010547 | Computer System Hardware -Data LAN Switch (Layer 3) | EA | 2 |  | Included | 0
217 | 7000023989 | 1940 | SCADA-Supply | 1000063987 | 24 PORT L3- LAN SWITCH FOR HISTORIAN & REPORTING LAN | EA | 2 |  | Included | 0
218 | 7000023989 | 1950 | SCADA-Supply | 1000011437 | Computer System Hardware -External DMZ LAN Switch (Layer 3) | EA | 2 |  | Included | 0
221 | 7000023989 | 2830 | SCADA-Supply | 1000027633 | 24 PORT L-3 LAN SWITCH | EA | 2 |  | Included | 0
220 | 7000023989 | 2380 | SCADA-Supply | 1000013598 | Computer System Hardware -ICCP LAN Switch (Layer 3) | EA | 2 |  | Included | 0
223 | 7000023989 | 2920 | SCADA-Supply | 1000070974 | 24 PORT L3- LAN SWITCH FOR FIREWALLS | EA | 6 |  | Included | 0
219 | 7000023989 | 1960 | SCADA-Supply | 1000063984 | 24 PORT L3- LAN SWITCH FOR SERVER MANAGEMENT LAN | EA | 1 |  | Included | 0
222 | 7000023989 | 2840 | SCADA-Supply | 1000070973 | 24 PORT FC SWITCH FOR SAN SWITCH | EA | 2 |  | Included | 0
224 | 7000023989 | 1970 | SCADA-Supply | 1000026347 | External Firewall with NIPS andcentralised mangement | EA | 2 |  | Included | 0
225 | 7000023989 | 1980 | SCADA-Supply | 1000045966 | Internal Firewall with NIPS andcentralised mangement | EA | 2 |  | Included | 0
226 | 7000023989 | 1990 | SCADA-Supply | 1000064002 | EXTERNAL FIREWALL WITH NIPS FOR ICCP AND RTU AND CENTRALISED MANGEMENT | EA | 2 |  | Included | 0
227 | 7000023989 | 2000 | SCADA-Supply | 1000053101 | PROCESSOR TERMINAL -LAPTOP | EA | 1 |  | Included | 0
228 | 7000023989 | 2930 | SCADA-Supply | 1000063050 | WORKSTATION CONSOLE | EA | 3 |  | Included | 0
229 | 7000023989 | 2020 | SCADA-Supply | 1000060217 | DUAL MONITORS FOR WORKSTATIONS | EA | 3 |  | Included | 0
230 | 7000023989 | 2030 | SCADA-Supply | 1000064036 | WORKSTATION FOR PDS | EA | 1 |  | Included | 0
231 | 7000023989 | 2040 | SCADA-Supply | 1000063998 | DUAL MONITOR FOR PDS | EA | 1 |  | Included | 0
232 | 7000023989 | 2050 | SCADA-Supply | 1000010514 | DTS Workstation console | EA | 1 |  | Included | 0
233 | 7000023989 | 2060 | SCADA-Supply | 1000064000 | DUAL MONITORS FOR DTS | EA | 1 |  | Included | 0
234 | 7000023989 | 2070 | SCADA-Supply | 1000009297 | Color Laser Printer | EA | 2 |  | Included | 0
235 | 7000023989 | 2080 | SCADA-Supply | 1000007095 | Computer System Hardware - Black & White Laser Printer cum MultiFunction Device | EA | 1 |  | Included | 0
236 | 7000023989 | 2090 | SCADA-Supply | 1000060300 | TIME & FREQUENCY SYSTEM NAVIC BASED (WITH FAILBACK TO GPS) | LOT | 1 |  | Included | 0
237 | 7000023989 | 2100 | SCADA-Supply | 1000010618 | Computer System Hardware - Digital Display for Day | EA | 1 |  | Included | 0
238 | 7000023989 | 2110 | SCADA-Supply | 1000010620 | Computer System Hardware - Digital Display for Time | EA | 1 |  | Included | 0
239 | 7000023989 | 2120 | SCADA-Supply | 1000010619 | Computer System Hardware - Digital Display for Frequency | EA | 1 |  | Included | 0
240 | 7000023989 | 2130 | SCADA-Supply | 1000060447 | DIGITAL DISPLAY FOR DATE | NO | 1 |  | Included | 0
241 | 7000023989 | 2140 | SCADA-Supply | 1000060229 | ENERGY ACCOUNTING AND BILLING SOFTWARE SERVER | EA | 2 |  | Included | 0
242 | 7000023989 | 2150 | SCADA-Supply | 1000049896 | 44U SERVER RACK/PANELS WITH IP Based KVM SWITCH & RACK MOUNTED MONITOR | LOT | 3 |  | Included | 0
243 | 7000023989 | 2160 | SCADA-Supply | 1000060307 | FURNITURE - WORKSTATION DESK AND CHAIR AND PRINTER TABLE | LOT | 1 |  | Included | 0
244 | 7000023989 | 2170 | SCADA-Supply | 1000063978 | REMOTE CONSOLES WITH CPU (55" MONITOR) | EA | 1 |  | Included | 0
245 | 7000023989 | 2180 | SCADA-Supply | 1000063990 | 55" MONITOR FOR REMOTE CONSOLE | EA | 1 |  | Included | 0
246 | 7000023989 | 2190 | SCADA-Supply | 1000022205 | Video Conferencing Equipment:- Multipoint Conference Unit (MCU) | LOT | 2 |  | Included | 0
247 | 7000023989 | 2200 | SCADA-Supply | 1000022202 | Video Conferencing Equipment:- Configuration Laptop with assciated accessories | EA | 1 |  | Included | 0
248 | 7000023989 | 2210 | SCADA-Supply | 1000022206 | Video Conferencing Equipment:- Video Endpoints | LOT | 1 |  | Included | 0
249 | 7000023989 | 2220 | SCADA-Supply | 1000022203 | Video Conferencing Equipment:- HD Camera | EA | 2 |  | Included | 0
250 | 7000023989 | 2230 | SCADA-Supply | 1000022204 | Video Conferencing Equipment:- Microphone Base Station | SET | 1 |  | Included | 0
251 | 7000023989 | 2240 | SCADA-Supply | 1000022207 | Video Conferencing Equipment:- Wireless Microphones | EA | 2 |  | Included | 0
252 | 7000023989 | 2250 | SCADA-Supply | 1000022201 | Video Conferencing Equipment:- Collar Microphones | EA | 2 |  | Included | 0
253 | 7000023989 | 2260 | SCADA-Supply | 1000028053 | VC-LCD Video Wall | EA | 2 |  | Included | 0
254 | 7000023989 | 2270 | SCADA-Supply | 1000022197 | Video Conferencing Equipment:- Wall mounted Line Array Speakers | EA | 1 |  | Included | 0
255 | 7000023989 | 2280 | SCADA-Supply | 1000022196 | Video Conferencing Equipment:- Dual Channel Power Amplifier | EA | 1 |  | Included | 0
Spare at Backup Control Center | [9 empty] | 0
256 | 7000023989 | 2950 | SCADA-spare | 1000052646 | MANDATORY SPARES- SERVERS ( ONE OF EACH TYPE) | EA | 2 |  | Included | 0
257 | 7000023989 | 2960 | SCADA-spare | 1000063050 | WORKSTATION CONSOLE | EA | 1 |  | Included | 0
258 | 7000023989 | 920 | SCADA-spare | 1000018765 | Computer System Hardware - SCADA LAN Switch (Layer 3) | EA | 1 |  | Included | 0
259 | 7000023989 | 2970 | SCADA-spare | 1000052647 | MANDATORY SPARES-ROUTERS | EA | 1 |  | Included | 0
260 | 7000026331 | 30 | SCADA-spare | 1000026347 | External Firewall with NIPS and centralised mangement | EA | 1 |  | Included | 0
261 | 7000023989 | 2980 | SCADA-spare | 1000045966 | Internal Firewall with NIPS andcentralised mangement | EA | 1 |  | Included | 0
262 | 7000023989 | 950 | SCADA-spare | 1000020891 | Tape drive as per specification | EA | 1 |  | Included | 0
[5 empty] | Total F&I Price |  |  |  | 0 | 0
# | Bidders to note that the item description under various schedules are through unique material ID for respective items under SAP ERP System and therefore, identical item description appears in schedule-1(Ex-works) & schedule-2(F&I). However, the prices to be quoted in Price Schedule-2(F&I) shall be towards Local Transportation, Insurance and other Incidental Services only in line with clause ITB 11.4(b).
Date: | --
Place: | [6 empty] | Printed Name :
Designation :
Click for Sch-3

## Sch-3
Specification No: CC/NT/W-SCADA/DOM/A00/23/08709 | [14 empty] | Schedule - 3
Package-I: Establishment of SLDC cum REMC for UT of Ladakh under consultancy assignment for Establishment of SLDC cum REMC for UT of Ladakh. | [19 empty] | As per Lum-sum |  | 0%
(SCHEDULE OF RATES AND PRICES ) | [19 empty] | AS per Percent |  | #REF!
[20 empty] | As per lum-sum on Sch-3 |  | 0%
Bidder’s Name and Address (Sole Bidder) : | [11 empty] | To: | [7 empty] | As per Percent on Sch-3 |  | #REF!
[12 empty] | Contracts Services, 3rd Floor | [7 empty] | Total Discount |  | #REF!
Name : | [11 empty] | Power Grid Corporation of India Ltd.,
Address : | [11 empty] | "Saudamini", Plot No.-2
[12 empty] | Sector-29, | [7 empty] | Multipackage lum-sum |  | #REF!
Gurugram (Haryana) - 122001
Installation Charges : | [20 empty] | Amount after Discount (Rs.) |  | Dis Alert | Amount after MPD (Rs.)
All Prices are in Indian Rupees.
SI. No. | PR No | PR Line Item No | Activity Header | PR Activity No | Activity Description | Service Code | SAC (Service Accounting Codes) | Whether SAC in column '8’ is confirmed. If not indicate applicable the SAC * | Rate of GST applicable ( in %) | Whether rate of GST in column ‘4’ is confirmed. If not indicate applicable rate of GST * | Description | Unit | Quantity | Unit Erection Charges | Total Erection Charges | Total GST as confirmed by Bidder |  |  |  |  | Unit Erection Charges | Total Erection Charges |  | Unit Erection Charges | Total Erection Charges
1 | 2 | 3 | 4 | 5 | 6 | 7 | 8 | 9 | 10 | 11 | 12 | 13 | 14 | 15 | 16 = 14 x 15 | 17 |  |  |  |  | 5 | 6 = 4 x 5 |  | 5 | 6 = 4 x 5
SCADA & REMC NIT | [20 empty] | Amount after Discount (Rs.) |  | Dis Alert | Amount after MPD (Rs.)
(A) Main Control Center
SubStation BoQ
1 | 7000023989 | 10 | 30 | 10 | Service : RTU & associated items | 100007220 | 998734 |  | 18% |  | RTU base equipment comprising panels, racks, sub-racks, Power Supply modules, Communication Modules, interfacing equipment,required converters & all other required items/accessories including completewiring for all modules . | EA | 24 |  | Included | 0 | 0 | 0 | 0
2 | 7000023989 | 10 | 30 | 20 | Service : RTU & associated items | 170002934 | 998732 |  | 18% |  | CPU Cards for RTU | EA | 48 |  | Included | 0 | 0 | 0 | 0
3 | 7000023989 | 10 | 30 | 30 | Service : RTU & associated items | 170002935 | 998732 |  | 18% |  | Digital Input Module (16 CHANNEL) for RTU | EA | 74 |  | Included | 0 | 0 | 0 | 0
4 | 7000023989 | 10 | 30 | 40 | Service : RTU & associated items | 170002936 | 998732 |  | 18% |  | Digital Output Module (8 CHANNEL) for RTU | EA | 36 |  | Included | 0 | 0 | 0 | 0
5 | 7000023989 | 10 | 30 | 50 | Service : RTU & associated items | 170002937 | 998732 |  | 18% |  | Analog Input Module for RTU | EA | 24 |  | Included | 0 | 0 | 0 | 0
6 | 7000023989 | 10 | 30 | 60 | Service : RTU & associated items | 170002938 | 998732 |  | 18% |  | Multi Function Transducers for RTU | EA | 141 |  | Included | 0 | 0 | 0 | 0
7 | 7000023989 | 10 | 30 | 70 | Service : RTU & associated items | 170002939 | 998732 |  | 18% |  | Weather Sensor for RTU | EA | 24 |  | Included | 0 | 0 | 0 | 0
8 | 7000023989 | 10 | 30 | 90 | Service : RTU & associated items | 170003021 | 998732 |  | 18% |  | OLTC Transducer for RTU | EA | 30 |  | Included | 0 | 0 | 0 | 0
9 | 7000023989 | 10 | 30 | 100 | Service : RTU & associated items | 170003022 | 998732 |  | 18% |  | Contact Multiflying Relays (CMRs) FOR RTU | EA | 1010 |  | Included | 0 | 0 | 0 | 0
10 | 7000023989 | 10 | 30 | 110 | Service : RTU & associated items | 170003023 | 998732 |  | 18% |  | Time Sychronization Equipment without Display for RTU | SET | 24 |  | Included | 0 | 0 | 0 | 0
11 | 7000023989 | 10 | 30 | 120 | Service : RTU & associated items | 170003024 | 998732 |  | 18% |  | Heavy Duty Relay for RTU | EA | 190 |  | Included | 0 | 0 | 0 | 0
12 | 7000023989 | 10 | 30 | 130 | Service : RTU & associated items | 170003025 | 998732 |  | 18% |  | Supervisory Interface Cubicles(SIC) panel for mounting MFTs, CMR etc if required | SET | 24 |  | Included | 0 | 0 | 0 | 0
13 | 7000023989 | 10 | 30 | 140 | Service : RTU & associated items | 170003026 | 998732 |  | 18% |  | LDMS System Along with software | SET | 24 |  | Included | 0 | 0 | 0 | 0
14 | 7000023989 | 10 | 30 | 150 | Service : RTU & associated items | 170003027 | 998732 |  | 18% |  | Furniture for LDMS system(1 Table & 1 Chair) | SET | 24 |  | Included | 0 | 0 | 0 | 0
15 | 7000023989 | 10 | 30 | 160 | Service : RTU & associated items | 170003028 | 998732 |  | 18% |  | Inverter for LDMS | EA | 24 |  | Included | 0 | 0 | 0 | 0
16 | 7000023989 | 10 | 30 | 170 | Service : RTU & associated items | 170003029 | 998732 |  | 18% |  | Cables for RTU | LOT | 24 |  | Included | 0 | 0 | 0 | 0
17 | 7000023989 | 10 | 30 | 180 | Service : RTU & associated items | 170004474 | 998734 |  | 18% |  | Laptop for PCMT | EA | 3 |  | Included | 0 | 0 | 0 | 0
18 | 7000023989 | 10 | 30 | 190 | Service : RTU & associated items | 170004335 | 998734 |  | 18% |  | Integration of RTU with Control Centres (SLDC/RLDC) on IEC101/104 at substation & control centre | LOT | 24 |  | Included | 0 | 0 | 0 | 0
19 | 7000023989 | 30 | 70 | 10 | Service : DCPS & associated items | 100002853 | 998734 |  | 18% |  | 35A SMPS based 48V DC Power Supply (DCPS) system. | EA | 24 |  | Included | 0 | 0 | 0 | 0
20 | 7000023989 | 30 | 70 | 20 | Service : DCPS & associated items | 100002854 | 998734 |  | 18% |  | 450Ah VRLA type Battery bank for above DCPS system ( with 8 Hrs backup). | EA | 24 |  | Included | 0 | 0 | 0 | 0
Software at Main Control Center | [15 empty] | 0 | 0 | 0 | 0
21 | 7000023989 | 40 | 90 | 1130 | SCADA-Service | 170004094 | 998734 |  | 18% |  | INSTALLATION OF SCADA | LOT | 1 |  | Included | 0 | 0 | 0 | 0
22 | 7000023989 | 40 | 90 | 1140 | SCADA-Service | 170001290 | 998734 |  | 18% |  | Application Software - CFE Communication | LOT | 1 |  | Included | 0 | 0 | 0 | 0
23 | 7000023989 | 40 | 90 | 1150 | SCADA-Service | 170001099 | 998734 |  | 18% |  | Application Software - ICCP Communication | LOT | 1 |  | Included | 0 | 0 | 0 | 0
24 | 7000023989 | 40 | 90 | 1160 | SCADA-Service | 170003283 | 998734 |  | 18% |  | EMS Applications - State Estimator | LOT | 1 |  | Included | 0 | 0 | 0 | 0
25 | 7000023989 | 40 | 90 | 1170 | SCADA-Service | 170003287 | 998734 |  | 18% |  | EMS Applications - Contingency Analysis | LOT | 1 |  | Included | 0 | 0 | 0 | 0
26 | 7000023989 | 40 | 90 | 1180 | SCADA-Service | 170003737 | 998736 |  | 18% |  | SECURITY ENHANCEMENT | LOT | 1 |  | Included | 0 | 0 | 0 | 0
27 | 7000023989 | 40 | 90 | 1190 | SCADA-Service | 170003286 | 998734 |  | 18% |  | EMS Applications - Optimal Power flow | LOT | 1 |  | Included | 0 | 0 | 0 | 0
28 | 7000023989 | 40 | 90 | 1200 | SCADA-Service | 170003290 | 998734 |  | 18% |  | EMS Applications - Outage Scheduler | LOT | 1 |  | Included | 0 | 0 | 0 | 0
29 | 7000023989 | 40 | 90 | 1210 | SCADA-Service | 170003288 | 998734 |  | 18% |  | EMS Applications - Transmission Line/Corridor Capability Monitor (TCM) | LOT | 1 |  | Included | 0 | 0 | 0 | 0
30 | 7000023989 | 40 | 90 | 2150 | SCADA-Service | 170003682 | 998734 |  | 18% |  | Short Circuit Analysis | LOT | 1 |  | Included | 0 | 0 | 0 | 0
31 | 7000023989 | 40 | 90 | 1220 | SCADA-Service | 100005891 | 998734 |  | 18% |  | REMC Software for Forecasting Application Software | LOT | 1 |  | Included | 0 | 0 | 0 | 0
32 | 7000023989 | 40 | 90 | 1230 | SCADA-Service | 100005892 | 998734 |  | 18% |  | REMC Software for Scheduling Application Software | LOT | 1 |  | Included | 0 | 0 | 0 | 0
33 | 7000023989 | 40 | 90 | 1240 | SCADA-Service | 170004015 | 998734 |  | 18% |  | Database development system (PDS) | LOT | 1 |  | Included | 0 | 0 | 0 | 0
34 | 7000023989 | 40 | 90 | 2160 | SCADA-Service | 170004016 | 998734 |  | 18% |  | Test bench for FEP, SCADA, ICCP Integration and Cyber Security | LOT | 1 |  | Included | 0 | 0 | 0 | 0
35 | 7000023989 | 40 | 90 | 1250 | SCADA-Service | 170001297 | 998734 |  | 18% |  | Web Server Application Software - Web Server system | LOT | 1 |  | Included | 0 | 0 | 0 | 0
36 | 7000023989 | 40 | 90 | 1260 | SCADA-Service | 170003213 | 998734 |  | 18% |  | Web Server Application Software - Data Replica System | LOT | 1 |  | Included | 0 | 0 | 0 | 0
37 | 7000023989 | 40 | 90 | 1270 | SCADA-Service | 170003207 | 998734 |  | 18% |  | Information Storage & Retrivel System - Data Historian Software | LOT | 1 |  | Included | 0 | 0 | 0 | 0
38 | 7000023989 | 40 | 90 | 1280 | SCADA-Service | 170001299 | 998734 |  | 18% |  | Application Software - Document Management System software | LOT | 1 |  | Included | 0 | 0 | 0 | 0
39 | 7000023989 | 40 | 90 | 2180 | SCADA-Service | 170003216 | 998734 |  | 18% |  | Application Software - Identity Management Software | LOT | 1 |  | Included | 0 | 0 | 0 | 0
40 | 7000023989 | 40 | 90 | 2190 | SCADA-Service | 170003736 | 998736 |  | 18% |  | PATCH MANAGEMENT SOFTWARE | LOT | 1 |  | Included | 0 | 0 | 0 | 0
41 | 7000023989 | 40 | 90 | 1300 | SCADA-Service | 170001294 | 998734 |  | 18% |  | Web Server Application Software - Host based IDS for all machines in LAN connected to external firewall | LOT | 1 |  | Included | 0 | 0 | 0 | 0
42 | 7000023989 | 40 | 90 | 1310 | SCADA-Service | 170004273 | 998734 |  | 18% |  | Installation of End Point Security Solution with centralised management | EA | 50 |  | Included | 0 | 0 | 0 | 0
43 | 7000023989 | 40 | 90 | 1320 | SCADA-Service | 170004012 | 998734 |  | 18% |  | Centralised management and Log Analyser of firewall | LOT | 1 |  | Included | 0 | 0 | 0 | 0
44 | 7000023989 | 40 | 90 | 1330 | SCADA-Service | 170001291 | 998734 |  | 18% |  | Application Software -Network Management System | LOT | 1 |  | Included | 0 | 0 | 0 | 0
45 | 7000023989 | 40 | 90 | 1340 | SCADA-Service | 170003681 | 998734 |  | 18% |  | SIEM Software | LOT | 1 |  | Included | 0 | 0 | 0 | 0
46 | 7000023989 | 40 | 90 | 1350 | SCADA-Service | 170003210 | 998734 |  | 18% |  | Application software- Report development and generation software | LOT | 1 |  | Included | 0 | 0 | 0 | 0
47 | 7000023989 | 40 | 90 | 1360 | SCADA-Service | 170001293 | 998734 |  | 18% |  | Software for SAN | LOT | 1 |  | Included | 0 | 0 | 0 | 0
48 | 7000023989 | 40 | 90 | 1370 | SCADA-Service | 170002973 | 998734 |  | 18% |  | NAS Software | LOT | 1 |  | Included | 0 | 0 | 0 | 0
49 | 7000023989 | 40 | 90 | 1379 | SCADA-Service | 170003018 | 998734 |  | 18% |  | Software for Server Management System | LOT | 1 |  | Included | 0 | 0 | 0 | 0
50 | 7000023989 | 40 | 90 | 1390 | SCADA-Service | 170003685 | 998734 |  | 18% |  | Energy accounting and Billing Software | LOT | 1 |  | Included | 0 | 0 | 0 | 0
51 | 7000023989 | 40 | 90 | 1400 | SCADA-Service | 170004537 | 998734 |  | 18% |  | INSTALLATION OF SMS & EMAIL INTERFACE | LOT | 1 |  | Included | 0 | 0 | 0 | 0
52 | 7000023989 | 40 | 90 | 2210 | SCADA-Service | 170003716 | 998736 |  | 18% |  | DISPATCHER TRAINING SIMULATOR | LOT | 1 |  | Included | 0 | 0 | 0 | 0
53 | 7000023989 | 40 | 90 | 2220 | SCADA-Service | 170003728 | 998736 |  | 18% |  | LOAD FORECASTING | LOT | 1 |  | Included | 0 | 0 | 0 | 0
54 | 7000023989 | 40 | 90 | 2230 | SCADA-Service | 100044531 | 998734 |  | 18% |  | Installation of Display Screen Recording Software | LOT | 2 |  | Included | 0 | 0 | 0 | 0
Hardware at Main Control Center | [15 empty] | 0 | 0 | 0 | 0
55 | 7000023989 | 40 | 90 | 1410 | SCADA-Service | 170001302 | 998734 |  | 18% |  | Computer System Hardware - SCADA/EMS Applications Server | EA | 2 |  | Included | 0 | 0 | 0 | 0
56 | 7000023989 | 40 | 90 | 1420 | SCADA-Service | 100005894 | 998734 |  | 18% |  | REMC HARDWARE for Application (Forecasting & Scheduling Server) | EA | 2 |  | Included | 0 | 0 | 0 | 0
57 | 7000023989 | 40 | 90 | 1430 | SCADA-Service | 170001304 | 998734 |  | 18% |  | Computer System Hardware - ICCP server | EA | 2 |  | Included | 0 | 0 | 0 | 0
58 | 7000023989 | 40 | 90 | 1440 | SCADA-Service | 170001306 | 998734 |  | 18% |  | Computer System Hardware - Communication Front End (CFE) | EA | 2 |  | Included | 0 | 0 | 0 | 0
59 | 7000023989 | 40 | 90 | 1450 | SCADA-Service | 170004064 | 998734 |  | 18% |  | INSTALLATION OF DATA HISTORIAN SERVERS | EA | 2 |  | Included | 0 | 0 | 0 | 0
60 | 7000023989 | 40 | 90 | 2250 | SCADA-Service | 170004723 | 998734 |  | 18% |  | Installation of Program Development System (PDS) | EA | 1 |  | Included | 0 | 0 | 0 | 0
61 | 7000023989 | 40 | 90 | 2240 | SCADA-Service | 170004729 | 998734 |  | 18% |  | INSTALLATION OF TEST BENCH PDS as TS | EA | 1 |  | Included | 0 | 0 | 0 | 0
62 | 7000023989 | 40 | 90 | 1470 | SCADA-Service | 170002998 | 998734 |  | 18% |  | Installation of Configuration management Server cum centralised management console | EA | 2 |  | Included | 0 | 0 | 0 | 0
63 | 7000023989 | 40 | 90 | 2170 | SCADA-Service | 170004140 | 998734 |  | 18% |  | INSTALLATION OF IDENTITY MANAGEMENT SERVER | EA | 2 |  | Included | 0 | 0 | 0 | 0
64 | 7000023989 | 40 | 90 | 2200 | SCADA-Service | 170003232 | 998734 |  | 18% |  | Computer System Hardware -Patch Management Server | EA | 2 |  | Included | 0 | 0 | 0 | 0
65 | 7000023989 | 40 | 90 | 1490 | SCADA-Service | 170001305 | 998734 |  | 18% |  | Computer System Hardware - NMS server | EA | 2 |  | Included | 0 | 0 | 0 | 0
66 | 7000023989 | 40 | 90 | 1500 | SCADA-Service | 170002995 | 998734 |  | 18% |  | Web Server | EA | 2 |  | Included | 0 | 0 | 0 | 0
67 | 7000023989 | 40 | 90 | 1510 | SCADA-Service | 170002999 | 998734 |  | 18% |  | Data Replica Server | EA | 2 |  | Included | 0 | 0 | 0 | 0
68 | 7000023989 | 40 | 90 | 2260 | SCADA-Service | 170004279 | 998734 |  | 18% |  | Installation of DRS DMZ Servers as per technical specification | EA | 1 |  | Included | 0 | 0 | 0 | 0
69 | 7000023989 | 40 | 90 | 1520 | SCADA-Service | 100007210 | 998734 |  | 18% |  | Server management console | EA | 1 |  | Included | 0 | 0 | 0 | 0
70 | 7000023989 | 40 | 90 | 1530 | SCADA-Service | 100005896 | 998734 |  | 18% |  | REMC HARDWARE for SAN management server along with SAN box & switch and mass storage (SAN) | EA | 2 |  | Included | 0 | 0 | 0 | 0
71 | 7000023989 | 40 | 90 | 1540 | SCADA-Service | 170004141 | 998734 |  | 18% |  | INSTALLATION OF STORAGE SERVER NAS | EA | 1 |  | Included | 0 | 0 | 0 | 0
72 | 7000023989 | 40 | 90 | 1550 | SCADA-Service | 100005895 | 998734 |  | 18% |  | REMC Hardware for Repository Server | EA | 2 |  | Included | 0 | 0 | 0 | 0
73 | 7000023989 | 40 | 90 | 1560 | SCADA-Service | 170002056 | 998734 |  | 18% |  | REMC hardwarwe Tape Library . | LOT | 1 |  | Included | 0 | 0 | 0 | 0
74 | 7000023989 | 40 | 90 | 2290 | SCADA-Service | 170003764 | 998734 |  | 18% |  | DTS SERVER | EA | 1 |  | Included | 0 | 0 | 0 | 0
75 | 7000023989 | 40 | 90 | 2280 | SCADA-Service | 170003000 | 998734 |  | 18% |  | Antivirus Management Server | EA | 2 |  | Included | 0 | 0 | 0 | 0
76 | 7000023989 | 40 | 90 | 2270 | SCADA-Service | 170004014 | 998734 |  | 18% |  | Anti-APT | EA | 1 |  | Included | 0 | 0 | 0 | 0
77 | 7000023989 | 40 | 90 | 1570 | SCADA-Service | 170004724 | 998734 |  | 18% |  | Install- WAN Routers for ICCP communications | EA | 2 |  | Included | 0 | 0 | 0 | 0
78 | 7000023989 | 40 | 90 | 1580 | SCADA-Service | 170004726 | 998734 |  | 18% |  | Install- WAN Routers for RTU communications | EA | 2 |  | Included | 0 | 0 | 0 | 0
79 | 7000023989 | 40 | 90 | 1590 | SCADA-Service | 170004338 | 998734 |  | 18% |  | Installation of WAN Router cum firewall for PDS | EA | 2 |  | Included | 0 | 0 | 0 | 0
80 | 7000023989 | 40 | 90 | 2300 | SCADA-Service | 170004725 | 998734 |  | 18% |  | Install- WAN Router for external world connectivity | EA | 2 |  | Included | 0 | 0 | 0 | 0
81 | 7000023989 | 40 | 90 | 1600 | SCADA-Service | 170001310 | 998734 |  | 18% |  | Computer System Hardware - SCADA LAN Switch (Layer 3) | EA | 2 |  | Included | 0 | 0 | 0 | 0
82 | 7000023989 | 40 | 90 | 1610 | SCADA-Service | 170001311 | 998734 |  | 18% |  | Computer System Hardware -Data LAN Switch (Layer 3) | EA | 2 |  | Included | 0 | 0 | 0 | 0
83 | 7000023989 | 40 | 90 | 1620 | SCADA-Service | 170003726 | 998736 |  | 18% |  | L-3 LAN SWITCH FOR HISTORIAN & NMS LAN | EA | 2 |  | Included | 0 | 0 | 0 | 0
84 | 7000023989 | 40 | 90 | 1630 | SCADA-Service | 170001314 | 998734 |  | 18% |  | Computer System Hardware -External DMZ LAN Switch (Layer 3) | EA | 2 |  | Included | 0 | 0 | 0 | 0
88 | 7000023989 | 40 | 90 | 2310 | SCADA-Service | 100007212 | 998734 |  | 18% |  | 24 port L-3 LAN switch | EA | 2 |  | Included | 0 | 0 | 0 | 0
86 | 7000023989 | 40 | 90 | 1650 | SCADA-Service | 170001312 | 998734 |  | 18% |  | Computer System Hardware -ICCP LAN Switch (Layer 3) | EA | 2 |  | Included | 0 | 0 | 0 | 0
87 | 7000023989 | 40 | 90 | 2340 | SCADA-Service | 100044536 | 998734 |  | 18% |  | 24 Port L3-LAN Switch for firewall | EA | 6 |  | Included | 0 | 0 | 0 | 0
85 | 7000023989 | 40 | 90 | 1640 | SCADA-Service | 170001315 | 998734 |  | 18% |  | Computer System Hardware -Server Management LAN Switch (Layer 3) | EA | 1 |  | Included | 0 | 0 | 0 | 0
89 | 7000023989 | 40 | 90 | 2320 | SCADA-Service | 100044534 | 998734 |  | 18% |  | Install. Of 24 PORT FC SWITCH FOR SAN SWITCH | EA | 2 |  | Included | 0 | 0 | 0 | 0
90 | 7000023989 | 40 | 90 | 1660 | SCADA-Service | 170004347 | 998734 |  | 18% |  | Installation of External Firewall with NIPS and centralised mangement | EA | 2 |  | Included | 0 | 0 | 0 | 0
91 | 7000023989 | 40 | 90 | 1670 | SCADA-Service | 170004348 | 998734 |  | 18% |  | Installation of Internal Firewall with NIPS and centralised mangement | EA | 2 |  | Included | 0 | 0 | 0 | 0
92 | 7000023989 | 40 | 90 | 1680 | SCADA-Service | 170004349 | 998734 |  | 18% |  | Installation of External Firewall with NIPS for ICCP and RTU and centralised mangement | EA | 2 |  | Included | 0 | 0 | 0 | 0
93 | 7000023989 | 40 | 90 | 1690 | SCADA-Service | 170003236 | 998734 |  | 18% |  | Computer System Hardware - Laptop for maintenance | EA | 1 |  | Included | 0 | 0 | 0 | 0
94 | 7000023989 | 40 | 90 | 1700 | SCADA-Service | 170004077 | 998734 |  | 18% |  | INSTALLATION OF WORKSTATION CONSOLE | EA | 4 |  | Included | 0 | 0 | 0 | 0
95 | 7000023989 | 40 | 90 | 1710 | SCADA-Service | 170004727 | 998734 |  | 18% |  | Installation of Dual monitors for workstation as per TS | EA | 4 |  | Included | 0 | 0 | 0 | 0
96 | 7000023989 | 40 | 90 | 1720 | SCADA-Service | 170004307 | 998734 |  | 18% |  | Installation of workstation for PDS | EA | 1 |  | Included | 0 | 0 | 0 | 0
97 | 7000023989 | 40 | 90 | 1730 | SCADA-Service | 170004308 | 998734 |  | 18% |  | Installation of Dual monitor for PDS | EA | 1 |  | Included | 0 | 0 | 0 | 0
98 | 7000023989 | 40 | 90 | 1740 | SCADA-Service | 170004299 | 998734 |  | 18% |  | Installation of DTS Workstation console | EA | 1 |  | Included | 0 | 0 | 0 | 0
99 | 7000023989 | 40 | 90 | 1750 | SCADA-Service | 170004300 | 998734 |  | 18% |  | Installation of Dual monitors for DTS | EA | 1 |  | Included | 0 | 0 | 0 | 0
100 | 7000023989 | 40 | 90 | 1760 | SCADA-Service | 170000901 | 998734 |  | 18% |  | Color Laser Printer | EA | 2 |  | Included | 0 | 0 | 0 | 0
101 | 7000023989 | 40 | 90 | 1770 | SCADA-Service | 170001319 | 998734 |  | 18% |  | Computer System Hardware - Black & White Laser Printer cum Multi Function Device | EA | 1 |  | Included | 0 | 0 | 0 | 0
102 | 7000023989 | 40 | 90 | 1780 | SCADA-Service | 170003696 | 998734 |  | 18% |  | Time & Frequency System Navic based (with failback to GPS) | LOT | 1 |  | Included | 0 | 0 | 0 | 0
103 | 7000023989 | 40 | 90 | 1790 | SCADA-Service | 170001323 | 998734 |  | 18% |  | Computer System Hardware - Digital Display for Frequency | EA | 1 |  | Included | 0 | 0 | 0 | 0
104 | 7000023989 | 40 | 90 | 1800 | SCADA-Service | 170001321 | 998734 |  | 18% |  | Computer System Hardware - Digital Display for Day | EA | 1 |  | Included | 0 | 0 | 0 | 0
105 | 7000023989 | 40 | 90 | 1810 | SCADA-Service | 170001322 | 998734 |  | 18% |  | Computer System Hardware - Digital Display for Time | EA | 1 |  | Included | 0 | 0 | 0 | 0
106 | 7000023989 | 40 | 90 | 1820 | SCADA-Service | 170003713 | 998736 |  | 18% |  | DIGITAL DISPLAY FOR DATE | NO | 1 |  | Included | 0 | 0 | 0 | 0
107 | 7000023989 | 40 | 90 | 1830 | SCADA-Service | 170003687 | 998734 |  | 18% |  | Energy accounting and Billing Software Server | EA | 2 |  | Included | 0 | 0 | 0 | 0
108 | 7000023989 | 40 | 90 | 1840 | SCADA-Service | 170001331 | 998734 |  | 18% |  | Computer System Hardware - Video Projection System (Having 3x2 Module configuration with each module of 70" diagonal LED back | SET | 1 |  | Included | 0 | 0 | 0 | 0
109 | 7000023989 | 40 | 90 | 1850 | SCADA-Service | 170002976 | 998734 |  | 18% |  | Installation of 44U SERVER RACK/PANELS WITH IP Based KVM SWITCH & RACK MOUNTED MONITOR | LOT | 3 |  | Included | 0 | 0 | 0 | 0
110 | 7000023989 | 40 | 90 | 1860 | SCADA-Service | 170003690 | 998734 |  | 18% |  | Furniture - workstation desk and chair and printer table | LOT | 1 |  | Included | 0 | 0 | 0 | 0
111 | 7000023989 | 40 | 90 | 1870 | SCADA-Service | 170003689 | 998734 |  | 18% |  | Furniture for conference room(Table and chairs) | LOT | 1 |  | Included | 0 | 0 | 0 | 0
112 | 7000023989 | 40 | 90 | 1880 | SCADA-Service | 170004305 | 998734 |  | 18% |  | Installation of Remote Consoles with CPU (55" monitor) | EA | 2 |  | Included | 0 | 0 | 0 | 0
113 | 7000023989 | 40 | 90 | 1890 | SCADA-Service | 170004306 | 998734 |  | 18% |  | Installation of 55" monitor for remote console | EA | 2 |  | Included | 0 | 0 | 0 | 0
114 | 7000023989 | 40 | 90 | 2330 | SCADA-Service | 100044535 | 998734 |  | 18% |  | Install. of Remote diagnostic hardware inclusive of software | EA | 1 |  | Included | 0 | 0 | 0 | 0
115 | 7000023989 | 40 | 90 | 1900 | SCADA-Service | 170003008 | 998734 |  | 18% |  | 40 kVA (32kW at 0.8 pf) UPS running in parallel | EA | 2 |  | Included | 0 | 0 | 0 | 0
116 | 7000023989 | 40 | 90 | 1910 | SCADA-Service | 170002981 | 998734 |  | 18% |  | Installation of VRLA type Battery banksfor UPS (each bank of atleast 76.8kVAH) | LOT | 2 |  | Included | 0 | 0 | 0 | 0
117 | 7000023989 | 40 | 90 | 1920 | SCADA-Service | 170003009 | 998734 |  | 18% |  | Input ACDB (150kVA rating) | EA | 1 |  | Included | 0 | 0 | 0 | 0
118 | 7000023989 | 40 | 90 | 1930 | SCADA-Service | 170003010 | 998734 |  | 18% |  | Output ACDB (100kVA rating) | EA | 1 |  | Included | 0 | 0 | 0 | 0
119 | 7000023989 | 40 | 90 | 1940 | SCADA-Service | 170002982 | 998734 |  | 18% |  | Accessories for maintenance of VRLA type batteries | LOT | 1 |  | Included | 0 | 0 | 0 | 0
120 | 7000023989 | 40 | 90 | 1950 | SCADA-Service | 170002984 | 998734 |  | 18% |  | UPS Monitoring System | LOT | 1 |  | Included | 0 | 0 | 0 | 0
121 | 7000023989 | 40 | 90 | 1960 | SCADA-Service | 100013023 | 998336 |  | 18% |  | Service- isolation transformers for UPS | LOT | 1 |  | Included | 0 | 0 | 0 | 0
122 | 7000023989 | 40 | 90 | 1970 | SCADA-Service | 170002983 | 998734 |  | 18% |  | Power Distribution and cabling work required to establish UPS | LOT | 1 |  | Included | 0 | 0 | 0 | 0
123 | 7000023989 | 40 | 90 | 1980 | SCADA-Service | 170003730 | 998736 |  | 18% |  | MULTI-POINT CONFERENCING UNIT | LOT | 2 |  | Included | 0 | 0 | 0 | 0
124 | 7000023989 | 40 | 90 | 1990 | SCADA-Service | 170003237 | 998734 |  | 18% |  | Configuration Laptop with associated accessories for Video Conferencing System | EA | 1 |  | Included | 0 | 0 | 0 | 0
125 | 7000023989 | 40 | 90 | 2000 | SCADA-Service | 170003221 | 998734 |  | 18% |  | Video Endpoints for Video Conferencing System | LOT | 1 |  | Included | 0 | 0 | 0 | 0
126 | 7000023989 | 40 | 90 | 2010 | SCADA-Service | 170003238 | 998734 |  | 18% |  | High Definition (HD) Camera | EA | 2 |  | Included | 0 | 0 | 0 | 0
127 | 7000023989 | 40 | 90 | 2020 | SCADA-Service | 170003261 | 998734 |  | 18% |  | Microphone Base Station | SET | 1 |  | Included | 0 | 0 | 0 | 0
128 | 7000023989 | 40 | 90 | 2030 | SCADA-Service | 170003239 | 998734 |  | 18% |  | Wireless Microphones | EA | 2 |  | Included | 0 | 0 | 0 | 0
129 | 7000023989 | 40 | 90 | 2040 | SCADA-Service | 170003240 | 998734 |  | 18% |  | Collar Microphones | EA | 2 |  | Included | 0 | 0 | 0 | 0
130 | 7000023989 | 40 | 90 | 2050 | SCADA-Service | 170003204 | 998734 |  | 18% |  | LCD Video Wall (Having Module configuration with each module of 70" diagonal LED display) | EA | 2 |  | Included | 0 | 0 | 0 | 0
131 | 7000023989 | 40 | 90 | 2060 | SCADA-Service | 170003241 | 998734 |  | 18% |  | Wall mounted Line Array Speakers | EA | 1 |  | Included | 0 | 0 | 0 | 0
132 | 7000023989 | 40 | 90 | 2070 | SCADA-Service | 170003242 | 998734 |  | 18% |  | Dual Channel Power Amplifier for Video Conferencing System | EA | 1 |  | Included | 0 | 0 | 0 | 0
133 | 7000023989 | 40 | 90 | 2080 | SCADA-Service | 170003731 | 998736 |  | 18% |  | NEW RTU INTEGRATION | NO | 24 |  | Included | 0 | 0 | 0 | 0
134 | 7000023989 | 40 | 90 | 2090 | SCADA-Service | 100005899 | 998734 |  | 18% |  | REMC Services for Integration with new/existing Control Centres on ICCP (per ICCP) # | EA | 5 |  | Included | 0 | 0 | 0 | 0
135 | 7000023989 | 40 | 90 | 2100 | SCADA-Service | 100005901 | 998734 |  | 18% |  | REMC Service for Integration with Offline application (per application) # | EA | 2 |  | Included | 0 | 0 | 0 | 0
136 | 7000023989 | 40 | 90 | 2109 | SCADA-Service | 170004160 | 998734 |  | 18% |  | Charges of FSP | LOT | 7 |  | Included | 0 | 0 | 0 | 0
137 | 7000023989 | 40 | 90 | 2119 | SCADA-Service | 170004161 | 998734 |  | 18% |  | Charges of WSP | LOT | 7 |  | Included | 0 | 0 | 0 | 0
(B) Backup Control Center | [15 empty] | 0 | 0 | 0 | 0
Software at Backup Control Center | [15 empty] | 0 | 0 | 0 | 0
138 | 7000023989 | 60 | 20 | 10 | SCADA-Service | 170004094 | 998734 |  | 18% |  | INSTALLATION OF SCADA | LOT | 1 |  | Included | 0 | 0 | 0 | 0
139 | 7000023989 | 60 | 20 | 20 | SCADA-Service | 170001290 | 998734 |  | 18% |  | Application Software - CFE Communication | LOT | 1 |  | Included | 0 | 0 | 0 | 0
140 | 7000023989 | 60 | 20 | 30 | SCADA-Service | 170001099 | 998734 |  | 18% |  | Application Software - ICCP Communication | LOT | 1 |  | Included | 0 | 0 | 0 | 0
141 | 7000023989 | 60 | 20 | 40 | SCADA-Service | 170003283 | 998734 |  | 18% |  | EMS Applications - State Estimator | LOT | 1 |  | Included | 0 | 0 | 0 | 0
142 | 7000023989 | 60 | 20 | 50 | SCADA-Service | 170003287 | 998734 |  | 18% |  | EMS Applications - Contingency Analysis | LOT | 1 |  | Included | 0 | 0 | 0 | 0
143 | 7000023989 | 60 | 20 | 60 | SCADA-Service | 170003737 | 998736 |  | 18% |  | SECURITY ENHANCEMENT | LOT | 1 |  | Included | 0 | 0 | 0 | 0
144 | 7000023989 | 60 | 20 | 70 | SCADA-Service | 170003286 | 998734 |  | 18% |  | EMS Applications - Optimal Power flow | LOT | 1 |  | Included | 0 | 0 | 0 | 0
145 | 7000023989 | 60 | 20 | 80 | SCADA-Service | 170003290 | 998734 |  | 18% |  | EMS Applications - Outage Scheduler | LOT | 1 |  | Included | 0 | 0 | 0 | 0
146 | 7000023989 | 60 | 20 | 90 | SCADA-Service | 170003288 | 998734 |  | 18% |  | EMS Applications - Transmission Line/Corridor Capability Monitor (TCM) | LOT | 1 |  | Included | 0 | 0 | 0 | 0
147 | 7000023989 | 60 | 20 | 1030 | SCADA-Service | 170003682 | 998734 |  | 18% |  | Short Circuit Analysis | LOT | 1 |  | Included | 0 | 0 | 0 | 0
148 | 7000023989 | 60 | 20 | 100 | SCADA-Service | 100005891 | 998734 |  | 18% |  | REMC Software for Forecasting Application Software | LOT | 1 |  | Included | 0 | 0 | 0 | 0
149 | 7000023989 | 60 | 20 | 110 | SCADA-Service | 100005892 | 998734 |  | 18% |  | REMC Software for Scheduling Application Software | LOT | 1 |  | Included | 0 | 0 | 0 | 0
150 | 7000023989 | 60 | 20 | 120 | SCADA-Service | 170004015 | 998734 |  | 18% |  | Database development system (PDS) | LOT | 1 |  | Included | 0 | 0 | 0 | 0
151 | 7000023989 | 60 | 20 | 130 | SCADA-Service | 170001297 | 998734 |  | 18% |  | Web Server Application Software - Web Server system | LOT | 1 |  | Included | 0 | 0 | 0 | 0
152 | 7000023989 | 60 | 20 | 140 | SCADA-Service | 170003213 | 998734 |  | 18% |  | Web Server Application Software - Data Replica System | LOT | 1 |  | Included | 0 | 0 | 0 | 0
153 | 7000023989 | 60 | 20 | 150 | SCADA-Service | 170003207 | 998734 |  | 18% |  | Information Storage & Retrivel System - Data Historian Software | LOT | 1 |  | Included | 0 | 0 | 0 | 0
154 | 7000023989 | 60 | 20 | 1050 | SCADA-Service | 170003216 | 998734 |  | 18% |  | Application Software - Identity Management Software | LOT | 1 |  | Included | 0 | 0 | 0 | 0
155 | 7000023989 | 60 | 20 | 1060 | SCADA-Service | 170003736 | 998736 |  | 18% |  | PATCH MANAGEMENT SOFTWARE | LOT | 1 |  | Included | 0 | 0 | 0 | 0
156 | 7000023989 | 60 | 20 | 180 | SCADA-Service | 170001294 | 998734 |  | 18% |  | Web Server Application Software - Host based IDS for all machines in LAN connected to external firewall | LOT | 1 |  | Included | 0 | 0 | 0 | 0
157 | 7000023989 | 60 | 20 | 190 | SCADA-Service | 170004273 | 998734 |  | 18% |  | Installation of End Point Security Solution with centralised management | EA | 50 |  | Included | 0 | 0 | 0 | 0
158 | 7000023989 | 60 | 20 | 200 | SCADA-Service | 170004012 | 998734 |  | 18% |  | Centralised management and Log Analyser of firewall | LOT | 1 |  | Included | 0 | 0 | 0 | 0
159 | 7000023989 | 60 | 20 | 210 | SCADA-Service | 170001291 | 998734 |  | 18% |  | Application Software -Network Management System | LOT | 1 |  | Included | 0 | 0 | 0 | 0
160 | 7000023989 | 60 | 20 | 220 | SCADA-Service | 170003681 | 998734 |  | 18% |  | SIEM Software | LOT | 1 |  | Included | 0 | 0 | 0 | 0
161 | 7000023989 | 60 | 20 | 230 | SCADA-Service | 170003210 | 998734 |  | 18% |  | Application software- Report development and generation software | LOT | 1 |  | Included | 0 | 0 | 0 | 0
162 | 7000023989 | 60 | 20 | 240 | SCADA-Service | 170001293 | 998734 |  | 18% |  | Software for SAN | LOT | 1 |  | Included | 0 | 0 | 0 | 0
163 | 7000023989 | 60 | 20 | 250 | SCADA-Service | 170002973 | 998734 |  | 18% |  | NAS Software | LOT | 1 |  | Included | 0 | 0 | 0 | 0
164 | 7000023989 | 60 | 20 | 259 | SCADA-Service | 170003018 | 998734 |  | 18% |  | Software for Server Management System | LOT | 1 |  | Included | 0 | 0 | 0 | 0
165 | 7000023989 | 60 | 20 | 270 | SCADA-Service | 170003685 | 998734 |  | 18% |  | Energy accounting and Billing Software | LOT | 1 |  | Included | 0 | 0 | 0 | 0
166 | 7000023989 | 60 | 20 | 280 | SCADA-Service | 170004537 | 998734 |  | 18% |  | INSTALLATION OF SMS & EMAIL INTERFACE | LOT | 1 |  | Included | 0 | 0 | 0 | 0
167 | 7000023989 | 60 | 20 | 1080 | SCADA-Service | 170003728 | 998736 |  | 18% |  | LOAD FORECASTING | LOT | 1 |  | Included | 0 | 0 | 0 | 0
168 | 7000023989 | 60 | 20 | 1090 | SCADA-Service | 100044531 | 998734 |  | 18% |  | Installation of Display Screen Recording Software | LOT | 1 |  | Included | 0 | 0 | 0 | 0
Hardware at Backup Control Center | [15 empty] | 0 | 0 | 0 | 0
169 | 7000023989 | 60 | 20 | 290 | SCADA-Service | 170001302 | 998734 |  | 18% |  | Computer System Hardware - SCADA/EMS Applications Server | EA | 2 |  | Included | 0 | 0 | 0 | 0
170 | 7000023989 | 60 | 20 | 300 | SCADA-Service | 100005894 | 998734 |  | 18% |  | REMC HARDWARE for Application (Forecasting & Scheduling Server) | EA | 2 |  | Included | 0 | 0 | 0 | 0
171 | 7000023989 | 60 | 20 | 310 | SCADA-Service | 170001304 | 998734 |  | 18% |  | Computer System Hardware - ICCP server | EA | 2 |  | Included | 0 | 0 | 0 | 0
172 | 7000023989 | 60 | 20 | 320 | SCADA-Service | 170001306 | 998734 |  | 18% |  | Computer System Hardware - Communication Front End (CFE) | EA | 2 |  | Included | 0 | 0 | 0 | 0
173 | 7000023989 | 60 | 20 | 330 | SCADA-Service | 170004064 | 998734 |  | 18% |  | INSTALLATION OF DATA HISTORIAN SERVERS | EA | 2 |  | Included | 0 | 0 | 0 | 0
174 | 7000023989 | 60 | 20 | 1100 | SCADA-Service | 170004723 | 998734 |  | 18% |  | Installation of Program Development System (PDS) | EA | 1 |  | Included | 0 | 0 | 0 | 0
175 | 7000023989 | 60 | 20 | 350 | SCADA-Service | 170002998 | 998734 |  | 18% |  | Installation of Configuration management Server cum centralised management console | EA | 2 |  | Included | 0 | 0 | 0 | 0
176 | 7000023989 | 60 | 20 | 1040 | SCADA-Service | 170004140 | 998734 |  | 18% |  | INSTALLATION OF IDENTITY MANAGEMENT SERVER | EA | 2 |  | Included | 0 | 0 | 0 | 0
177 | 7000023989 | 60 | 20 | 1070 | SCADA-Service | 170003232 | 998734 |  | 18% |  | Computer System Hardware -Patch Management Server | EA | 2 |  | Included | 0 | 0 | 0 | 0
178 | 7000023989 | 60 | 20 | 370 | SCADA-Service | 170001305 | 998734 |  | 18% |  | Computer System Hardware - NMS server | EA | 2 |  | Included | 0 | 0 | 0 | 0
179 | 7000023989 | 60 | 20 | 380 | SCADA-Service | 170002995 | 998734 |  | 18% |  | Web Server | EA | 2 |  | Included | 0 | 0 | 0 | 0
180 | 7000023989 | 60 | 20 | 390 | SCADA-Service | 170002999 | 998734 |  | 18% |  | Data Replica Server | EA | 2 |  | Included | 0 | 0 | 0 | 0
181 | 7000023989 | 60 | 20 | 1150 | SCADA-Service | 170004279 | 998734 |  | 18% |  | Installation of DRS DMZ Servers as per technical specification | EA | 1 |  | Included | 0 | 0 | 0 | 0
182 | 7000023989 | 60 | 20 | 400 | SCADA-Service | 100007210 | 998734 |  | 18% |  | Server management console | EA | 1 |  | Included | 0 | 0 | 0 | 0
183 | 7000023989 | 60 | 20 | 410 | SCADA-Service | 100005896 | 998734 |  | 18% |  | REMC HARDWARE for SAN management server along with SAN box & switch and mass storage (SAN) | EA | 2 |  | Included | 0 | 0 | 0 | 0
184 | 7000023989 | 60 | 20 | 420 | SCADA-Service | 170004141 | 998734 |  | 18% |  | INSTALLATION OF STORAGE SERVER NAS | EA | 1 |  | Included | 0 | 0 | 0 | 0
185 | 7000023989 | 60 | 20 | 430 | SCADA-Service | 100005895 | 998734 |  | 18% |  | REMC Hardware for Repository Server | EA | 2 |  | Included | 0 | 0 | 0 | 0
186 | 7000023989 | 60 | 20 | 440 | SCADA-Service | 170002056 | 998734 |  | 18% |  | REMC hardwarwe Tape Library | LOT | 1 |  | Included | 0 | 0 | 0 | 0
187 | 7000023989 | 60 | 20 | 1110 | SCADA-Service | 170003000 | 998734 |  | 18% |  | Antivirus Management Server | EA | 2 |  | Included | 0 | 0 | 0 | 0
188 | 7000023989 | 60 | 20 | 1160 | SCADA-Service | 170004014 | 998734 |  | 18% |  | Anti-APT | EA | 1 |  | Included | 0 | 0 | 0 | 0
189 | 7000023989 | 60 | 20 | 450 | SCADA-Service | 170004724 | 998734 |  | 18% |  | Install- WAN Routers for ICCP communications | EA | 2 |  | Included | 0 | 0 | 0 | 0
190 | 7000023989 | 60 | 20 | 460 | SCADA-Service | 170004726 | 998734 |  | 18% |  | Install- WAN Routers for RTU communications | EA | 2 |  | Included | 0 | 0 | 0 | 0
191 | 7000023989 | 60 | 20 | 470 | SCADA-Service | 170004338 | 998734 |  | 18% |  | Installation of WAN Router cum firewall for PDS | EA | 1 |  | Included | 0 | 0 | 0 | 0
192 | 7000023989 | 60 | 20 | 1120 | SCADA-Service | 170004725 | 998734 |  | 18% |  | Install- WAN Router for external world connectivity | EA | 2 |  | Included | 0 | 0 | 0 | 0
193 | 7000023989 | 60 | 20 | 480 | SCADA-Service | 170001310 | 998734 |  | 18% |  | Computer System Hardware - SCADA LAN Switch (Layer 3) | EA | 2 |  | Included | 0 | 0 | 0 | 0
194 | 7000023989 | 60 | 20 | 490 | SCADA-Service | 170001311 | 998734 |  | 18% |  | Computer System Hardware -Data LAN Switch (Layer 3) | EA | 2 |  | Included | 0 | 0 | 0 | 0
195 | 7000023989 | 60 | 20 | 500 | SCADA-Service | 170003726 | 998736 |  | 18% |  | L-3 LAN SWITCH FOR HISTORIAN & NMS LAN | EA | 2 |  | Included | 0 | 0 | 0 | 0
196 | 7000023989 | 60 | 20 | 510 | SCADA-Service | 170001314 | 998734 |  | 18% |  | Computer System Hardware -External DMZ LAN Switch (Layer 3) | EA | 2 |  | Included | 0 | 0 | 0 | 0
199 | 7000023989 | 60 | 20 | 1130 | SCADA-Service | 100007212 | 998734 |  | 18% |  | 24 port L-3 LAN switch | EA | 2 |  | Included | 0 | 0 | 0 | 0
198 | 7000023989 | 60 | 20 | 530 | SCADA-Service | 170001312 | 998734 |  | 18% |  | Computer System Hardware -ICCP LAN Switch (Layer 3) | EA | 2 |  | Included | 0 | 0 | 0 | 0
201 | 7000023989 | 60 | 20 | 1170 | SCADA-Service | 100044536 | 998734 |  | 18% |  | 24 Port L3-LAN Switch for firewall | EA | 6 |  | Included | 0 | 0 | 0 | 0
197 | 7000023989 | 60 | 20 | 520 | SCADA-Service | 170001315 | 998734 |  | 18% |  | Computer System Hardware -Server Management LAN Switch (Layer 3) | EA | 1 |  | Included | 0 | 0 | 0 | 0
200 | 7000023989 | 60 | 20 | 1140 | SCADA-Service | 100044534 | 998734 |  | 18% |  | Install. Of 24 PORT FC SWITCH FOR SAN SWITCH | EA | 2 |  | Included | 0 | 0 | 0 | 0
202 | 7000023989 | 60 | 20 | 540 | SCADA-Service | 170004347 | 998734 |  | 18% |  | Installation of External Firewall with NIPS and centralised mangement | EA | 2 |  | Included | 0 | 0 | 0 | 0
203 | 7000023989 | 60 | 20 | 550 | SCADA-Service | 170004348 | 998734 |  | 18% |  | Installation of Internal Firewall with NIPS and centralised mangement | EA | 2 |  | Included | 0 | 0 | 0 | 0
204 | 7000023989 | 60 | 20 | 560 | SCADA-Service | 170004349 | 998734 |  | 18% |  | Installation of External Firewall with NIPS for ICCP and RTU and centralised mangement | EA | 2 |  | Included | 0 | 0 | 0 | 0
205 | 7000023989 | 60 | 20 | 570 | SCADA-Service | 170003236 | 998734 |  | 18% |  | Computer System Hardware - Laptop for maintenance | EA | 1 |  | Included | 0 | 0 | 0 | 0
206 | 7000023989 | 60 | 20 | 580 | SCADA-Service | 170004077 | 998734 |  | 18% |  | INSTALLATION OF WORKSTATION CONSOLE | EA | 3 |  | Included | 0 | 0 | 0 | 0
207 | 7000023989 | 60 | 20 | 590 | SCADA-Service | 170004727 | 998734 |  | 18% |  | Installation of Dual monitors for workstation as per TS | EA | 3 |  | Included | 0 | 0 | 0 | 0
208 | 7000023989 | 60 | 20 | 600 | SCADA-Service | 170004307 | 998734 |  | 18% |  | Installation of workstation for PDS | EA | 1 |  | Included | 0 | 0 | 0 | 0
209 | 7000023989 | 60 | 20 | 610 | SCADA-Service | 170004308 | 998734 |  | 18% |  | Installation of Dual monitor for PDS | EA | 1 |  | Included | 0 | 0 | 0 | 0
210 | 7000023989 | 60 | 20 | 620 | SCADA-Service | 170004299 | 998734 |  | 18% |  | Installation of DTS Workstation console | EA | 1 |  | Included | 0 | 0 | 0 | 0
211 | 7000023989 | 60 | 20 | 630 | SCADA-Service | 170004300 | 998734 |  | 18% |  | Installation of Dual monitors for DTS | EA | 1 |  | Included | 0 | 0 | 0 | 0
212 | 7000023989 | 60 | 20 | 640 | SCADA-Service | 170000901 | 998734 |  | 18% |  | Color Laser Printer | EA | 2 |  | Included | 0 | 0 | 0 | 0
213 | 7000023989 | 60 | 20 | 650 | SCADA-Service | 170001319 | 998734 |  | 18% |  | Computer System Hardware - Black & White Laser Printer cum Multi Function Device | EA | 1 |  | Included | 0 | 0 | 0 | 0
214 | 7000023989 | 60 | 20 | 660 | SCADA-Service | 170003696 | 998734 |  | 18% |  | Time & Frequency System Navic based (with failback to GPS) | LOT | 1 |  | Included | 0 | 0 | 0 | 0
215 | 7000023989 | 60 | 20 | 670 | SCADA-Service | 170001323 | 998734 |  | 18% |  | Computer System Hardware - Digital Display for Frequency | EA | 1 |  | Included | 0 | 0 | 0 | 0
216 | 7000023989 | 60 | 20 | 680 | SCADA-Service | 170001321 | 998734 |  | 18% |  | Computer System Hardware - Digital Display for Day | EA | 1 |  | Included | 0 | 0 | 0 | 0
217 | 7000023989 | 60 | 20 | 690 | SCADA-Service | 170001322 | 998734 |  | 18% |  | Computer System Hardware - Digital Display for Time | EA | 1 |  | Included | 0 | 0 | 0 | 0
218 | 7000023989 | 60 | 20 | 700 | SCADA-Service | 170003713 | 998736 |  | 18% |  | DIGITAL DISPLAY FOR DATE | NO | 1 |  | Included | 0 | 0 | 0 | 0
219 | 7000023989 | 60 | 20 | 710 | SCADA-Service | 170003687 | 998734 |  | 18% |  | Energy accounting and Billing Software Server | EA | 2 |  | Included | 0 | 0 | 0 | 0
220 | 7000023989 | 60 | 20 | 730 | SCADA-Service | 170002976 | 998734 |  | 18% |  | Installation of 44U SERVER RACK/PANELS WITH IP Based KVM SWITCH & RACK MOUNTED MONITOR | LOT | 3 |  | Included | 0 | 0 | 0 | 0
221 | 7000023989 | 60 | 20 | 740 | SCADA-Service | 170003690 | 998734 |  | 18% |  | Furniture - workstation desk and chair and printer table | LOT | 1 |  | Included | 0 | 0 | 0 | 0
222 | 7000023989 | 60 | 20 | 760 | SCADA-Service | 170004305 | 998734 |  | 18% |  | Installation of Remote Consoles with CPU (55" monitor) | EA | 1 |  | Included | 0 | 0 | 0 | 0
223 | 7000023989 | 60 | 20 | 770 | SCADA-Service | 170004306 | 998734 |  | 18% |  | Installation of 55" monitor for remote console | EA | 1 |  | Included | 0 | 0 | 0 | 0
224 | 7000023989 | 60 | 20 | 860 | SCADA-Service | 170003730 | 998736 |  | 18% |  | MULTI-POINT CONFERENCING UNIT | LOT | 2 |  | Included | 0 | 0 | 0 | 0
225 | 7000023989 | 60 | 20 | 870 | SCADA-Service | 170003237 | 998734 |  | 18% |  | Configuration Laptop with associated accessories for Video Conferencing System | EA | 1 |  | Included | 0 | 0 | 0 | 0
226 | 7000023989 | 60 | 20 | 880 | SCADA-Service | 170003221 | 998734 |  | 18% |  | Video Endpoints for Video Conferencing System | LOT | 1 |  | Included | 0 | 0 | 0 | 0
227 | 7000023989 | 60 | 20 | 890 | SCADA-Service | 170003238 | 998734 |  | 18% |  | High Definition (HD) Camera | EA | 2 |  | Included | 0 | 0 | 0 | 0
228 | 7000023989 | 60 | 20 | 900 | SCADA-Service | 170003261 | 998734 |  | 18% |  | Microphone Base Station | SET | 1 |  | Included | 0 | 0 | 0 | 0
229 | 7000023989 | 60 | 20 | 910 | SCADA-Service | 170003239 | 998734 |  | 18% |  | Wireless Microphones | EA | 2 |  | Included | 0 | 0 | 0 | 0
230 | 7000023989 | 60 | 20 | 920 | SCADA-Service | 170003240 | 998734 |  | 18% |  | Collar Microphones | EA | 2 |  | Included | 0 | 0 | 0 | 0
231 | 7000023989 | 60 | 20 | 930 | SCADA-Service | 170003204 | 998734 |  | 18% |  | LCD Video Wall (Having Module configuration with each module of 70" diagonal LED display) | EA | 2 |  | Included | 0 | 0 | 0 | 0
232 | 7000023989 | 60 | 20 | 940 | SCADA-Service | 170003241 | 998734 |  | 18% |  | Wall mounted Line Array Speakers | EA | 1 |  | Included | 0 | 0 | 0 | 0
233 | 7000023989 | 60 | 20 | 950 | SCADA-Service | 170003242 | 998734 |  | 18% |  | Dual Channel Power Amplifier for Video Conferencing System | EA | 1 |  | Included | 0 | 0 | 0 | 0
234 | 7000023989 | 60 | 20 | 960 | SCADA-Service | 170003731 | 998736 |  | 18% |  | NEW RTU INTEGRATION | NO | 24 |  | Included | 0 | 0 | 0 | 0
235 | 7000023989 | 60 | 20 | 970 | SCADA-Service | 100005899 | 998734 |  | 18% |  | REMC Services for Integration with new/existing Control Centres on ICCP (per ICCP) # | EA | 5 |  | Included | 0 | 0 | 0 | 0
236 | 7000023989 | 60 | 20 | 980 | SCADA-Service | 100005901 | 998734 |  | 18% |  | REMC Service for Integration with Offline application (per application) # | EA | 2 |  | Included | 0 | 0 | 0 | 0
237 | 7000023989 | 60 | 20 | 989 | SCADA-Service | 170004161 | 998734 |  | 18% |  | Charges of WSP | LOT | 7 |  | Included | 0 | 0 | 0 | 0
238 | 7000023989 | 60 | 20 | 988 | SCADA-Service | 170004160 | 998734 |  | 18% |  | Charges of FSP | LOT | 7 |  | Included | 0 | 0 | 0 | 0
[15 empty] | 0 |  |  | 0 | 0
[11 empty] | Total Installation Charges |  |  |  |  | 0 |  |  | 0
* | In case the bidder leaves the cell for confirmation of the SAC and/or GST rate “blank”, the SAC and corresponding GST rate indicated by the Employer shall be deemed to be the one confirmed by the Bidder.
Date : |  |  | --
Place : | [11 empty] | Printed Name :
Designation :
Note on L21: Priya Jumnani {प्रिया जुम्नानी}:
Click for Sch-4

## Sch-4a
Specification No: CC/NT/W-SCADA/DOM/A00/23/08709 | [14 empty] | Schedule - 4a
Package-I: Establishment of SLDC cum REMC for UT of Ladakh under consultancy assignment for Establishment of SLDC cum REMC for UT of Ladakh.
(SCHEDULE OF RATES AND PRICES )
Bidder’s Name and Address (Sole Bidder) : | [14 empty] | To:
Contracts Services, 3rd Floor
Name : | [14 empty] | Power Grid Corporation of India Ltd.,
Address : | [14 empty] | "Saudamini", Plot No.-2
Sector-29,
Gurugram (Haryana) - 122001
Training Charges for Training to be imparted
[14 empty] | All Prices are in Indian Rupees. | All Prices are in Indian Rupees.
SI. No. | PR No | PR Line Item No | Activity Header | PR Activity No | Activity Description | Service Code | SAC (Service Accounting Codes) | Whether SAC in column '8’ is confirmed. If not indicate applicable the SAC * | Rate of GST applicable ( in %) | Whether rate of GST in column ‘4’ is confirmed. If not indicate applicable rate of GST * | Description | Unit | Quantity | Unit Training Charges excluding GST | Total Training Charges excluding GST | Total GST as confirmed by Bidder
1 | 2 | 3 | 4 | 5 | 6 | 7 | 8 | 9 | 10 | 11 | 12 | 13 | 14 | 15 | 16 = 14 x 15 | 17
SCADA & REMC NIT
(A) Main control center
1 | 7000023989 | 40 | 90 | 2140 | SCADA-Service | 100033810 | 999293 |  | 18% |  | Training to be impared as per Technical Specifications | LOT | 1 |  | Included | 0 | 0 | 0 | 0
(B) Backup control center
2 | 7000023989 | 60 | 20 | 1020 | SCADA-Service | 100033810 | 999293 |  | 18% |  | Training to be impared as per Technical Specifications | LOT | 1 |  | Included | 0 | 0 | 0 | 0
[9 empty] | Total Training Charges | [5 empty] | 0 |  |  | 0 | 0
[16 empty] | 0 |  |  | 0
* | In case the bidder leaves the cell for confirmation of the SAC and/or GST rate “blank”, the SAC and corresponding GST rate indicated by the Employer shall be deemed to be the one confirmed by the Bidder.
Date : | -- | [11 empty] | Printed name
Place : | [12 empty] | Designation
Click for Sch-5

## Sch-4b
Specification No: CC/NT/W-SCADA/DOM/A00/23/08709 | [14 empty] | Schedule - 4b
Package-I: Establishment of SLDC cum REMC for UT of Ladakh under consultancy assignment for Establishment of SLDC cum REMC for UT of Ladakh.
(SCHEDULE OF RATES AND PRICES )
Bidder’s Name and Address (Sole Bidder) : | [14 empty] | To:
Contracts Services, 3rd Floor
Name : | [14 empty] | Power Grid Corporation of India Ltd.,
Address : | [14 empty] | "Saudamini", Plot No.-2
Sector-29,
Gurugram (Haryana) - 122001
Annual Maintenance Contract Charges during & after Defect Liability Period
(All Prices are in Indian Rupees.)
SI. No. | PR No | PR Line Item No | Activity Header | PR Activity No | Activity Description | Service Code | SAC (Service Accounting Codes) | Whether SAC in column '8’ is confirmed. If not indicate applicable the SAC * | Rate of GST applicable ( in %) | Whether rate of GST in column ‘4’ is confirmed. If not indicate applicable rate of GST * | Description | Unit | Quantity | Unit Maintenance Charges excluding GST | Total Maintenance Charges excluding GST | Total GST as confirmed by Bidder
1 | 2 | 3 | 4 | 5 | 6 | 7 | 8 | 9 | 10 | 11 | 12 | 13 | 14 | 15 | 16 = 14 x 15 | 17
SCADA & REMC NIT
(A) Main Control Center
I | Maintenance Charges during defect liability period
1 | 7000023989 | 50 | 100 | 10 | SCADA-AMC | 170004328 | 998734 |  | 18% |  | Annual maintenance contract of SCADA/EMS System and all the equipment supplied in the project during Defect Liablity Period | YR | 1 |  | Included | 0 | 0 | 0 | 0
2 | 7000023989 | 20 | 40 | 40 | Annual maint. Charges for RTU | 140000126 | 998713 |  | 18% |  | Annual Maintenance of RTU during 1 year of Warranty period | LOT | 24 |  | Included | 0 | 0 | 0 | 0
II | Maintenance charges for a period of 06 year after defect liability period | [17 empty] | 0
3 | 7000023989 | 50 | 100 | 20 | SCADA-AMC | 170004329 | 998734 |  | 18% |  | Annual maintenance contract of SCADA/EMS System and all the equipment supplied in the project after expiry of Defect LiablityPeriod | YR | 6 |  | Included | 0 | 0 | 0 | 0
4 | 7000023989 | 20 | 40 | 50 | Annual maint. Charges for RTU | 140000127 | 998713 |  | 18% |  | Annual Maintenance of RTU for 6 years after expiry of Warranty period | LOT | 24 |  | Included | 0 | 0 | 0 | 0
III | INTEGRATION OF NEW EQUIPMENTS | [17 empty] | 0
5 | 7000023989 | 50 | 100 | 40 | SCADA-AMC | 170003695 | 998734 |  | 18% |  | Intergration of RTU'S with SCADA during AMC | EA | 20 |  | Included | 0 | 0 | 0
6 | 7000023989 | 50 | 100 | 30 | SCADA-AMC | 170000029 | 998734 |  | 18% |  | Additional Services during Maintenance period - ICCP Integration for 7 years | EA | 5 |  | Included | 0 | 0 | 0
7 | 7000023989 | 50 | 100 | 50 | SCADA-AMC | 100005901 | 998734 |  | 18% |  | REMC Service for Integration with Offline application (per application) # | EA | 3 |  | Included | 0 | 0 | 0
8 | 7000023989 | 20 | 40 | 30 | Annual maint. Charges for RTU | 170003030 | 998732 |  | 18% |  | Integration of new bay(Including supply & commissioning of each type Cards, MFT, CMR,Cables etc) at RTU site | EA | 50 |  | Included | 0 | 0 | 0
IV | Other services during AMC
9 | 7000023989 | 50 | 100 | 100 | SCADA-AMC | 170003691 | 998734 |  | 18% |  | Half Yearly Cyber Security Audit by Cert-IN certified auditors | EA | 14 |  | Included | 0 | 0 | 0
10 | 7000023989 | 50 | 100 | 120 | SCADA-AMC | 170003747 | 998736 |  | 18% |  | YEARLY TRAINING ON SYSTEM FOR 5 DAYS FOR 20 PEOPLE | YR | 7 |  | Included | 0 | 0 | 0
11 | 7000023989 | 50 | 100 | 130 | SCADA-AMC | 170004570 | 998734 |  | 18% |  | Software Changes of REMC (F&S) Application | MND | 100 |  | Included | 0 | 0 | 0
(B) Backup Control Center
I | Maintenance Charges during defect liability period
12 | 7000023989 | 70 | 30 | 10 | SCADA-AMC | 170004328 | 998734 |  | 18% |  | Annual maintenance contract of SCADA/EMS System and all the equipment supplied in the project during Defect Liablity Period | YR | 1 |  | Included | 0 | 0 | 0 | 0
II | Maintenance charges for a period of 06 year after defect liability period
13 | 7000023989 | 70 | 30 | 20 | SCADA-AMC | 170004329 | 998734 |  | 18% |  | Annual maintenance contract of SCADA/EMS System and all the equipment supplied in the project after expiry of Defect LiablityPeriod | YR | 6 |  | Included | 0 | 0 | 0 | 0
III | INTEGRATION OF NEW EQUIPMENTS
14 | 7000023989 | 70 | 30 | 40 | SCADA-AMC | 170003695 | 998734 |  | 18% |  | Intergration of RTU'S with SCADA during AMC | EA | 20 |  | Included | 0 | 0 | 0
15 | 7000023989 | 70 | 30 | 30 | SCADA-AMC | 170000029 | 998734 |  | 18% |  | Additional Services during Maintenance period - ICCP Integration for 7 years | EA | 5 |  | Included | 0 | 0 | 0
16 | 7000023989 | 70 | 30 | 50 | SCADA-AMC | 100005901 | 998734 |  | 18% |  | REMC Service for Integration with Offline application (per application) # | EA | 3 |  | Included | 0 | 0 | 0
IV | Other services during AMC
17 | 7000023989 | 70 | 30 | 100 | SCADA-AMC | 170003691 | 998734 |  | 18% |  | Half Yearly Cyber Security Audit by Cert-IN certified auditors | EA | 14 |  | Included | 0 | 0 | 0
0
[9 empty] | Total Maintenance Charges during and after Defect Liabilty Period | [5 empty] | 0
0
* | In case the bidder leaves the cell for confirmation of the SAC and/or GST rate “blank”, the SAC and corresponding GST rate indicated by the Employer shall be deemed to be the one confirmed by the Bidder.
Note: | In line with ITB Cl.11.4(d), Bidder to insure that the Annual Maintenance Contract (AMC) Charges shall be minimum 30% of the total Bid Price quoted by the bidder. Also, the Maintenance Charges shall be uniformly distributed over the AMC period of 7 years i.e., 1 year Defect Liability Period and 6 years AMC period.
Date : | -- | [11 empty] | Printed name
Place : | [12 empty] | Designation
Click for Sch-5

## Sch-5 Dis (hidden)
Specification No: 5002001865/OTHERS/DOM/A00-CC CS -1 |  |  |  | Schedule - 5
Package – I: Unified Network Management System (U-NMS) for Central Sector & State Sector Communication in Eastern Region (ER) under Establishment of State-of-the-Art Unified Centralized Network Management System (U-NMS) for ISTS and State Utility Communication Network in Eastern Region (ER).
SUMMARY OF TAXES & DUTIES APPLICABLE ON GOODS
Bidder’s Name and Address (Sole Bidder) : |  |  | To:
Contracts Services, 3rd Floor
Name : |  |  | Power Grid Corporation of India Ltd.,
Address : |  |  | "Saudamini", Plot No.-2
Sector-29,
Gurugram (Haryana) - 122001
Sl. No. | Item Nos. |  | Total Price (INR)
1 | TOTAL GST ON GOODS |  | 0
Total GST for Supply of Goods (inter-alia including Type Test Charges) between the Contractor and the Employer (identified in Schedule 1') which are not included in the Ex-works price as per the provision of the Bidding Documents, as applicable.
2 | TOTAL GST ON SERVICES |  | 0
Total GST on Installation Services (Schedule-3), Training to be imparted in India (Schedule-4a), Maintenance Charges during and after Defect Liabilty Period (Schedule-4b) and Forecast (Schedule-4c)
| GRAND TOTAL [1+2] |  | 0
Date : | -- | Printed Name :
Place : |  | Designation :
Click for Sch-6

## Sch-4c
Specification No: CC/NT/W-SCADA/DOM/A00/23/08709 | [14 empty] | Schedule-4c
Package-I: Establishment of SLDC cum REMC for UT of Ladakh under consultancy assignment for Establishment of SLDC cum REMC for UT of Ladakh.
(SCHEDULE OF RATES AND PRICES )
Bidder’s Name and Address (Sole Bidder) : | [14 empty] | To:
Contracts Services, 3rd Floor
Name : | [14 empty] | Power Grid Corporation of India Ltd.,
Address : | [14 empty] | "Saudamini", Plot No.-2
Sector-29,
Gurugram (Haryana) - 122001
Forecasting & Weather Services Charges:
All Prices are in Indian Rupees.
SI. No. | PR No | PR Line Item No | Activity Header | PR Activity No | Activity Description | Service Code | SAC (Service Accounting Codes) | Whether SAC in column '8’ is confirmed. If not indicate applicable the SAC* | Rate of GST applicable ( in %) | Whether rate of GST in column ‘10’ is confirmed. If not indicate applicable rate of GST* | Item Description | Unit | Quantity | Unit Charges excluding GST | Total Charges excluding GST | Total GST as confirmed by Bidder
1 | 2 | 3 | 4 | 5 | 6 | 7 | 8 | 9 | 10 | 11 | 12 | 13 | 14 | 15 | 16 = 14 x 15 | 17
SCADA & REMC NIT
(A) Main Control Center
1 | 7000023989 | 50 | 100 | 60 | SCADA-AMC | 170003692 | 998734 |  | 18% |  | Charges of 3 no. FSP for 2 years | LOT | 7 |  | Included | 0 | 0 | 0
2 | 7000023989 | 50 | 100 | 70 | SCADA-AMC | 170003693 | 998734 |  | 18% |  | Charges of 2 No FSP for 2 years | LOT | 7 |  | Included | 0 | 0 | 0
3 | 7000023989 | 50 | 100 | 80 | SCADA-AMC | 170003694 | 998734 |  | 18% |  | Charges of WSP for 4 years | LOT | 7 |  | Included | 0 | 0 | 0
(B) Backup Control Center
4 | 7000023989 | 70 | 30 | 60 | SCADA-AMC | 170003692 | 998734 |  | 18% |  | Charges of 3 no. FSP for 2 years | LOT | 7 |  | Included | 0 | 0 | 0
5 | 7000023989 | 70 | 30 | 70 | SCADA-AMC | 170003693 | 998734 |  | 18% |  | Charges of 2 No FSP for 2 years | LOT | 7 |  | Included | 0 | 0 | 0
6 | 7000023989 | 70 | 30 | 80 | SCADA-AMC | 170003694 | 998734 |  | 18% |  | Charges of WSP for 4 years | LOT | 7 |  | Included | 0 | 0 | 0
[9 empty] | Total for Schedule 4(c) (Excl. GST) | [5 empty] | 0 |  |  | 0
0
* | In case the bidder leaves the cell for confirmation of the SAC and/or GST rate “blank”, the SAC and corresponding GST rate indicated by the Employer shall be deemed to be the one confirmed by the Bidder.
Note: | In line with ITB Cl.11.4(d), Bidder to insure that the Annual Maintenance Contract (AMC) Charges shall be minimum 30% of the total Bid Price quoted by the bidder. Also, the Maintenance Charges shall be uniformly distributed over the AMC period of 7 years i.e., 1 year Defect Liability Period and 6 years AMC period.
Date : | -- | [11 empty] | Printed name
Place : | [12 empty] | Designation
Click for Sch-5

## Sch-5
Specification No: CC/NT/W-SCADA/DOM/A00/23/08709 |  |  |  | Schedule - 5
Package-I: Establishment of SLDC cum REMC for UT of Ladakh under consultancy assignment for Establishment of SLDC cum REMC for UT of Ladakh.
(SUMMARY OF TAXES & DUTIES APPLICABLE ON PLANT & EQUIPMENT)
Bidder’s Name and Address (Sole Bidder) : |  |  | To:
Contracts Services, 3rd Floor
Name : |  |  | Power Grid Corporation of India Ltd.,
Address : |  |  | "Saudamini", Plot No.-2
Sector-29,
Gurugram (Haryana) - 122001
Sl. No. | Item Nos. |  | Total Price (INR) |  | After Discount |  | After MPDiscount
1 | TOTAL GST ON GOODS |  |  |  | Excise Duty | #REF! | Excise Duty | #REF!
| Total GST for Supply of Goods (inter-alia including Type Test Charges) between the Contractor and the Employer (identified in Schedule 1') which are not included in the Ex-works price as per the provision of the Bidding Documents, as applicable. |  | 0
2 | TOTAL GST ON SERVICES |  |  |  | Sales Tax | 0 | Sales Tax | 0
| Total GST on Installation Services (Schedule-3), Training to be imparted in India (Schedule-4a), Annual Maintenance Contract Charges during & after Defect Liability Period (Schedule-4b) and Forecasting & Weather Services Charges (Schedule-4c) |  | 0 |  | #REF! | #REF! | #REF! | #REF!
| GRAND TOTAL [1+2] |  | 0 |  | Grand Total after Discount | #REF! | Grand Total after MPD | #REF!
Date : | -- | Printed Name :
Place : |  | Designation :
Click for Sch-6

## Sch-6
Specification No: CC/NT/W-SCADA/DOM/A00/23/08709 |  |  | Schedule - 6
Package-I: Establishment of SLDC cum REMC for UT of Ladakh under consultancy assignment for Establishment of SLDC cum REMC for UT of Ladakh.
(GRAND SUMMARY)
Bidder’s Name and Address (Sole Bidder) : |  |  | To:
Contracts Services, 3rd Floor
Name : |  |  | Power Grid Corporation of India Ltd.,
Address : |  |  | "Saudamini", Plot No.-2
Sector-29,
Gurugram (Haryana) - 122001
Sl. No. | Description |  | Total Price (INR)
1 | TOTAL SCHEDULE NO. 1 |  | 0
Ex-works price of Plant and Equipment including Type Test Charges
2 | TOTAL SCHEDULE NO. 2 |  | 0
Local Transportation, In-transit Insurance, loading & unloading
3 | TOTAL SCHEDULE NO. 3 |  | 0
Installation Charges
4a | TOTAL SCHEDULE NO. 4a |  | 0
Training Charges
4b | TOTAL SCHEDULE NO. 4b |  | 0
Annual Maintenance Contract Charges during & after Defect Liability Period
4c | TOTAL SCHEDULE NO. 4c |  | 0
Forecasting & Weather Services Charges
5 | TOTAL SCHEDULE NO. 5 |  | 0
Taxes and Duties
6 | TOTAL SCHEDULE NO. 7 |  | Included
Type Test Charges [Total of this Schedule is included in Schedule - 1 above.]
7 | GRAND TOTAL [1+2+3+4+5-6] |  | 0
0
Date : | -- | Printed Name :
Place : |  | Designation :
Note on A28: [Threaded comment] Your version of Excel allows you to read this threaded comment; however, any edits to it will get removed if the file is opened in a newer version of Excel. Learn more: https://go.microsoft.com/fwlink/?linkid=870924 Comment: to be deleted as type test charges are not boq item
Click for Sch-7

## Sch-6 After Discount
Specification No: CC/NT/W-SCADA/DOM/A00/23/08709 |  |  | Schedule - 6 After Discount
Package-I: Establishment of SLDC cum REMC for UT of Ladakh under consultancy assignment for Establishment of SLDC cum REMC for UT of Ladakh.
(GRAND SUMMARY)
Bidder’s Name and Address (Sole Bidder) : |  |  | To:
Contracts Services, 3rd Floor
Name : |  |  | Power Grid Corporation of India Ltd.,
Address : |  |  | "Saudamini", Plot No.-2
Sector-29,
Gurugram (Haryana) - 122001
Sl. No. | Description |  | Total Price (INR)
1 | TOTAL SCHEDULE NO. 1 |  | 0
Ex-works price of Plant and Equipment including Type Test Charges
2 | TOTAL SCHEDULE NO. 2 |  | 0
Local Transportation, In-transit Insurance, loading & unloading
3 | TOTAL SCHEDULE NO. 3 |  | 0
Installation Charges
4a | TOTAL SCHEDULE NO. 4a |  | 0
Training Charges
4b | TOTAL SCHEDULE NO. 4b |  | 0
Annual Maintenance Contract Charges during & after Defect Liability Period
4c | TOTAL SCHEDULE NO. 4c |  | 0
Forecasting & Weather Services Charges
5 | TOTAL SCHEDULE NO. 5 |  | 0
Taxes and Duties
6 | TOTAL SCHEDULE NO. 7 |  | Included
Type Test Charges [Total of this Schedule is included in Schedule - 1 above.]
7 | GRAND TOTAL [1+2+3+4+5] |  | 0
0
Date : | -- | Printed Name :
Place : |  | Designation :
Click for Sch-7

## Sch-7
Specification No: CC/NT/W-SCADA/DOM/A00/23/08709 | [11 empty] | Schedule 7
Package-I: Establishment of SLDC cum REMC for UT of Ladakh under consultancy assignment for Establishment of SLDC cum REMC for UT of Ladakh. | [15 empty] | As per Lum-sum |  | 0%
(SCHEDULE OF RATES AND PRICES ) | [15 empty] | AS per Percent |  | #REF!
[16 empty] | As per lum-sum on Sch-7 |  | 0%
Bidder’s Name and Address (Sole Bidder) : | [9 empty] | To: | [5 empty] | As per Percent on Sch-7 |  | #REF!
[10 empty] | Contracts Services, 3rd Floor | [5 empty] | Total Discount |  | #REF!
Name : | [9 empty] | Power Grid Corporation of India Ltd.,
Address : | [9 empty] | "Saudamini", Plot No.-2
[10 empty] | Sector-29, | [5 empty] | Multipackage Discount |  | #REF!
Gurugram (Haryana) - 122001
Type tests Charges:
SL. NO. | PR No | Line Item No | Code | HSN Code | Whether HSN in column ‘5’ is confirmed. If not indicate applicable the HSN code * | Rate of GST applicable ( in %) | Whether rate of GST in column ‘7’ is confirmed. If not indicate applicable rate of GST * | Description of Test | Unit | Quantity | Unit Test Charge | Total Test Charges (Rs.) | Total GST as confirmed by Bidder | Revaluation of M column | Tax Calculation |  | Total Test Charges After Discount (Rs.) |  | Dis Alert | Total Test Charges After MPD (Rs.)
1 | 2 | 3 | 4 | 5 | 6 | 7 | 8 | 9 | 10 | 11 | 12 | 13 = 10 x 11 | 14
1 | [11 empty] | Included | 0 | 0 | 0
2 | [11 empty] | Included | 0 | 0 | 0
NOT APPLICABLE
[8 empty] | TOTAL TYPE TEST CHARGES |  |  |  | 0
[8 empty] | Total GST as confirmed by Bidder |  |  |  |  | 0
* | In case the bidder leaves the cell for confirmation of the HSN code and/or GST rate “blank”, the HSN code and corresponding GST rate indicated by the Employer shall be deemed to be the one confirmed by the Bidder.
Date : |  |  |  | -- |  |  |  |  | Printed Name :
Place : | [8 empty] | Designation :
Note : |  |  |  | Bidder should indicate the name of test laboratories where type tests are proposed to be conducted
Specification No: CC/NT/W-SCADA/DOM/A00/23/08709
Package-I: Establishment of SLDC cum REMC for UT of Ladakh under consultancy assignment for Establishment of SLDC cum REMC for UT of Ladakh. | [7 empty] | 0 | 0
(SCHEDULE OF RATES AND PRICES ) | [7 empty] | 0 | 0
Bidder’s Name and Address (Sole Bidder) :
[8 empty] | 0 | 0
Name : | [8 empty] | 0
Address : | [8 empty] | 0
0
0
SL. NO. | [7 empty] | Description of Test | #REF!
#REF! | [7 empty] | #REF! | #REF!
#REF! | [7 empty] | #REF!
#REF! | [7 empty] | #REF! | #REF!
#REF! | [7 empty] | #REF! | #REF!
[8 empty] | #REF! | #REF!
#REF! | [7 empty] | #REF!
#REF! | [7 empty] | #REF!
#REF! | [7 empty] | #REF!
#REF! | [7 empty] | #REF! | #REF!
#REF! | [7 empty] | #REF! | #REF!
#REF! | [7 empty] | #REF! | #REF!
#REF! | [7 empty] | #REF! | #REF!
[8 empty] | #REF! | #REF!
#REF! | [7 empty] | #REF!
#REF! | [7 empty] | #REF! | #REF!
#REF! | [7 empty] | #REF! | #REF!
#REF! | [7 empty] | #REF! | #REF!
#REF! | [7 empty] | #REF! | #REF!
[8 empty] | #REF! | #REF!
#REF! | [7 empty] | #REF!
#REF! | [7 empty] | #REF! | #REF!
#REF! | [7 empty] | #REF! | #REF!
#REF! | [7 empty] | #REF! | #REF!
[8 empty] | #REF! | #REF!
#REF! | [7 empty] | #REF!
#REF! | [7 empty] | #REF! | #REF!
#REF! | [7 empty] | #REF! | #REF!
#REF! | [7 empty] | #REF! | #REF!
[8 empty] | #REF! | #REF!
#REF! | [7 empty] | #REF!
#REF! | [7 empty] | #REF! | #REF!
#REF! | [7 empty] | #REF! | #REF!
#REF! | [7 empty] | #REF! | #REF!
#REF! | [7 empty] | #REF! | #REF!
[8 empty] | #REF! | #REF!
[8 empty] | #REF! | #REF!
#REF! | [7 empty] | #REF!
#REF! | [7 empty] | #REF!
#REF! | [7 empty] | #REF! | #REF!
#REF! | [7 empty] | #REF! | #REF!
#REF! | [7 empty] | #REF! | #REF!
[8 empty] | #REF! | #REF!
[8 empty] | #REF! | #REF!
#REF! | [7 empty] | #REF!
#REF! | [7 empty] | #REF!
#REF! | [7 empty] | #REF! | #REF!
#REF! | [7 empty] | #REF! | #REF!
#REF! | [7 empty] | #REF! | #REF!
#REF! | [7 empty] | #REF! | #REF!
#REF! | [7 empty] | #REF! | #REF!
[8 empty] | #REF! | #REF!
#REF! | [7 empty] | #REF!
#REF! | [7 empty] | #REF! | #REF!
#REF! | [7 empty] | #REF! | #REF!
#REF! | [7 empty] | #REF! | #REF!
#REF! | [7 empty] | #REF! | #REF!
#REF! | [7 empty] | #REF! | #REF!
#REF! | [7 empty] | #REF! | #REF!
[8 empty] | #REF! | #REF!
#REF! | [7 empty] | #REF!
#REF! | [7 empty] | #REF! | #REF!
#REF! | [7 empty] | #REF! | #REF!
#REF! | [7 empty] | #REF! | #REF!
#REF! | [7 empty] | #REF! | #REF!
#REF! | [7 empty] | #REF! | #REF!
#REF! | [7 empty] | #REF! | #REF!
#REF! | [7 empty] | #REF! | #REF!
#REF! | [7 empty] | #REF! | #REF!
#REF! | [7 empty] | #REF! | #REF!
[8 empty] | #REF! | #REF!
#REF! | [7 empty] | #REF!
#REF! | [7 empty] | #REF! | #REF!
#REF! | [7 empty] | #REF! | #REF!
#REF! | [7 empty] | #REF! | #REF!
[8 empty] | #REF! | #REF!
#REF! | [7 empty] | #REF!
#REF! | [7 empty] | #REF! | #REF!
#REF! | [7 empty] | #REF! | #REF!
#REF! | [7 empty] | #REF! | #REF!
[8 empty] | #REF! | #REF!
#REF! | [7 empty] | #REF!
#REF! | [7 empty] | #REF! | #REF!
#REF! | [7 empty] | #REF! | #REF!
[8 empty] | #REF! | #REF!
#REF! | [7 empty] | #REF!
#REF! | [7 empty] | #REF! | #REF!
#REF! | [7 empty] | #REF! | #REF!
#REF! | [7 empty] | #REF! | #REF!
#REF! | [7 empty] | #REF! | #REF!
#REF! | [7 empty] | #REF! | #REF!
#REF! | [7 empty] | #REF! | #REF!
[8 empty] | #REF! | #REF!
#REF! | [7 empty] | #REF!
#REF! | [7 empty] | #REF! | #REF!
#REF! | [7 empty] | #REF! | #REF!
#REF! | [7 empty] | #REF! | #REF!
#REF! | [7 empty] | #REF! | #REF!
#REF! | [7 empty] | #REF!
#REF! | [7 empty] | #REF! | #REF!
#REF! | [7 empty] | #REF! | #REF!
#REF! | [7 empty] | #REF! | #REF!
#REF! | [7 empty] | #REF! | #REF!
[8 empty] | #REF! | #REF!
[8 empty] | #REF! | #REF!
[8 empty] | #REF! | #REF!
Click for Bid Form 2nd Envelope

## Discount
This letter of discount is optional. Bidder may / may not offer any discount.
Specification No: CC/NT/W-SCADA/DOM/A00/23/08709 |  |  |  |  | Letter of Discount
LETTER OF DISCOUNT
To:
Contract Services
Power Grid Corporation of India Ltd.,
"Saudamini", Plot No.-2
Sector-29, (near IFFCO Chowk)
Gurgaon (Haryana) - 122001
Subject : |  | Package-I: Establishment of SLDC cum REMC for UT of Ladakh under consultancy assignment for Establishment of SLDC cum REMC for UT of Ladakh.
Dear Sir
With reference to the subject tender, we hereby offer unconditional discount on the prices quoted by us as per details given here below : | [6 empty] | Eq Weightage of Rs/ % | Final Discount Factor
| 1 | Discount on lum-sum basis on total price quoted by us without Taxes & Duties. [The discount shall be proportionately applicable on all the items of all the Schdules i.e. Sch-1 (without type test charges), Sch-2, Sch-3, Sch-4a, Sch-4b, Sch-4c & Sch-7] In Rs. |  |  |  | 0 | 0%
| 2 | Discount on percent basis on total price quoted by us without Taxes & Duties. [The discount shall be applicable on all the items of all the Schdules i.e. Sch-1 (without type test charges), Sch-2, Sch-3, Sch-4a, Sch-4b, Sch-4c & Sch-7] In Percent (%) |  |  |  | 0 | 0%
| 3 | Discount on lum-sum basis on the Schedules as given below : [The discount shall be proportionately applicable on all the relevent items of the respective Schdules.] In Rs.
|  | Schedule-1 : Ex works prices |  | In Rs. |  | 0 | 0% | Schedule-1 : Ex-Works Price | 0%
|  | Schedule-2 : Freight & Insurance |  | In Rs. |  | 0 | 0% | Schedule-2 : Freight & Insurance | 0%
|  | Schedule-3 : Erection Charges |  | In Rs. |  | 0 | 0% | Schedule-3 : Erection Charges | 0%
|  | Schedule-4a : Training Charges |  | In Rs. |  | 0 | 0% | Schedule-4a : Training Charges | 0%
|  | Schedule-4b : Annual Maintenance Contract Charges during & after Defect Liability Period |  | In Rs. |  | 0 | 0% | Schedule-4b : Maintenance Charges | 0%
|  | Schedule-4c : Forecasting & Weather Services Charges |  | In Rs. |  | 0 | 0% | Schedule-4c : Forecast Charges | 0%
|  | Schedule-7 : Type Test Charges |  | In Rs. |  | 0 | 0% | Schedule-7 : Type Test Charges | 0%
| 4 | Discount on percent basis on the Schedules as given below : [The discount shall be applicable on all the relevent items of the respective Schdules.] In Percent (%)
|  | Schedule-1 : Ex works prices |  | In Percent (%) |  | 0 | 0%
|  | Schedule-2 : Freight & Insurance |  | In Percent (%) |  | 0 | 0%
|  | Schedule-3 : Erection Charges |  | In Percent (%) |  | 0 | 0%
|  | Schedule-4a : Training Charges |  | In Percent (%) |  | 0 | 0%
|  | Schedule-4b : Annual Maintenance Contract Charges during & after Defect Liability Period |  | In Percent (%) |  | 0 | 0%
|  | Schedule-4c : Forecasting & Weather Services Charges |  | In Percent (%) |  | 0 | 0%
|  | Schedule-7 : Type Test Charges |  | In Percent (%) |  | 0 | 0%
Discount(s) offered at sl. No. 1 to 4 will get displayed and accounted for automatically in the respective items of the Schedules.
| 5 | We hereby offer Multi-package discount as given below:
Multi-Package Discount(s) offered at sl. No. 5 will not get automatically accounted for in the respective items of the Schedules. The same shall be worked out saparately for evaluation.
Please consider this letter of discount as the integral part of our price bid.
Thanking you, we remain,
Yours faithfully,
For and on behalf of
Date : |  | -- | Printed Name :
Place : |  |  | Designation :
Click for Bid Form

## Bid Form 2nd Envelope
Specification No: CC/NT/W-SCADA/DOM/A00/23/08709 |  |  |  |  | Bid Form 2nd Envelope | Sole Bidder |  |  | 1 | st |  | 1 | January
[6 empty] | 0 |  |  | 2 | nd |  | 2 | February
BID FORM (Second Envelope) | [8 empty] | 3 | rd |  | 3 | March
[9 empty] | 4 | th |  | 4 | April
Bid Proposal Ref. No. | [8 empty] | 5 | th |  | 5 | May
Date : | -- | [7 empty] | 6 | th | #VALUE! | 6 | June
[9 empty] | 7 | th | #VALUE! | 7 | July
To: | [8 empty] | 8 | th | #VALUE! | 8 | August
Contracts Services, 3rd Floor | [8 empty] | 9 | th | #VALUE! | 9 | September
Power Grid Corporation of India Ltd., | [8 empty] | 10 | th |  | 10 | October
"Saudamini", Plot No.-2 | [8 empty] | 11 | th |  | 11 | November
Sector-29, | [8 empty] | 12 | th |  | 12 | December
Gurugram (Haryana) - 122001 | [8 empty] | 13 | th
[9 empty] | 14 | th
Name of Contract : |  | Package-I: Establishment of SLDC cum REMC for UT of Ladakh under consultancy assignment for Establishment of SLDC cum REMC for UT of Ladakh. | [6 empty] | 15 | th
Dear Ladies and/or Gentlemen, | [8 empty] | 16 | th
1 | In continuation of First Envelope of our Bid, we hereby submit the Second Envelope of the Bid, both of which shall be read together and in conjunction with each other, and shall be construed as an integral part of our Bid. Accordingly, we the undersigned, offer to design, manufacture, test, deliver, install and commission (including carrying out Trial Operation, Performance & Guarantee Test as per provision of Technical Specification) under the above-named package in full conformity with the said Bidding Documents for the sum of Rs. 0 or such other sums as may be determined in accordance with the terms and conditions of the Bidding Documents. |  |  |  |  | In continuation of First Envelope of our Bid, we hereby submit the Second Envelope of the Bid, both of which shall be read together and in conjunction with each other, and shall be construed as an integral part of our Bid. Accordingly, we the undersigned, offer to design, manufacture, test, deliver, install and commission (including carrying out Trial Operation, Performance & Guarantee Test as per provision of Technical Specification) under the above-named package in full conformity with the said Bidding Documents for the sum of Rs. | or such other sums as may be determined in accordance with the terms and conditions of the Bidding Documents. | 0 | 17 | th
| The above amounts are in accordance with the price schedules attached herewith and are made part of this bid. | [7 empty] | 18 | th
2 | Price Schedules | [7 empty] | 19 | th
2.1 | In line with the requirements of the Bidding documents, we enclose herewith the following Price Schedules, duly filled - in as per your proforma: | [7 empty] | 20 | th
| Schedule 1 |  | Plant and Equipment (Including Mandatory Spare Parts) to be supplied, including Type Test Charges. | [5 empty] | 21 | st
| Schedule 2 |  | Local Transportation, In-transit Insurance, loading and unloading | [5 empty] | 22 | th
| Schedule 3 |  | Installation Charges. | [5 empty] | 23 | th
| Schedule 4a |  | Training charges for training to be imparted. | [5 empty] | 24 | th
| Schedule 4b |  | Annual Maintenance Contract Charges during & after Defect Liability Period
| Schedule 4c |  | Forecasting & Weather Services Charges
| Schedule 5 |  | Taxes and Duties not included in Schedule 1 | [5 empty] | 25 | th
[9 empty] | 25 | th
| Schedule 6 |  | Grand Summary [Schedule 1 to 5] | [5 empty] | 26 | th
| Schedule 7 |  | Break-up of Type Test Charges for Type Tests to be conducted (NOT APPLICABLE) | [5 empty] | 27 | th
2.2 | We are aware that the Price Schedules do not generally give a full description of the Work to be performed under each item and we shall be deemed to have read the Technical Specifications and other sections of the Bidding Documents and Drawings to ascertain the full scope of Work included in each item while filling-in the rates and prices. We agree that the entered rates and prices shall be deemed to include for the full scope as aforesaid, including overheads and profit. | [7 empty] | 28 | th
2.3 | We declare that as specified in Clause 11.5, Section –II:ITB, Vol.-I of the Bidding Documents, prices quoted by us in the Price Schedules shall be subject to Price Adjustment during the execution of Contract in accordance with Appendix-2 (Price Adjustment) to the Contract Agreement. | [7 empty] | 29 | th
2.4 | We understand that in the price schedules, where there are errors between the total of the amounts given under the column for the price Breakdown and the amount given under the Total Price, the former shall prevail and the latter will be corrected accordingly. We further understand that where there are discrepancies between amounts stated in figures and amounts stated in words, the amount stated in words shall prevail. Similarly, any discrepancy in the total bid price and that of the summation of Schedule price (price indicated in a Schedule indicating the total of that schedule), the total bid price shall be corrected to reflect the actual summation of the Schedule prices. | [7 empty] | 30 | th
2.5 | We declare that items left blank in the Schedules will be deemed to have been included in other items. The TOTAL for each Schedule and the TOTAL of Grand Summary shall be deemed to be the total price for executing the Facilities and sections thereof in complete accordance with the Contract, whether or not each individual item has been priced. | [7 empty] | 31 | st
3 | We confirm that except as otherwise specifically provided our Bid Prices in this Second Envelope include all taxes, duties, levies and charges as may be assessed on us/our Associate (applicable for Foreign Bidder), our Sub-Contractor/Sub-Vendor or their employees by all municipal, state or national government authorities in connection with the Facilities, in and outside of India.
3.1 | 100% of applicable Taxes and Duties i.e GST which are payable by the Employer/Owner (as applicable) under the Contract, shall be reimbursed by the Employer/Owner (as applicable) on production of satisfactory documentary evidence by the Contractor in accordance with the provisions of the Bidding Documents.
3.2 | We further understand that notwithstanding 3.0 above, in case of award on us, you shall also bear and pay/reimburse to us, GST applicable on supplies by us to you, imposed on the Plant & Equipment including Mandatory Spare Parts to be incorporated into the Facilities including Type Test charges for Type test to be conducted specified in Schedule No. 1, Installation Services specified in Schedule No. 3, Charges for Training to be imparted specified in Schedule No. 4a and Maintenance Charges during & after Defect Laibility Period specified in Schedule No. 4b of the Price Schedule in this Second Envelope by the Indian Laws.
3.3 | We confirm that we have also registered/we shall also get registered in the GST Network with a GSTIN, in all the states where the project is located and the states from which we shall make our supply of goods.
4 | # (For Joint Venture only) We, the partners of Joint Venture submitting this bid, do agree and confirm that in case of Award of Contract on the Joint Venture, we shall be jointly and severally liable and responsible for the execution of the Contract in accordance with Contract terms and conditions.
5 | We, hereby, declare that only the persons or firms interested in this proposal as principals are named here and that no other persons or firms other than those mentioned herein have any interest in this proposal or in the Contract to be entered into, if the award is made on us, that this proposal is made without any connection with any other person, firm or party likewise submitting a proposal is in all respects for and in good faith, without collusion or fraud.
Thanking you, we remain,
Yours faithfully,
For and on behalf of
Signature :
Date : | -- |  |  | Printed Name :
Place : |  |  |  | Designation :
Common Seal :
Please provide additional information of the Bidder
Business Address :
Country of Incorporation :
State/Province to be indicated :
Name of Principal Officer :
Address of Principal Officer :
Note: Bidders may note that no prescribed proforma has been enclosed for Attachment 2 : Power of Attorney. Bidders may use their own proforma for furnishing the required information with the bid.
* * *
Back to Cover Page