## Basic (hidden)
Package Name | Reconductoring Package- OH01 for Reconductoring of various 132kV S/C transmission line and associated substation work under North Eastern Region Expansion Scheme-XX (NERES-XX), North Eastern Region Expansion Scheme-XVIII (NERES-XVIII) and Eastern Region Expansion Scheme -XXXIII (ERES- XXXIII).
Direct
Package Code | OH-01 | Bought-out
Specification No. | CC/NT/W-COND/DOM/A04/23/00071

## Cover
REVISION-1
Price Schedules | Reconductoring Package- OH01 for Reconductoring of various 132kV S/C transmission line and associated substation work under North Eastern Region Expansion Scheme-XX (NERES-XX), North Eastern Region Expansion Scheme-XVIII (NERES-XVIII) and Eastern Region Expansion Scheme -XXXIII (ERES- XXXIII). |  | Reconductoring Package- OH01
CC/NT/W-COND/DOM/A04/23/00071
| 1 | Fill up only green shaded cells in Sch-1, Sch-2, Sch-3, Sch-5, Sch-7 and Bid Form 2nd Envelope.
| 2 | All the cells in Sch-4 & Sch-6 are auto filled, therefore no cell is required to be filled up there.
| 3 | Instructions / error messages, if any, will be displayed automatically after selecting the cell.
| 4 | After filling up all the schedues, save the file, take print out of all the schedules and Bid form and sign & stamp and submit them as hard copy of the 2nd envelope (Price part) of the bid. Also ensure to submit the soft copy of the the same file on CD/ DVD.
पावर ग्रिड कारपोरेशन ऑफ इण्डिया लिमिटेड
(भारत सरकार का उद्यम)
Power Grid Corporation of India Limited
(A Government of India Enterprises)
Click to skip Instructions & Proceed
Click for Detailed General Instructions
General guidelines for filling up the Price Schedules, Sch-1 to Sch-7

## Instructions (hidden)
General Instruction to the Bidders for filling up this workbook of Price Schedules for Package TW13
I | While filling up the worksheets following may please be observed :
| (i) | Fill up only green shaded cells.
| (ii) | Certain data type entries have been restricted, such as Numeric values or limits of numeric values.
| (iii) | Select only the options provided in pull down menus.
| (iv) | Do not link any cell of this work book with any other work book.
| (v) | Do not use copy & paste or cut & paste options for filling up the data.
| (vi) | Do not reformat any of the cell of the work book.
II | This Workbook consists of following worksheets :
Cover :
Opening page of the workbook.
Names of Bidder :
| ● | Select Sole Bidder or JV (Joint Venture) from the pull down menu. Do not leave this cell blank.
| ● | Select nos. of the JV Partners other than the Lead Partner from drop down menu.
| ● | In case of JV partners more than 2, enter details of 3rd & more partners along with details of 2nd partner.
| ● | Fill up names and address of the Sole Bidder and /or Joint Venture.
| ● | Fill up date in dd-mm-yyyy format from drop down menu.
| ● | Click for Sch-1 given at the right top of the worksheet to go to Sch-1.
Sch-1 (Ex-works Prices) :
| ● | Fill up unit rates for all the items in numeric values greater than 0 (zero). If unit rate is left blank, the corresponding item shall be deemed to be included in the total price.
| ● | Corresponding cell for mode of transaction shall be come enable only after filling up the unit rate, therefore first fill up the unit rate and then mode of transaction for the corresponding item.
| ● | Select either Direct or Bought-out from the drop down menu. Do not leave the cell blank the same shall be deemed to be Bought-out if the cell is left blank.
| ● | Total amount shall get calculated automatically.
| ● | Type Test charges shall appear automatically after filling up Sch-7 appropriately.
Sch-2 (Freight & Insurance Charges) :
| ● | Fill up unit rates for all the items in numeric values greater than 0 (zero). If unit rate is left blank, the corresponding item shall be deemed to be included in the total price.
| ● | Total amount shall get calculated automatically.
Sch-3 (Erection Charges) :
| ● | Fill up unit rates for all the items in numeric values greater than 0 (zero). If unit rate is left blank, the corresponding item shall be deemed to be included in the total price.
| ● | Total amount shall get calculated automatically.
Sch-4 (Training Charges) :
| ● | Not applicable, hence no cell is required to be filled up.
Sch-5 (Summary of Taxes and Duties applicable on the Goods) :
| ● | Fill up applicable rate of Excise Duty. The amount of Excise Duty on the items mentioned as Direct in the mode of transaction in Schedule-1 shall be calculated automatically at the rate mentioned by the bidder here.
| ● | Segregate and fill up the amount on which Sales Tax shall be applicable out of Ex-works supply items mentioned as direct in the mode of transaction in Schedule-1. Applicable Excise Duty on this amount will be calculated automatically at the rate mentioned by the bidder. Further, fill up the rate of applicable Sales Tax. Amount of Sales Tax shall be automatically calculated on the amount mentioned by the bidder as subjected to Sales Tax plus applicable Excise Duty at the rate mentioned by the Bidder.
| ● | Difference of total amount quoted by the bidder as Direct Transaction and the amount mentioned by him subjected to Sales Tax shall be considered as the amount on which VAT shall become applicable and the same shall be calculated & displayed automatically. Applicable Excise Duty on this amount at the rate mentioned by the bidder shall also be calculated & displayed automatically. Fill up the rate of applicable VAT. The amount of VAT shall be calculated automatically on the amount considered to be subjected to VAT plus applicable Excise Duty at the rate mentioned by the bidder here.
| ● | Amount as per details filled up by the bidder in the work sheets Entry Tax, Octroi and other Taxes & Duties shall be displayed in this work sheet Sch-5 but will not be added to the grand total and shall be considered as applicable.
| ● | Click at the links to go to the work sheets Entry Tax, Octroi and other Taxes & Duties one by one.
Entry Tax :
| ● | Fill the description, amount and rate of applicable Entry Tax. Total of this worksheet shall be displayed in Sch -5 (Taxes & Duties)
| ● | Click at the link to go back to Sch-5.
OCTROI :
| ● | Fill the description, amount and rate of applicable Octroi. Total of this worksheet shall be displayed in Sch -5 (Taxes & Duties)
| ● | Click at the link to go back to Sch-5.
Other Taxes & Duties :
| ● | Fill the description, amount and rate of applicable Other Taxes & Duties. Total of this worksheet shall be displayed in Sch -5 (Taxes & Duties)
| ● | Click at the link to go back to Sch-5.
Sch -6 :
| ● | Summary of all the Schedules without considering discount (mentioned in the work sheet discount) shall be displayed automatically.
| ● | No cell is required to be filled in by the bidder in this worksheet.
Sch-7 (Type Test Charges) :
| ● | Fill up the rates & location where type tests are proposed.
| ● | Total of this Sch-7 shall automatically appear in Sch-1.
Bid form 2nd Envelope :
| ● | Fill up ref. no. as bidder's ref no. of this letter.
| ● | This letter shall consider the net price as per Sch-6 (After Discount).
| ● | Fill up names & Designation of the representatives of other JV partner(s) if the bidder is JV (Joint Venture) .
| ● | Fill up additional information as required.
* * *
Happy Bidding !
Click to Proceed

## Names of Bidder
Reconductoring Package- OH01 for Reconductoring of various 132kV S/C transmission line and associated substation work under North Eastern Region Expansion Scheme-XX (NERES-XX), North Eastern Region Expansion Scheme-XVIII (NERES-XVIII) and Eastern Region Expansion Scheme -XXXIII (ERES- XXXIII).
CC/NT/W-COND/DOM/A04/23/00071 |  |  |  | Sole Bidder | 1
|  |  |  | JV (Joint Venture) | Other Partner
Enter following details of the bidder
Specify type of Bidder [Select from drop down menu] | Sole Bidder |  | 1 | 0
Name of Sole Bidder
Address of Sole Bidder
Name of other Partner - 2 (more, if any) | …….. …….. …….. …….. …….. ……..
Address of other Partner - 2 (more, if any) | …….. …….. …….. …….. …….. ……..
…….. …….. …….. …….. …….. ……..
…….. …….. …….. …….. …….. ……..
Printed Name
Designation
Date |  | 31
Place
Click for Sch-1

## Sch-1
CC/NT/W-COND/DOM/A04/23/00071 | [12 empty] | Schedule-1
Reconductoring Package- OH01 for Reconductoring of various 132kV S/C transmission line and associated substation work under North Eastern Region Expansion Scheme-XX (NERES-XX), North Eastern Region Expansion Scheme-XVIII (NERES-XVIII) and Eastern Region Expansion Scheme -XXXIII (ERES- XXXIII).
(SCHEDULE OF RATES AND PRICES)
BIDDER:
0 | [9 empty] | To: | [9 empty] | 1
Bidder’s Name and Address (Sole Bidder) : | [9 empty] | Contract Services | [9 empty] | 0
Name : | [9 empty] | Power Grid Corporation of India Ltd., | [9 empty] | #REF!
Address : | [9 empty] | "Saudamini", Plot No.-2 | [9 empty] | #REF!
Sector-29,
Gurgaon (Haryana) - 122001
Plant and Equipment (including Mandatory Spares Parts) to be supplied, including Type Test Charges for Tests to be conducted.
(All Prices are in Indian Rupees)
SI. No. | PR No | PR Line Item No | Activity Description | Material Code | HSN Code | Whether HSN in column ‘6’ is confirmed. If not indicate applicable the HSN code # | Rate of GST applicable ( in %) | Whether rate of GST in column ‘8’ is confirmed. If not indicate applicable rate of GST # | Item Description | Unit | Qty. | Unit Ex-Works Price (excluding GST) | Total Ex-Works Price (excluding GST)
1 | 2 | 3 | 4 | 5 | 6 | 7 | 8 | 9 | 10 | 11 | 12 | 13 | 14 = 12 X 13 | [7 empty] | 91
I | Reconductoring 132kVS/C Rag- Gang Ckt-I&II HTLS 800A
1 | 7000020568 | 10 | Conductor HTLS 800A | 1000063980 | 76141000 |  | 18 |  | HTLS Conducor for 132kV TL | KM | 164.88 |  | INCLUDED | 0 | 0 | 0 | 0 | 0 | 0
2 | 7000020568 | 20 | Conductor Accessories HTLS 800A | 1000033694 | 76169990 |  | 18 |  | MID SPAN COMPRESSION JOINT FOR HTLS PANTHER SIZE COUNDUCTOR | SET | 75 |  | INCLUDED | 0 | 0 | 0 | 0 | 0 | 0
3 | 7000020568 | 30 | Conductor Accessories HTLS 800A | 1000033695 | 76169990 |  | 18 |  | REPAIR SLEEVE FOR HTLS PANTHER SIZE COUNDUCTOR | SET | 23 |  | INCLUDED | 0 | 0 | 0 | 0 | 0 | 0
4 | 7000020568 | 40 | Conductor Accessories HTLS 800A | 1000033696 | 73082011 |  | 18 |  | VIBRATION DAMPER FOR HTLS PANTHER SIZE COUNDUCTOR | SET | 2376 |  | INCLUDED | 0 | 0 | 0 | 0 | 0 | 0
5 | 7000020568 | 50 | Hardware Excl. Clamp | 1000053285 | 73082011 |  | 18 |  | SINGLE TEN STR-132KV PANTHER W/O TEN CLP | SET | 1188 |  | INCLUDED | 0 | 0 | 0 | 0 | 0 | 0
6 | 7000020568 | 60 | Clamps for HTLS 800A Cond | 1000033674 | 73082011 |  | 18 |  | DEAD END TENSION CLAMP SUITABLE FOR HTLS PANTHER SIZE CONDUCTOR | SET | 1188 |  | INCLUDED | 0 | 0 | 0 | 0 | 0 | 0
7 | 7000020568 | 70 | Conductor HTLS 800A (Spare) | 1000063980 | 76141000 |  | 18 |  | HTLS Conducor for 132kV TL | KM | 16.4 |  | INCLUDED | 0 | 0 | 0 | 0 | 0 | 0
8 | 7000020568 | 80 | Conductor Accessories HTLS 800A (Spare) | 1000033694 | 76169990 |  | 18 |  | MID SPAN COMPRESSION JOINT FOR HTLS PANTHER SIZE COUNDUCTOR | SET | 7 |  | INCLUDED | 0 | 0 | 0 | 0 | 0 | 0
9 | 7000020568 | 90 | Conductor Accessories HTLS 800A (Spare) | 1000033695 | 76169990 |  | 18 |  | REPAIR SLEEVE FOR HTLS PANTHER SIZE COUNDUCTOR | SET | 3 |  | INCLUDED | 0 | 0 | 0 | 0 | 0 | 0
10 | 7000020568 | 100 | Conductor Accessories HTLS 800A (Spare) | 1000033696 | 73082011 |  | 18 |  | VIBRATION DAMPER FOR HTLS PANTHER SIZE COUNDUCTOR | SET | 144 |  | INCLUDED | 0 | 0 | 0 | 0 | 0 | 0
11 | 7000020568 | 110 | Hardware Excl. Clamp (Spare) | 1000053285 | 73082011 |  | 18 |  | SINGLE TEN STR-132KV PANTHER W/O TEN CLP | SET | 24 |  | INCLUDED | 0 | 0 | 0 | 0 | 0 | 0
12 | 7000020568 | 120 | Clamps for HTLS 800A Cond (Spare) | 1000033674 | 73082011 |  | 18 |  | DEAD END TENSION CLAMP SUITABLE FOR HTLS PANTHER SIZE CONDUCTOR | SET | 24 |  | INCLUDED | 0 | 0 | 0 | 0 | 0 | 0
II | Reconductoring 132kVS/C Mel-Zuan TL-I HTLS 900A
1 | 7000020553 | 10 | Conductor HTLS 900A | 1000064245 | 76141000 |  | 18 |  | HTLS PANTHER CONDUCOR 900A FOR 132KV TL | KM | 30.884 |  | INCLUDED | 0 | 0 | 0 | 0 | 0 | 0
2 | 7000020553 | 20 | Conductor Accessories HTLS 900A | 1000064627 | 76169990 |  | 18 |  | MID SPAN COMPRESSION JOINT SUITABLE FOR HTLS PANTHER 900A CONDUCTOR | SET | 14 |  | INCLUDED | 0 | 0 | 0 | 0 | 0 | 0
3 | 7000020553 | 30 | Conductor Accessories HTLS 900A | 1000064634 | 76169990 |  | 18 |  | REPAIR SLEEVE SUITABLE FOR HTLS PANTHER 900A CONDUCTOR | SET | 4 |  | INCLUDED | 0 | 0 | 0 | 0 | 0 | 0
4 | 7000020553 | 40 | Conductor Accessories HTLS 900A | 1000064656 | 76169990 |  | 18 |  | VIBRATION DAMPER SUITABLE FOR HTLS PANTHER 900A CONDUCTOR | SET | 360 |  | INCLUDED | 0 | 0 | 0 | 0 | 0 | 0
5 | 7000020553 | 50 | Hardware Excl. Clamp | 1000053285 | 73082011 |  | 18 |  | SINGLE TEN STR-132KV PANTHER W/O TEN CLP | SET | 180 |  | INCLUDED | 0 | 0 | 0 | 0 | 0 | 0
6 | 7000020553 | 60 | Clamps for HTLS 900A Cond | 1000064657 | 76169990 |  | 18 |  | DEAD END CLAMPS HTLS PANTHER 900A | SET | 180 |  | INCLUDED | 0 | 0 | 0 | 0 | 0 | 0
7 | 7000020553 | 70 | Conductor HTLS 900A (Spare) | 1000064245 | 76141000 |  | 18 |  | HTLS PANTHER CONDUCOR 900A FOR 132KV TL | KM | 5 |  | INCLUDED | 0 | 0 | 0 | 0 | 0 | 0
8 | 7000020553 | 80 | Conductor Accessories HTLS 900A (Spare) | 1000064627 | 76169990 |  | 18 |  | MID SPAN COMPRESSION JOINT SUITABLE FOR HTLS PANTHER 900A CONDUCTOR | SET | 2 |  | INCLUDED | 0 | 0 | 0 | 0 | 0 | 0
9 | 7000020553 | 90 | Conductor Accessories HTLS 900A (Spare) | 1000064634 | 76169990 |  | 18 |  | REPAIR SLEEVE SUITABLE FOR HTLS PANTHER 900A CONDUCTOR | SET | 1 |  | INCLUDED | 0 | 0 | 0 | 0 | 0 | 0
10 | 7000020553 | 100 | Conductor Accessories HTLS 900A (Spare) | 1000064656 | 76169990 |  | 18 |  | VIBRATION DAMPER SUITABLE FOR HTLS PANTHER 900A CONDUCTOR | SET | 36 |  | INCLUDED | 0 | 0 | 0 | 0 | 0 | 0
11 | 7000020553 | 110 | Hardware Excl. Clamp (Spare) | 1000053285 | 73082011 |  | 18 |  | SINGLE TEN STR-132KV PANTHER W/O TEN CLP | SET | 3 |  | INCLUDED | 0 | 0 | 0 | 0 | 0 | 0
12 | 7000020553 | 120 | Clamps for HTLS 900A Cond (Spare) | 1000064657 | 76169990 |  | 18 |  | DEAD END CLAMPS HTLS PANTHER 900A | SET | 6 |  | INCLUDED | 0 | 0 | 0 | 0 | 0 | 0
13 | 7000020553 | 150 | Insulators | 1000009321 | 85469090 |  | 18 |  | Composite long rod Insulators for 132kV Transmission Line-90 KN (Length-1450 mm, Creepage-4495 mm) | EA | 174 |  | INCLUDED | 0 | 0 | 0 | 0 | 0 | 0
14 | 7000020553 | 160 | Insulators (Spare) | 1000009321 | 85469090 |  | 18 |  | Composite long rod Insulators for 132kV Transmission Line-90 KN (Length-1450 mm, Creepage-4495 mm) | EA | 17 |  | INCLUDED | 0 | 0 | 0 | 0 | 0 | 0
III | NEW HTLS TL 1 km (approx) for shifting of exsisting bay to new bay at Melriat SS.
1 | 7000020553 | 280 | FABRICATION AND SUPPLY | 1000015274 | 73082011 |  | 18 |  | Fabrication, galvanising & supply of various types of towers & towerparts, tower/leg extensions (complete) excluding step bolt, stubs andbolts & nuts but including hangers, D-Shackles, pack washers etc.-MSSteel for Normal Towers | MT | 4.809 |  | INCLUDED | 0 | 0 | 0 | 0 | 0 | 0
2 | 7000020553 | 290 | FABRICATION AND SUPPLY | 1000015276 | 73082011 |  | 18 |  | Fabrication, galvanising & supply of stubs with cleats for varioustypes of towers and tower extensions(complete) with packwashers excluding supply of bolts & nuts-MS Steel for Normal Towers | MT | 0.44 |  | INCLUDED | 0 | 0 | 0 | 0 | 0 | 0
3 | 7000020553 | 300 | FABRICATION AND SUPPLY | 1000013472 | 73181500 |  | 18 |  | Supply of Hexagonal Bolts & Nuts for towers including Step Bolts, SpringWashers etc. | MT | 0.347 |  | INCLUDED | 0 | 0 | 0 | 0 | 0 | 0
4 | 7000020553 | 310 | FABRICATION AND SUPPLY | 1000007847 | 73181500 |  | 18 |  | Supply of Bolts & Nuts for Stubs including Spring Washers etc. | MT | 0.011 |  | INCLUDED | 0 | 0 | 0 | 0 | 0 | 0
5 | 7000020553 | 320 | FABRICATION AND SUPPLY | 1000013391 | 73082011 |  | 18 |  | Fabrication, galvanising & supply of various types of towers & towerparts, tower/leg extensions (complete) excluding step bolt, stubs andbolts & nuts but including hangers, D-Shackles, pack washers etc.-HTSteel for Normal Towers | MT | 2.22 |  | INCLUDED | 0 | 0 | 0 | 0 | 0 | 0
6 | 7000020553 | 330 | FABRICATION AND SUPPLY | 1000013393 | 73082011 |  | 18 |  | Fabrication, galvanising & supply of stubs with cleats for varioustypes of towers and tower extensions(complete) with packwashers excluding supply of bolts & nuts-HT Steel for Normal Towers | MT | 0.297 |  | INCLUDED | 0 | 0 | 0 | 0 | 0 | 0
7 | 7000020553 | 340 | EARTHING OF TOWERS | 1000010003 | 73082011 |  | 18 |  | Supply of Counterpoise type (120 m length) | EA | 1 |  | INCLUDED | 0 | 0 | 0 | 0 | 0 | 0
8 | 7000020553 | 350 | EARTHING OF TOWERS | 1000019717 | 73082011 |  | 18 |  | Supply of Shieldwire Earthing includingPG clamps, downlead clamps butexcluding Earthwire bits forCounterpoise type earthing | EA | 1 |  | INCLUDED | 0 | 0 | 0 | 0 | 0 | 0
9 | 7000020553 | 360 | TOWER ACCESSORIES | 1000032562 | 73082011 |  | 18 |  | DANGER PLATE FOR 132 KV | EA | 1 |  | INCLUDED | 0 | 0 | 0 | 0 | 0 | 0
10 | 7000020553 | 370 | TOWER ACCESSORIES | 1000015969 | 73082011 |  | 18 |  | Number Plate for 132kV | EA | 1 |  | INCLUDED | 0 | 0 | 0 | 0 | 0 | 0
11 | 7000020553 | 380 | TOWER ACCESSORIES | 1000017508 | 73082011 |  | 18 |  | Phase Plate (Set of three) | SET | 1 |  | INCLUDED | 0 | 0 | 0 | 0 | 0 | 0
12 | 7000020553 | 390 | TOWER ACCESSORIES | 1000006779 | 73082011 |  | 18 |  | Supply of Anti-Climbing Devices ofBarbed Wire Type | SET | 1 |  | INCLUDED | 0 | 0 | 0 | 0 | 0 | 0
13 | 7000020553 | 400 | CONDUCTOR HTLS 900A | 1000063980 | 76141000 |  | 18 |  | HTLS Conducor for 132kV TL | KM | 3.03 |  | INCLUDED | 0 | 0 | 0 | 0 | 0 | 0
14 | 7000020553 | 410 | INSULATOR | 1000033771 | 85469090 |  | 18 |  | 90KN COMPOSITE INSULATOR FOR 132KV WITH LENGTH 1595MM | SET | 6 |  | INCLUDED | 0 | 0 | 0 | 0 | 0 | 0
15 | 7000020528 | 10 | HARDWARE FITTINGS | 1000053285 | 73082011 |  | 18 |  | SINGLE TEN STR-132KV PANTHER W/O TEN CLP | SET | 6 |  | INCLUDED | 0 | 0 | 0 | 0 | 0 | 0
16 | 7000020528 | 20 | HARDWARE FITTINGS | 1000033674 | 73082011 |  | 18 |  | DEAD END TENSION CLAMP SUITABLE FOR HTLS PANTHER SIZE CONDUCTOR | SET | 6 |  | INCLUDED | 0 | 0 | 0 | 0 | 0 | 0
17 | 7000020553 | 430 | CONDUCTOR ACCESSORIES | 1000015514 | 76169990 |  | 18 |  | Mid Span Compression Joint for Conductor-ACSR Panther | EA | 2 |  | INCLUDED | 0 | 0 | 0 | 0 | 0 | 0
18 | 7000020553 | 440 | CONDUCTOR ACCESSORIES | 1000018444 | 76169990 |  | 18 |  | Repair Sleeve for Conductor-ACSR Panther | EA | 1 |  | INCLUDED | 0 | 0 | 0 | 0 | 0 | 0
19 | 7000020553 | 450 | CONDUCTOR ACCESSORIES | 1000022432 | 73082011 |  | 18 |  | Vibration Damper for Conductor-ACSR Panther | EA | 12 |  | INCLUDED | 0 | 0 | 0 | 0 | 0 | 0
20 | 7000020553 | 550 | OPGW-Main items | 1000031039 | 82057000 |  | 18 |  | TENSION FITTINGS ASSEMBLY FOR 24F OPGW INCLUDING ALL ACCESSORIES FORJOINT BOX (SPLICING) LOCATION | SET | 1 |  | INCLUDED | 0 | 0 | 0 | 0 | 0 | 0
21 | 7000020553 | 560 | OPGW-Main items | 1000033146 | 82057000 |  | 18 |  | TENSION ASSEMBLY - DOUBLE TENSION PASS THROUGH ASSEMBLY FOR 24 FIBEROPGW | SET | 1 |  | INCLUDED | 0 | 0 | 0 | 0 | 0 | 0
22 | 7000020553 | 570 | OPGW-Main items | 1000022417 | 82057000 |  | 18 |  | Vibration Damper for 24 fibre OPGW | EA | 4 |  | INCLUDED | 0 | 0 | 0 | 0 | 0 | 0
23 | 7000020553 | 580 | OPGW-Main items | 1000010817 | 82057000 |  | 18 |  | Down Lead clamp Assembly for 24 fibre OPGW | EA | 33 |  | INCLUDED | 0 | 0 | 0 | 0 | 0 | 0
24 | 7000020553 | 590 | OPGW-Main items | 1000014198 | 85353090 |  | 18 |  | Joint Box for 24 fibre OPGW | EA | 2 |  | INCLUDED | 0 | 0 | 0 | 0 | 0 | 0
25 | 7000020553 | 600 | OPGW-Main items | 1000030940 | 85447090 |  | 18 |  | 24 FIBRE (DWSM) OPGW FIBRE OPTIC CABLE | KM | 2 |  | INCLUDED | 0 | 0 | 0 | 0 | 0 | 0
IV | 132kV Bay Upgradation-Zuangtui S/S
1 | 7000020553 | 620 | AIS Equipments | 1000000933 | 85359090 |  | 18 |  | 145 kV, 1000A, 31.5KA, 1-Phase CurrentTransformer with 120% extended currentrating | EA | 3 |  | INCLUDED | 0 | 0 | 0 | 0 | 0 | 0
2 | 7000020553 | 630 | AIS Equipments | 1000011240 | 72169990 |  | 18 |  | Erection Hardware for 132kV layout (Single Main & TransferScheme)-Line Bay as per technical specification | SET | 1 |  | INCLUDED | 0 | 0 | 0 | 0 | 0 | 0
3 | 7000020553 | 650 | Non Standard | 1000015954 | 73082011 |  | 18 |  | Fabrication, galvanising and supply of Lattice Structures (MS Steel),to be designed during detailed engineering, for towers, beams andequipment support structure including pack plates / packwashers andgusset plates excluding fasteners and foundation bolts | MT | 0.15 |  | INCLUDED | 0 | 0 | 0 | 0 | 0 | 0
4 | 7000020553 | 660 | Non Standard | 1000011713 | 73082011 |  | 18 |  | Fabrication, galvanising and supply of fasteners ( nuts, bolts andwashers ) including step bolts for lattice and pipe structures to bedesigned during detailed engineering | MT | 0.05 |  | INCLUDED | 0 | 0 | 0 | 0 | 0 | 0
5 | 7000020553 | 680 | Spare-AIS | 1000000933 | 85359090 |  | 18 |  | 145 kV, 1000A, 31.5KA, 1-Phase CurrentTransformer with 120% extended currentrating | EA | 1 |  | INCLUDED | 0 | 0 | 0 | 0 | 0 | 0
V | Extension of 132KV Melriat GIS
1 | 7000020553 | 690 | 145KV GIS Equipment | 1000032373 | 85389000 |  | 18 |  | 145KV, 1250A, 31.5KA SF6/AIR BUSHING FOR CONNECTING GIS TO AISALONGWITH SUPPORT STRUCTURE | SET | 1 |  | INCLUDED | 0 | 0 | 0 | 0 | 0 | 0
2 | 7000020553 | 700 | 145KV GIS Equipment | 1000032751 | 85389000 |  | 18 |  | 145KV, 1250A, 31.5KA,3PH,GIS BUS DUCT | M | 70 |  | INCLUDED | 0 | 0 | 0 | 0 | 0 | 0
3 | 7000020553 | 710 | 145KV GIS Equipment | 1000000994 | 85359030 |  | 18 |  | 145kV, 1250 A, 31.5 kA, SF6 GIS Linefeeder bay module as perSection-Project, Technicalspecification | SET | 1 |  | INCLUDED | 0 | 0 | 0 | 0 | 0 | 0
4 | 7000020553 | 720 | 145KV GIS Equipment | 1000034953 | 85389000 |  | 18 |  | 145KV,2000A,31.5KA GIS BUS BAR MODULE EXTENSION ASPERSECTION-PROJECT, TECHNICAL SPECIFICATION | SET | 1 |  | INCLUDED | 0 | 0 | 0 | 0 | 0 | 0
5 | 7000020553 | 730 | 145KV AIS Equipment | 1000000956 | 85462040 |  | 18 |  | 145kV, 1 phase Bus Post Insulators | EA | 3 |  | INCLUDED | 0 | 0 | 0 | 0 | 0 | 0
6 | 7000020553 | 740 | 145KV AIS Equipment | 1000020416 | 85354010 |  | 18 |  | 120kV Surge Arrester(1-phase) | EA | 3 |  | INCLUDED | 0 | 0 | 0 | 0 | 0 | 0
7 | 7000020553 | 750 | 145KV AIS Equipment | 1000000991 | 85359090 |  | 18 |  | 145 kV, 8800pf, 1-phase Capacitive Voltage Transformer | EA | 3 |  | INCLUDED | 0 | 0 | 0 | 0 | 0 | 0
8 | 7000020553 | 760 | 145KV AIS Equipment | 1000000909 | 85176210 |  | 18 |  | 132kV,1250A,0.5mH , 31.5kA Line Trap | EA | 1 |  | INCLUDED | 0 | 0 | 0 | 0 | 0 | 0
9 | 7000020553 | 790 | Structure | 1000029037 | 73082011 |  | 18 |  | Fabrication, galvanising and supply of Std 132 kV Support Structure1Ph CVT including nuts, bolts, all type of washers, packplates, stepboltsand gusset plates excluding foundation bolts | EA | 3 |  | INCLUDED | 0 | 0 | 0 | 0 | 0 | 0
10 | 7000020553 | 800 | Structure | 1000029035 | 73082011 |  | 18 |  | Fabrication, galvanising and supply of Std 132 kV Support Structure1Ph BPI including nuts, bolts, all type of washers, packplates, stepboltsand gusset plates excluding foundation bolts | EA | 3 |  | INCLUDED | 0 | 0 | 0 | 0 | 0 | 0
11 | 7000020553 | 810 | Structure | 1000029039 | 73082011 |  | 18 |  | Fabrication, galvanising and supply of Std 132 kV Support Structure 1 PhLAincluding nuts, bolts, all type of washers, packplates, step bolts andgusset plates excluding foundation bolts | EA | 3 |  | INCLUDED | 0 | 0 | 0 | 0 | 0 | 0
12 | 7000020553 | 830 | Erection H/W | 1000039188 | 73079210 |  | 18 |  | ERECTION HARDWARE FOR 132KV SM TYPE LAYOUT FOR GISTERMINATION ARRANGEMENT-LINE BAY AS PER TECHNICAL SPECIFICATION | SET | 1 |  | INCLUDED | 0 | 0 | 0 | 0 | 0 | 0
13 | 7000020553 | 840 | Erection H/W | 1000055857 | 72169990 |  | 18 |  | 132KV SUSPENSION INSULATOR STRING AND ASSOCIATED HARDWARE FITTINGSWITH DROP CLAMP SUITABLE FOR SINGLE CONDUCTOR | EA | 3 |  | INCLUDED | 0 | 0 | 0 | 0 | 0 | 0
14 | 7000020553 | 850 | Erection H/W | 1000055853 | 72169990 |  | 18 |  | 132KV TENSION INSULATOR STRING AND ASSOCIATED HARDWARE FITTINGSWITHOUT TURN BUCKLE SUITABLE FOR SINGLE CONDUCTOR | EA | 3 |  | INCLUDED | 0 | 0 | 0 | 0 | 0 | 0
15 | 7000020553 | 860 | Relay & Protection Panel | 1000000812 | 85371000 |  | 18 |  | 132kV Line Protection Panel (with Automation) | EA | 1 |  | INCLUDED | 0 | 0 | 0 | 0 | 0 | 0
16 | 7000020553 | 870 | Relay & Protection Panel | 1000000738 | 85371000 |  | 18 |  | 132kV Circuit Breaker Relay Panel with Auto Reclose (with Automation) | EA | 1 |  | INCLUDED | 0 | 0 | 0 | 0 | 0 | 0
17 | 7000020553 | 880 | Relay & Protection Panel | 1000000734 | 85371000 |  | 18 |  | 132kV Bus Bar Protection Panel (Single)-(with Automation) | SET | 1 |  | INCLUDED | 0 | 0 | 0 | 0 | 0 | 0
18 | 7000020553 | 900 | SAS Augmentation | 1000018700 | 85371000 |  | 18 |  | Complete Substation automation System for controlling and monitoringof Auxilary System including BCUs as per technical specification | SET | 1 |  | INCLUDED | 0 | 0 | 0 | 0 | 0 | 0
19 | 7000020553 | 910 | SAS Augmentation | 1000000814 | 85371000 |  | 18 |  | Complete Substation automation System for 132kV bay as per TechnicalSpecification | EA | 8 |  | INCLUDED | 0 | 0 | 0 | 0 | 0 | 0
20 | 7000020553 | 940 | Spare for GIS | 1000058267 | 85359030 |  | 18 |  | 145KV GIS-SF6 GAS PRESSURE RELIEF DEVICE ASSEMBLY OF EACH TYPE | EA | 1 |  | INCLUDED | 0 | 0 | 0 | 0 | 0 | 0
21 | 7000020553 | 950 | Spare for GIS | 1000050242 | 85359030 |  | 18 |  | SF6 PRESSURE GAUGE CUM SWITCH /DENSITY MONITORS AND PRESSURESWITCH AS APPLICABLE, OF EACH TYPE-145KV GIS | SET | 2 |  | INCLUDED | 0 | 0 | 0 | 0 | 0 | 0
22 | 7000020553 | 960 | Spare for GIS | 1000050214 | 85359030 |  | 18 |  | COUPLING DEVICE FOR PRESSURE GAUGE CUM SWITCH FOR CONNECTINGGAS HANDLING PLANT OF EACH TYPE-145KV GIS | SET | 1 |  | INCLUDED | 0 | 0 | 0 | 0 | 0 | 0
23 | 7000020553 | 970 | Spare for GIS | 1000050226 | 85359030 |  | 18 |  | RUBBER GASKETS, Ã‚â‚¬Å’OÃ‚â‚¬Â RINGS AND SEALS FOR SF6 GAS FOR GISENCLOSURE OF EACH TYPE-145KV GIS | SET | 2 |  | INCLUDED | 0 | 0 | 0 | 0 | 0 | 0
24 | 7000020553 | 980 | Spare for GIS | 1000058265 | 85359030 |  | 18 |  | 145KV GIS-MOLECULAR FILTER FOR SF6 GAS WITH FILTER BAGS (5 % OF TOTALWEIGHT) | SET | 1 |  | INCLUDED | 0 | 0 | 0 | 0 | 0 | 0
25 | 7000020553 | 990 | Spare for GIS | 1000050213 | 85359030 |  | 18 |  | CONTROL VALVES FOR SF6 GAS OF EACH TYPE-145KV GIS | SET | 2 |  | INCLUDED | 0 | 0 | 0 | 0 | 0 | 0
26 | 7000020553 | 1000 | Spare for GIS | 1000058266 | 85359030 |  | 18 |  | 145KV GIS-SF6 GAS (5 % OF TOTAL GAS QUANTITY) | LOT | 1 |  | INCLUDED | 0 | 0 | 0 | 0 | 0 | 0
27 | 7000020553 | 1010 | Spare for GIS | 1000050229 | 85359030 |  | 18 |  | LOCKING DEVICE TO KEEP THE DIS-CONNECTORS (ISOLATORS)AND EARTHING/FAST EARTHING SWITCHES (AS APPLICABLE) IN CLOSE OR OPENPOSITION IN CASE OF REMOVAL OF THE DRIVING MECHANISM-145KV GIS | SET | 2 |  | INCLUDED | 0 | 0 | 0 | 0 | 0 | 0
28 | 7000020553 | 1020 | Spare for GIS | 1000050256 | 85359030 |  | 18 |  | UHF PD SENSORS OF EACH TYPE ALONG WITH BNC CONNECTOR FOR 145KV GIS | EA | 3 |  | INCLUDED | 0 | 0 | 0 | 0 | 0 | 0
29 | 7000020553 | 1030 | Spare for GIS | 1000058269 | 85359030 |  | 18 |  | 145KV GIS-SUPPORT INSULATORS (GAS THROUGH) OF EACH TYPE (COMPLETE WITHMETAL RING ETC.) ALONG WITH ASSOCIATED CONTACTS AND SHIELDS | EA | 3 |  | INCLUDED | 0 | 0 | 0 | 0 | 0 | 0
30 | 7000020553 | 1040 | Spare for GIS | 1000058264 | 85359030 |  | 18 |  | 145KV GIS-GAS BARRIERS OF EACH TYPE (COMPLETE WITH METAL RING ETC.)ALONG WITH ASSOCIATED CONTACTS AND SHIELDS | EA | 3 |  | INCLUDED | 0 | 0 | 0 | 0 | 0 | 0
31 | 7000020553 | 1050 | Spare for GIS | 1000058268 | 85359030 |  | 18 |  | 145kV GIS- 1250A SF6 to air bushing complete in all respect | EA | 1 |  | INCLUDED | 0 | 0 | 0 | 0 | 0 | 0
32 | 7000020553 | 1060 | Spare for GIS | 1000050249 | 85359030 |  | 18 |  | LCC SPARES - AUX. RELAYS, CONTACTORS, PUSH BUTTONS, SWITCHES, LAMPS,ANNUNCIATION WINDOWS, MCB, FUSES, TIMERS, TERMINAL BLOCKS ETC.OF EACH TYPE & RATING-145KV GIS | SET | 1 |  | INCLUDED | 0 | 0 | 0 | 0 | 0 | 0
33 | 7000020553 | 1070 | Spare for GIS | 1000058241 | 85359030 |  | 18 |  | 145KV GIS- CIRCUIT BREAKER (THREE PHASE) OF 1250A WITH INTERRUPTER,MAIN CIRCUIT, ENCLOSURE AND OPERATING MECHANISM COMPLETE IN ALLRESPECT | SET | 1 |  | INCLUDED | 0 | 0 | 0 | 0 | 0 | 0
34 | 7000020553 | 1080 | Spare for GIS | 1000021870 | 85389000 |  | 18 |  | Trip coil assembly with resistor (asapplicable) for 145kV GIS CircuitBreaker | SET | 3 |  | INCLUDED | 0 | 0 | 0 | 0 | 0 | 0
35 | 7000020553 | 1090 | Spare for GIS | 1000009184 | 85389000 |  | 18 |  | Closing coil assembly with resistor (asapplicable) for 145kV GIS CircuitBreaker | SET | 3 |  | INCLUDED | 0 | 0 | 0 | 0 | 0 | 0
36 | 7000020553 | 1100 | Spare for GIS | 1000058257 | 85359030 |  | 18 |  | RELAYS, POWER CONTACTORS, PUSH BUTTONS, TIMERS & MCBS ETC. (ASAPPLICABLE) OF EACH TYPE FOR 145KV GIS CIRCUIT BREAKER | SET | 1 |  | INCLUDED | 0 | 0 | 0 | 0 | 0 | 0
37 | 7000020553 | 1110 | Spare for GIS | 1000058244 | 85359030 |  | 18 |  | AUXILIARY SWITCH ASSEMBLY OF EACH TYPE FOR 145KV GIS CIRCUIT BREAKER | SET | 1 |  | INCLUDED | 0 | 0 | 0 | 0 | 0 | 0
38 | 7000020553 | 1120 | Spare for GIS | 1000058251 | 85359030 |  | 18 |  | 145KV GIS CIRCUIT BREAKER-OPERATION COUNTER | EA | 1 |  | INCLUDED | 0 | 0 | 0 | 0 | 0 | 0
39 | 7000020553 | 1130 | Spare for GIS | 1000058248 | 85359030 |  | 18 |  | 145KV GIS CIRCUIT BREAKER-HYDRAULIC OPERATING MECHANISM WITH DRIVEMOTOR (FOR HYDRAULIC OPERATED MECHANISM, IF APPLICABLE) | SET | 1 |  | INCLUDED | 0 | 0 | 0 | 0 | 0 | 0
40 | 7000020553 | 1140 | Spare for GIS | 1000058245 | 85359030 |  | 18 |  | 145KV GIS CIRCUIT BREAKER-HYDRAULIC FILTER OF EACH TYPE (FOR HYDRAULICOPERATED MECHANISM, IF PPLICABLE) | SET | 1 |  | INCLUDED | 0 | 0 | 0 | 0 | 0 | 0
41 | 7000020553 | 1150 | Spare for GIS | 1000058247 | 85359030 |  | 18 |  | 145KV GIS CIRCUIT BREAKER- HOSE PIPE OF EACH TYPE (AS APPLICABLE) (FORHYDRAULIC OPERATED MECHANISM, IF APPLICABLE) | SET | 1 |  | INCLUDED | 0 | 0 | 0 | 0 | 0 | 0
42 | 7000020553 | 1160 | Spare for GIS | 1000058250 | 85359030 |  | 18 |  | 145KV GIS CIRCUIT BREAKER - N2 ACCUMULATOR (FOR HYDRAULIC OPERATEDMECHANISM, IF APPLICABLE) | SET | 1 |  | INCLUDED | 0 | 0 | 0 | 0 | 0 | 0
43 | 7000020553 | 1170 | Spare for GIS | 1000058259 | 85359030 |  | 18 |  | 145KV GIS CIRCUIT BREAKER -VALVES OF EACH TYPE (FOR HYDRAULIC OPERATEDMECHANISM, IF APPLICABLE) | SET | 1 |  | INCLUDED | 0 | 0 | 0 | 0 | 0 | 0
44 | 7000020553 | 1180 | Spare for GIS | 1000058252 | 85359030 |  | 18 |  | 145KV GIS CIRCUIT BREAKER -PIPE LENGTH (COPPER & STEEL) OF EACH SIZE &TYPE (FOR HYDRAULIC OPERATED MECHANISM, IF APPLICABLE) | SET | 1 |  | INCLUDED | 0 | 0 | 0 | 0 | 0 | 0
45 | 7000020553 | 1190 | Spare for GIS | 1000058256 | 85359030 |  | 18 |  | 145KV GIS CIRCUIT BREAKER -PRESSURE SWITCHES OF EACH TYPE (FORHYDRAULIC OPERATED MECHANISM, IF APPLICABLE) | SET | 1 |  | INCLUDED | 0 | 0 | 0 | 0 | 0 | 0
46 | 7000020553 | 1200 | Spare for GIS | 1000058255 | 85359030 |  | 18 |  | 145KV GIS CIRCUIT BREAKER -PRESSURE GAUGE WITH COUPLING DEVICE OF EACHTYPE (FOR HYDRAULIC OPERATED MECHANISM, IF APPLICABLE) | SET | 1 |  | INCLUDED | 0 | 0 | 0 | 0 | 0 | 0
47 | 7000020553 | 1210 | Spare for GIS | 1000058249 | 85359030 |  | 18 |  | 145KV GIS CIRCUIT BREAKER-HYDRAULIC OIL (5% OF TOTAL OIL QUANTITY)(FOR HYDRAULIC OPERATED MECHANISM, IF APPLICABLE) | SET | 1 |  | INCLUDED | 0 | 0 | 0 | 0 | 0 | 0
48 | 7000020553 | 1220 | Spare for GIS | 1000058243 | 85359030 |  | 18 |  | 145KV GIS CIRCUIT BREAKER- PRESSURE RELIEF DEVICE OF EACH TYPE (FORHYDRAULIC OPERATED MECHANISM, IF APPLICABLE) | SET | 1 |  | INCLUDED | 0 | 0 | 0 | 0 | 0 | 0
49 | 7000020553 | 1230 | Spare for GIS | 1000058258 | 85359030 |  | 18 |  | 145KV GIS CIRCUIT BREAKER-COMPLETE SPRING OPERATING MECHANISMINCLUDING CHARGING MECHANISM ETC. (FOR SPRING OPERATED MECHANISM, IFAPPLICABLE) | SET | 1 |  | INCLUDED | 0 | 0 | 0 | 0 | 0 | 0
50 | 7000020553 | 1240 | Spare for GIS | 1000058246 | 85359030 |  | 18 |  | 145KV GIS CIRCUIT BREAKER- COMPLETE HYDRAULIC-SPRING OPERATINGMECHANISM INCLUDING CHARGING MECHANISM ETC. (FOR HYDRAULIC-SPRINGOPERATED MECHANISM, IF APPLICABLE) | SET | 1 |  | INCLUDED | 0 | 0 | 0 | 0 | 0 | 0
51 | 7000020553 | 1250 | Spare for GIS | 1000058253 | 85359030 |  | 18 |  | PRESSURE SWITCHES OF EACH TYPE (FOR HYDRAULIC-SPRING OPERATEDMECHANISM, IF APPLICABLE)-220KV GIS CIRCUIT BREAKER | SET | 1 |  | INCLUDED | 0 | 0 | 0 | 0 | 0 | 0
52 | 7000020553 | 1260 | Spare for GIS | 1000058254 | 85359030 |  | 18 |  | PRESSURE GAUGE WITH COUPLING DEVICE OF EACH TYPE (FOR HYDRAULIC-SPRINGOPERATED MECHANISM, IF APPLICABLE)-220KV GIS CIRCUIT BREKAER | SET | 1 |  | INCLUDED | 0 | 0 | 0 | 0 | 0 | 0
53 | 7000020553 | 1270 | Spare for GIS | 1000058369 | 85359030 |  | 18 |  | 145kV GIS- Three phase of 1250Adisconnector switch including maincircuit, enclosure, driving mechanismand support insulator etc., complete inall respect (Note 1- The contractorshall supply spare for disconnectorswitch to ensure one to one replacementof all disconnector switch supplied asmain equipment without any requirementof modification in fittings at site tocover all different types ofdisconnector switch supplied. In case,quantity of supplied dis-connectorswitch types (for one to onereplacement) are more than the quantitymentioned in BPS for spare, thecontractor shall supply theseadditional types of disconnector switchwithout any additional priceimplication to POWERGRID and quantitiesof these additional type ofdisconnector switch are deem to beincluded in the quantities mentioned inBPS for spare disconnector. Note 2 - Incase, Dis-connector Switch (DS) & EarthSwitch (ES) is provided in a sameenclosure with common operatingmechanism, then the module comprisingof Dis-connector & Earth switch insingle enclosure with common operatingmechanism is to be provided under thehead of spare Dis-connector only. Note3- In case, Dis-connector Switch (DS)&Earth Switch (ES) is provided in asame enclosure with separate operatingmechanism, then the module comprisingof Dis-connector & Earth switch insingle enclosure with separateoperating mechanism is to be providedunder the head of spare Dis-connectoronly.) | EA | 2 |  | INCLUDED | 0 | 0 | 0 | 0 | 0 | 0
54 | 7000020553 | 1280 | Spare for GIS | 1000058239 | 85359030 |  | 18 |  | 145KV GIS- THREE PHASE MAINTENANCE EARTHING SWITCH INCLUDING MAINCIRCUIT, ENCLOSURE, DRIVING MECHANISM AND SUPPORT INSULATOR ETC.,COMPLETE IN ALL RESPECT (NOTE 1 - IN CASE, DIS-CONNECTOR SWITCH (DS) &EARTH SWITCH (ES) IS PROVIDED IN A SAME ENCLOSURE WITH COMMONOPERATING MECHANISM, THEN THE MODULE COMPRISING OF DIS-CONNECTOR &EARTH SWITCH IN SINGLE ENCLOSURE WITH COMMON OPERATING MECHANISM IS TOBE PROVIDED UNDER THE HEAD OF SPARE DIS-CONNECTOR ONLY. NOTE 2 - INCASE, DIS-CONNECTOR SWITCH (DS) & EARTH SWITCH (ES) IS PROVIDED IN ASAME ENCLOSURE WITH SEPARATE OPERATING MECHANISM, THEN THE MODULECOMPRISING OF DIS-CONNECTOR & EARTH SWITCH IN SINGLE ENCLOSURE WITHSEPARATE OPERATING MECHANISM IS TO BE PROVIDED UNDER THE HEAD OF SPAREDIS-CONNECTOR ONLY.) | EA | 1 |  | INCLUDED | 0 | 0 | 0 | 0 | 0 | 0
55 | 7000020553 | 1290 | Spare for GIS | 1000058234 | 85359030 |  | 18 |  | 145KV GIS - THREE PHASE FAST EARTHING SWITCH INCLUDING MAIN CIRCUIT,ENCLOSURE, DRIVING MECHANISM AND SUPPORT INSULATOR ETC., COMPLETE INALL RESPECT (NOTE 1 - IN CASE, DIS-CONNECTOR SWITCH (DS) & EARTHSWITCH (ES) IS PROVIDED IN A SAME ENCLOSURE WITH COMMON OPERATINGMECHANISM, THEN THE MODULE COMPRISING OF DIS-CONNECTOR & EARTH SWITCHIN SINGLE ENCLOSURE WITH COMMON OPERATING MECHANISM IS TO BE PROVIDEDUNDER THE HEAD OF SPARE DIS-CONNECTOR ONLY. NOTE 2 - IN CASE,DIS-CONNECTOR SWITCH (DS) & EARTH SWITCH (ES) IS PROVIDED IN A SAMEENCLOSURE WITH SEPARATE OPERATING MECHANISM, THEN THE MODULECOMPRISING OF DIS-CONNECTOR & EARTH SWITCH IN SINGLE ENCLOSURE WITHSEPARATE OPERATING MECHANISM IS TO BE PROVIDED UNDER THE HEAD OF SPAREDIS-CONNECTOR ONLY.) | EA | 1 |  | INCLUDED | 0 | 0 | 0 | 0 | 0 | 0
56 | 7000020553 | 1300 | Spare for GIS | 1000058048 | 85359030 |  | 18 |  | OPEN/CLOSE CONTACTOR ASSEMBLY, TIMERS, KEY INTERLOCK, INTERLOCKINGCOILS, RELAYS, PUSH BUTTONS, INDICATING LAMPS, POWER CONTACTORS,RESISTORS, FUSES, MCBS & DRIVE CONTROL CARDS ETC. (AS APPLICABLE) ONEOF EACH TYPE FOR ONE COMPLETE MOM BOX FOR 145KV GIS DISCONNECTORSWITCH | SET | 1 |  | INCLUDED | 0 | 0 | 0 | 0 | 0 | 0
57 | 7000020553 | 1310 | Spare for GIS | 1000058236 | 85359030 |  | 18 |  | OPEN/CLOSE CONTACTOR ASSEMBLY, TIMERS, KEY INTERLOCK, INTERLOCKINGCOILS, RELAYS, PUSH BUTTONS, INDICATING LAMPS, POWER CONTACTORS,RESISTORS, FUSES, MCBS & DRIVE CONTROL CARDS ETC. (AS APPLICABLE) ONEOF EACH TYPE FOR ONE COMPLETE MOM BOX FOR 145KV GIS MAINTENANCE EARTHSWITCH | SET | 1 |  | INCLUDED | 0 | 0 | 0 | 0 | 0 | 0
58 | 7000020553 | 1320 | Spare for GIS | 1000058231 | 85359030 |  | 18 |  | OPEN/CLOSE CONTACTOR ASSEMBLY, TIMERS, KEY INTERLOCK, INTERLOCKINGCOILS, RELAYS, PUSH BUTTONS, INDICATING LAMPS, POWER CONTACTORS,RESISTORS, FUSES, MCBS & DRIVE CONTROL CARDS ETC. (AS APPLICABLE) ONEOF EACH TYPE FOR ONE COMPLETE MOM BOX FOR 145KV GIS FAST EARTHINGSWITCH | SET | 1 |  | INCLUDED | 0 | 0 | 0 | 0 | 0 | 0
59 | 7000020553 | 1330 | Spare for GIS | 1000058260 | 85359030 |  | 18 |  | LIMIT SWITCHES AND AUX. SWITCHES FOR ONE COMPLETE MOM BOX FOR 145KVGIS DISCONNECTOR SWITCH | SET | 1 |  | INCLUDED | 0 | 0 | 0 | 0 | 0 | 0
60 | 7000020553 | 1340 | Spare for GIS | 1000058238 | 85359030 |  | 18 |  | LIMIT SWITCHES AND AUX. SWITCHES FOR ONE COMPLETE MOM BOX FOR 145KVGIS MAINTENANCE EARTH SWITCH | SET | 1 |  | INCLUDED | 0 | 0 | 0 | 0 | 0 | 0
61 | 7000020553 | 1350 | Spare for GIS | 1000058233 | 85359030 |  | 18 |  | LIMIT SWITCHES AND AUX. SWITCHES FOR ONE COMPLETE MOM BOX FOR 145KVGIS FAST EARTHING SWITCH | SET | 1 |  | INCLUDED | 0 | 0 | 0 | 0 | 0 | 0
62 | 7000020553 | 1360 | Spare for GIS | 1000058049 | 85359030 |  | 18 |  | DRIVE MECHANISM FOR 145KV GIS DISCONNECTOR SWITCH | SET | 1 |  | INCLUDED | 0 | 0 | 0 | 0 | 0 | 0
63 | 7000020553 | 1370 | Spare for GIS | 1000058237 | 85359030 |  | 18 |  | DRIVE MECHANISM FOR 145KV GIS MAINTENANCE EARTH SWITCH | SET | 1 |  | INCLUDED | 0 | 0 | 0 | 0 | 0 | 0
64 | 7000020553 | 1380 | Spare for GIS | 1000058232 | 85359030 |  | 18 |  | DRIVE MECHANISM FOR 145KV GIS FAST EARTHING SWITCH | SET | 1 |  | INCLUDED | 0 | 0 | 0 | 0 | 0 | 0
65 | 7000020553 | 1390 | Spare for GIS | 1000058230 | 85359030 |  | 18 |  | MOTOR FOR DRIVE MECHANISM FOR 145KV GIS DISCONNECTOR SWITCH | EA | 1 |  | INCLUDED | 0 | 0 | 0 | 0 | 0 | 0
66 | 7000020553 | 1400 | Spare for GIS | 1000058240 | 85359030 |  | 18 |  | MOTOR FOR DRIVE MECHANISM FOR 145KVGIS MAINTENANCE EARTH SWITCH | EA | 1 |  | INCLUDED | 0 | 0 | 0 | 0 | 0 | 0
67 | 7000020553 | 1410 | Spare for GIS | 1000058235 | 85359030 |  | 18 |  | MOTOR FOR DRIVE MECHANISM FOR 145KV GIS FAST EARTHING SWITCH | EA | 1 |  | INCLUDED | 0 | 0 | 0 | 0 | 0 | 0
68 | 7000020553 | 1420 | Spare for GIS | 1000058261 | 85359030 |  | 18 |  | 145KV GIS- CURRENT TRANSFORMER (4 CORES) WITH ASSOCIATED ENCLOSURE ANDPRIMARY CONDUCTOR COMPLETE IN ALL RESPECT | EA | 1 |  | INCLUDED | 0 | 0 | 0 | 0 | 0 | 0
69 | 7000020553 | 1430 | Mandatory spares | 1000019912 | 85371000 |  | 18 |  | Relay & protection Panels (with automation) | LS | 1 |  | INCLUDED | 0 | 0 | 0 | 0 | 0 | 0
70 | 7000020553 | 1440 | Mandatory spares | 1000028572 | 85359090 |  | 18 |  | SPARE-145KV CVT | LOT | 1 |  | INCLUDED | 0 | 0 | 0 | 0 | 0 | 0
71 | 7000020553 | 1450 | Mandatory spares | 1000026087 | 85354010 |  | 18 |  | Spares for 120kV Surge Arrester | LS | 1 |  | INCLUDED | 0 | 0 | 0 | 0 | 0 | 0
72 | 7000020553 | 1460 | Mandatory spares | 1000030152 | 85462040 |  | 18 |  | SPARES FOR 145KV BUS POST INSULATORS | EA | 1 |  | INCLUDED | 0 | 0 | 0 | 0 | 0 | 0
73 | 7000020553 | 1470 | Mandatory spares | 1000019927 | 85389000 |  | 18 |  | Spares-Substation Automation System | LS | 1 |  | INCLUDED | 0 | 0 | 0 | 0 | 0 | 0
74 | 7000020553 | 1480 | Power & Control cable | 1000031987 | 85446020 |  | 18 |  | 1.1KV GRADE 5CX2.5 SQMM CONTROL CABLE | KM | 0.7 |  | INCLUDED | 0 | 0 | 0 | 0 | 0 | 0
75 | 7000020553 | 1550 | Power & Control cable | 1000031993 | 85446020 |  | 18 |  | 1.1KV GRADE 7CX2.5 SQMM CONTROL CABLE | KM | 0.5 |  | INCLUDED | 0 | 0 | 0 | 0 | 0 | 0
76 | 7000020553 | 1490 | Power & Control cable | 1000031904 | 85446020 |  | 18 |  | 1.1KV GRADE 14CX2.5 SQMM CONTROL CABLE | KM | 0.1 |  | INCLUDED | 0 | 0 | 0 | 0 | 0 | 0
77 | 7000020553 | 1500 | Power & Control cable | 1000031908 | 85446020 |  | 18 |  | 1.1KV GRADE 19CX2.5 SQMM CONTROL CABLE | KM | 0.5 |  | INCLUDED | 0 | 0 | 0 | 0 | 0 | 0
78 | 7000020553 | 1510 | Power & Control cable | 1000031943 | 85446020 |  | 18 |  | 1.1KV GRADE 2CX6 SQMM (PVC) POWER CABLE | KM | 0.3 |  | INCLUDED | 0 | 0 | 0 | 0 | 0 | 0
79 | 7000020553 | 1520 | Power & Control cable | 1000031985 | 85446020 |  | 18 |  | 1.1KV GRADE 4CX6 SQMM (PVC) POWER CABLE | KM | 0.15 |  | INCLUDED | 0 | 0 | 0 | 0 | 0 | 0
80 | 7000020553 | 1530 | Power & Control cable | 1000031957 | 85446020 |  | 18 |  | 1.1KV GRADE 3.5CX70 SQMM (PVC) POWER CABLE | KM | 0.35 |  | INCLUDED | 0 | 0 | 0 | 0 | 0 | 0
81 | 7000020553 | 1540 | Power & Control cable | 1000031953 | 85446020 |  | 18 |  | 1.1KV GRADE 3.5CX35 SQMM (PVC) POWER CABLE | KM | 0.15 |  | INCLUDED | 0 | 0 | 0 | 0 | 0 | 0
82 | 7000020553 | 1590 | Foundation bolts | 1000028770 | 73181500 |  | 18 |  | Fabrication, galvanising and supply of24mm dia foundation bolts includingnuts, checknuts, washers andpackplates. | EA | 48 |  | INCLUDED | 0 | 0 | 0 | 0 | 0 | 0
83 | 7000020553 | 1610 | Non Standard | 1000015954 | 73082011 |  | 18 |  | Fabrication, galvanising and supply of Lattice Structures (MS Steel),to be designed during detailed engineering, for towers, beams andequipment support structure including pack plates / packwashers andgusset plates excluding fasteners and foundation bolts | MT | 3 |  | INCLUDED | 0 | 0 | 0 | 0 | 0 | 0
84 | 7000020553 | 1620 | Non Standard | 1000011713 | 73082011 |  | 18 |  | Fabrication, galvanising and supply of fasteners ( nuts, bolts andwashers ) including step bolts for lattice and pipe structures to bedesigned during detailed engineering | MT | 0.34 |  | INCLUDED | 0 | 0 | 0 | 0 | 0 | 0
85 | 7000020553 | 1630 | Non Standard | 1000012373 | 73082011 |  | 18 |  | Fabrication, galvanising and supply of foundation bolts including nuts,checknut and washers for lattice and pipe structures to be designedduring detailed engineering | MT | 1 |  | INCLUDED | 0 | 0 | 0 | 0 | 0 | 0
VI | Reconductoring 132kVS/C Aiz-Luan TL-I HTLS 800A
1 | 7000020553 | 170 | Conductor HTLS 800A | 1000063980 | 76141000 |  | 18 |  | HTLS Conducor for 132kV TL | KM | 2.424 |  | INCLUDED | 0 | 0 | 0 | 0 | 0 | 0
2 | 7000020553 | 180 | Conductor Accessories HTLS 800A | 1000033694 | 76169990 |  | 18 |  | MID SPAN COMPRESSION JOINT FOR HTLS PANTHER SIZE COUNDUCTOR | SET | 1 |  | INCLUDED | 0 | 0 | 0 | 0 | 0 | 0
3 | 7000020553 | 190 | Conductor Accessories HTLS 800A | 1000033695 | 76169990 |  | 18 |  | REPAIR SLEEVE FOR HTLS PANTHER SIZE COUNDUCTOR | SET | 1 |  | INCLUDED | 0 | 0 | 0 | 0 | 0 | 0
4 | 7000020553 | 200 | Conductor Accessories HTLS 800A | 1000033696 | 73082011 |  | 18 |  | VIBRATION DAMPER FOR HTLS PANTHER SIZE COUNDUCTOR | SET | 60 |  | INCLUDED | 0 | 0 | 0 | 0 | 0 | 0
5 | 7000020553 | 210 | Hardware Excl. Clamp | 1000053285 | 73082011 |  | 18 |  | SINGLE TEN STR-132KV PANTHER W/O TEN CLP | SET | 30 |  | INCLUDED | 0 | 0 | 0 | 0 | 0 | 0
6 | 7000020553 | 220 | Hardware Excl. Clamp | 1000053244 | 73082011 |  | 18 |  | DTS -132KV W/O TEN CLMP SINGLE PANTHER | SET | 6 |  | INCLUDED | 0 | 0 | 0 | 0 | 0 | 0
7 | 7000020553 | 230 | Clamps for HTLS 800A Cond | 1000033674 | 73082011 |  | 18 |  | DEAD END TENSION CLAMP SUITABLE FOR HTLS PANTHER SIZE CONDUCTOR | SET | 30 |  | INCLUDED | 0 | 0 | 0 | 0 | 0 | 0
8 | 7000020553 | 260 | Insulators | 1000009321 | 85469090 |  | 18 |  | Composite long rod Insulators for 132kV Transmission Line-90 KN (Length-1450 mm, Creepage-4495 mm) | EA | 39 |  | INCLUDED | 0 | 0 | 0 | 0 | 0 | 0
9 | 7000020553 | 270 | Insulators (Spare) | 1000009321 | 85469090 |  | 18 |  | Composite long rod Insulators for 132kV Transmission Line-90 KN (Length-1450 mm, Creepage-4495 mm) | EA | 4 |  | INCLUDED | 0 | 0 | 0 | 0 | 0 | 0
VII | 132kV Bay Upgradation-Luangmual S/S
1 | 7000020553 | 1650 | AIS Equipments | 1000000990 | 85359090 |  | 18 |  | 145 kV, 800A, 31.5KA, 1-Phase CurrentTransformer with 120% extended currentrating | EA | 3 |  | INCLUDED | 0 | 0 | 0 | 0 | 0 | 0
2 | 7000020553 | 1660 | AIS Equipments | 1000011231 | 72169990 |  | 18 |  | Erection Hardware for 132kV layout (Single Main Scheme)-Line Bay asper technical specification | SET | 1 |  | INCLUDED | 0 | 0 | 0 | 0 | 0 | 0
3 | 7000020553 | 1680 | Non Standard | 1000015954 | 73082011 |  | 18 |  | Fabrication, galvanising and supply of Lattice Structures (MS Steel),to be designed during detailed engineering, for towers, beams andequipment support structure including pack plates / packwashers andgusset plates excluding fasteners and foundation bolts | MT | 0.15 |  | INCLUDED | 0 | 0 | 0 | 0 | 0 | 0
4 | 7000020553 | 1690 | Non Standard | 1000011713 | 73082011 |  | 18 |  | Fabrication, galvanising and supply of fasteners ( nuts, bolts andwashers ) including step bolts for lattice and pipe structures to bedesigned during detailed engineering | MT | 0.05 |  | INCLUDED | 0 | 0 | 0 | 0 | 0 | 0
5 | 7000020553 | 1710 | Spare-AIS | 1000000990 | 85359090 |  | 18 |  | 145 kV, 800A, 31.5KA, 1-Phase CurrentTransformer with 120% extended currentrating | EA | 1 |  | INCLUDED | 0 | 0 | 0 | 0 | 0 | 0
VIII | Reconductoring 132kV S/C Kop-Khan TL-I HTLS 800A
1 | 7000020279 | 40 | Conductor HTLS 800A | 1000063980 | 76141000 |  | 18 |  | HTLS Conducor for 132kV TL | KM | 33.06 |  | INCLUDED | 0 | 0 | 0 | 0 | 0 | 0
2 | 7000020279 | 50 | Conductor Accessories HTLS 800A | 1000033694 | 76169990 |  | 18 |  | MID SPAN COMPRESSION JOINT FOR HTLS PANTHER SIZE COUNDUCTOR | SET | 15 |  | INCLUDED | 0 | 0 | 0 | 0 | 0 | 0
3 | 7000020279 | 60 | Conductor Accessories HTLS 800A | 1000033695 | 76169990 |  | 18 |  | REPAIR SLEEVE FOR HTLS PANTHER SIZE COUNDUCTOR | SET | 5 |  | INCLUDED | 0 | 0 | 0 | 0 | 0 | 0
4 | 7000020279 | 70 | Conductor Accessories HTLS 800A | 1000033696 | 73082011 |  | 18 |  | VIBRATION DAMPER FOR HTLS PANTHER SIZE COUNDUCTOR | SET | 354 |  | INCLUDED | 0 | 0 | 0 | 0 | 0 | 0
5 | 7000020279 | 80 | Hardware Excl. Clamp | 1000053284 | 73082011 |  | 18 |  | SINGLE I SUS STR-132KV PANTHER W/O SUS CLP | SET | 45 |  | INCLUDED | 0 | 0 | 0 | 0 | 0 | 0
6 | 7000020279 | 90 | Hardware Excl. Clamp | 1000053285 | 73082011 |  | 18 |  | SINGLE TEN STR-132KV PANTHER W/O TEN CLP | SET | 132 |  | INCLUDED | 0 | 0 | 0 | 0 | 0 | 0
7 | 7000020279 | 110 | Clamps for HTLS 800A Cond | 1000033677 | 73082011 |  | 18 |  | SUSPENSION CLAMP SUITABLE FOR HTLS PANTHER SIZE CONDUCTOR | SET | 45 |  | INCLUDED | 0 | 0 | 0 | 0 | 0 | 0
8 | 7000020279 | 120 | Clamps for HTLS 800A Cond | 1000033674 | 73082011 |  | 18 |  | DEAD END TENSION CLAMP SUITABLE FOR HTLS PANTHER SIZE CONDUCTOR | SET | 132 |  | INCLUDED | 0 | 0 | 0 | 0 | 0 | 0
9 | 7000020279 | 160 | Conductor HTLS 800A (Spare) | 1000063980 | 76141000 |  | 18 |  | HTLS Conducor for 132kV TL | KM | 5 |  | INCLUDED | 0 | 0 | 0 | 0 | 0 | 0
10 | 7000020279 | 170 | Conductor Accessories HTLS 800A (Spare) | 1000033694 | 76169990 |  | 18 |  | MID SPAN COMPRESSION JOINT FOR HTLS PANTHER SIZE COUNDUCTOR | SET | 2 |  | INCLUDED | 0 | 0 | 0 | 0 | 0 | 0
11 | 7000020279 | 180 | Conductor Accessories HTLS 800A (Spare) | 1000033695 | 76169990 |  | 18 |  | REPAIR SLEEVE FOR HTLS PANTHER SIZE COUNDUCTOR | SET | 1 |  | INCLUDED | 0 | 0 | 0 | 0 | 0 | 0
12 | 7000020279 | 190 | Conductor Accessories HTLS 800A (Spare) | 1000033696 | 73082011 |  | 18 |  | VIBRATION DAMPER FOR HTLS PANTHER SIZE COUNDUCTOR | SET | 36 |  | INCLUDED | 0 | 0 | 0 | 0 | 0 | 0
13 | 7000020279 | 200 | Hardware Excl. Clamp (Spare) | 1000053284 | 73082011 |  | 18 |  | SINGLE I SUS STR-132KV PANTHER W/O SUS CLP | SET | 4 |  | INCLUDED | 0 | 0 | 0 | 0 | 0 | 0
14 | 7000020279 | 210 | Hardware Excl. Clamp (Spare) | 1000053285 | 73082011 |  | 18 |  | SINGLE TEN STR-132KV PANTHER W/O TEN CLP | SET | 13 |  | INCLUDED | 0 | 0 | 0 | 0 | 0 | 0
15 | 7000020279 | 230 | Clamps for HTLS 800A Cond (Spare) | 1000033677 | 73082011 |  | 18 |  | SUSPENSION CLAMP SUITABLE FOR HTLS PANTHER SIZE CONDUCTOR | SET | 6 |  | INCLUDED | 0 | 0 | 0 | 0 | 0 | 0
16 | 7000020279 | 240 | Clamps for HTLS 800A Cond (Spare) | 1000033674 | 73082011 |  | 18 |  | DEAD END TENSION CLAMP SUITABLE FOR HTLS PANTHER SIZE CONDUCTOR | SET | 6 |  | INCLUDED | 0 | 0 | 0 | 0 | 0 | 0
17 | 7000020279 | 270 | Insulator | 1000033770 | 85469090 |  | 18 |  | 70KN COMPOSITE INSULATOR FOR 132KV WITH LENGTH 1450MM | SET | 45 |  | INCLUDED | 0 | 0 | 0 | 0 | 0 | 0
18 | 7000020279 | 280 | Insulator | 1000009321 | 85469090 |  | 18 |  | Composite long rod Insulators for 132kV Transmission Line-90 KN (Length-1450 mm, Creepage-4495 mm) | EA | 132 |  | INCLUDED | 0 | 0 | 0 | 0 | 0 | 0
19 | 7000020279 | 290 | Insulators (Spare) | 1000033770 | 85469090 |  | 18 |  | 70KN COMPOSITE INSULATOR FOR 132KV WITH LENGTH 1450MM | SET | 4 |  | INCLUDED | 0 | 0 | 0 | 0 | 0 | 0
20 | 7000020279 | 300 | Insulators (Spare) | 1000009321 | 85469090 |  | 18 |  | Composite long rod Insulators for 132kV Transmission Line-90 KN (Length-1450 mm, Creepage-4495 mm) | EA | 13 |  | INCLUDED | 0 | 0 | 0 | 0 | 0 | 0
IX | Reconductoring 132kV S/C Khan-Khl TL-I HTLS 800A
1 | 7000020567 | 10 | Conductor HTLS 800A | 1000063980 | 76141000 |  | 18 |  | HTLS Conducor for 132kV TL | KM | 128.714 |  | INCLUDED | 0 | 0 | 0 | 0 | 0 | 0
2 | 7000020567 | 20 | Conductor Accessories HTLS 800A | 1000033694 | 76169990 |  | 18 |  | MID SPAN COMPRESSION JOINT FOR HTLS PANTHER SIZE COUNDUCTOR | SET | 59 |  | INCLUDED | 0 | 0 | 0 | 0 | 0 | 0
3 | 7000020567 | 30 | Conductor Accessories HTLS 800A | 1000033695 | 76169990 |  | 18 |  | REPAIR SLEEVE FOR HTLS PANTHER SIZE COUNDUCTOR | SET | 18 |  | INCLUDED | 0 | 0 | 0 | 0 | 0 | 0
4 | 7000020567 | 40 | Conductor Accessories HTLS 800A | 1000033696 | 73082011 |  | 18 |  | VIBRATION DAMPER FOR HTLS PANTHER SIZE COUNDUCTOR | SET | 1122 |  | INCLUDED | 0 | 0 | 0 | 0 | 0 | 0
5 | 7000020567 | 50 | Hardware Excl. Clamp | 1000053284 | 73082011 |  | 18 |  | SINGLE I SUS STR-132KV PANTHER W/O SUS CLP | SET | 225 |  | INCLUDED | 0 | 0 | 0 | 0 | 0 | 0
6 | 7000020567 | 60 | Hardware Excl. Clamp | 1000053285 | 73082011 |  | 18 |  | SINGLE TEN STR-132KV PANTHER W/O TEN CLP | SET | 306 |  | INCLUDED | 0 | 0 | 0 | 0 | 0 | 0
7 | 7000020567 | 70 | Clamps for HTLS 800A Cond | 1000033677 | 73082011 |  | 18 |  | SUSPENSION CLAMP SUITABLE FOR HTLS PANTHER SIZE CONDUCTOR | SET | 255 |  | INCLUDED | 0 | 0 | 0 | 0 | 0 | 0
8 | 7000020567 | 80 | Clamps for HTLS 800A Cond | 1000033674 | 73082011 |  | 18 |  | DEAD END TENSION CLAMP SUITABLE FOR HTLS PANTHER SIZE CONDUCTOR | SET | 306 |  | INCLUDED | 0 | 0 | 0 | 0 | 0 | 0
9 | 7000020567 | 90 | Conductor HTLS 800A (Spare) | 1000063980 | 76141000 |  | 18 |  | HTLS Conducor for 132kV TL | KM | 5 |  | INCLUDED | 0 | 0 | 0 | 0 | 0 | 0
10 | 7000020567 | 100 | Conductor Accessories HTLS 800A (Spare) | 1000033694 | 76169990 |  | 18 |  | MID SPAN COMPRESSION JOINT FOR HTLS PANTHER SIZE COUNDUCTOR | SET | 10 |  | INCLUDED | 0 | 0 | 0 | 0 | 0 | 0
11 | 7000020567 | 110 | Conductor Accessories HTLS 800A (Spare) | 1000033695 | 76169990 |  | 18 |  | REPAIR SLEEVE FOR HTLS PANTHER SIZE COUNDUCTOR | SET | 10 |  | INCLUDED | 0 | 0 | 0 | 0 | 0 | 0
12 | 7000020567 | 120 | Conductor Accessories HTLS 800A (Spare) | 1000033696 | 73082011 |  | 18 |  | VIBRATION DAMPER FOR HTLS PANTHER SIZE COUNDUCTOR | SET | 48 |  | INCLUDED | 0 | 0 | 0 | 0 | 0 | 0
13 | 7000020567 | 130 | Clamps for HTLS 800A Cond (Spare) | 1000033677 | 73082011 |  | 18 |  | SUSPENSION CLAMP SUITABLE FOR HTLS PANTHER SIZE CONDUCTOR | SET | 24 |  | INCLUDED | 0 | 0 | 0 | 0 | 0 | 0
14 | 7000020567 | 140 | Clamps for HTLS 800A Cond (Spare) | 1000033674 | 73082011 |  | 18 |  | DEAD END TENSION CLAMP SUITABLE FOR HTLS PANTHER SIZE CONDUCTOR | SET | 30 |  | INCLUDED | 0 | 0 | 0 | 0 | 0 | 0
X | Reconductoring 132kV S/C Khan-Khl TL-II HTLS 800A
1 | 7000020567 | 170 | Conductor HTLS 800A | 1000063980 | 76141000 |  | 18 |  | HTLS Conducor for 132kV TL | KM | 124.026 |  | INCLUDED | 0 | 0 | 0 | 0 | 0 | 0
2 | 7000020567 | 180 | Conductor Accessories HTLS 800A | 1000033694 | 76169990 |  | 18 |  | MID SPAN COMPRESSION JOINT FOR HTLS PANTHER SIZE COUNDUCTOR | SET | 56 |  | INCLUDED | 0 | 0 | 0 | 0 | 0 | 0
3 | 7000020567 | 190 | Conductor Accessories HTLS 800A | 1000033695 | 76169990 |  | 18 |  | REPAIR SLEEVE FOR HTLS PANTHER SIZE COUNDUCTOR | SET | 17 |  | INCLUDED | 0 | 0 | 0 | 0 | 0 | 0
4 | 7000020567 | 200 | Conductor Accessories HTLS 800A | 1000033696 | 73082011 |  | 18 |  | VIBRATION DAMPER FOR HTLS PANTHER SIZE COUNDUCTOR | SET | 1434 |  | INCLUDED | 0 | 0 | 0 | 0 | 0 | 0
5 | 7000020567 | 210 | Hardware Excl. Clamp | 1000053284 | 73082011 |  | 18 |  | SINGLE I SUS STR-132KV PANTHER W/O SUS CLP | SET | 75 |  | INCLUDED | 0 | 0 | 0 | 0 | 0 | 0
6 | 7000020567 | 220 | Hardware Excl. Clamp | 1000053285 | 73082011 |  | 18 |  | SINGLE TEN STR-132KV PANTHER W/O TEN CLP | SET | 642 |  | INCLUDED | 0 | 0 | 0 | 0 | 0 | 0
7 | 7000020567 | 230 | Hardware Excl. Clamp | 1000053244 | 73082011 |  | 18 |  | DTS -132KV W/O TEN CLMP SINGLE PANTHER | SET | 1 |  | INCLUDED | 0 | 0 | 0 | 0 | 0 | 0
8 | 7000020567 | 240 | Clamps for HTLS 800A Cond | 1000033677 | 73082011 |  | 18 |  | SUSPENSION CLAMP SUITABLE FOR HTLS PANTHER SIZE CONDUCTOR | SET | 75 |  | INCLUDED | 0 | 0 | 0 | 0 | 0 | 0
9 | 7000020567 | 250 | Clamps for HTLS 800A Cond | 1000033674 | 73082011 |  | 18 |  | DEAD END TENSION CLAMP SUITABLE FOR HTLS PANTHER SIZE CONDUCTOR | SET | 642 |  | INCLUDED | 0 | 0 | 0 | 0 | 0 | 0
10 | 7000020567 | 260 | Fabri and Supp of assorted Tower Part | 1000013472 | 73181500 |  | 18 |  | Supply of Hexagonal Bolts & Nuts for towers including Step Bolts, SpringWashers etc. | MT | 0.008 |  | INCLUDED | 0 | 0 | 0 | 0 | 0 | 0
11 | 7000020567 | 270 | Fabri and Supp of assorted Tower Part | 1000064591 | 73082011 |  | 18 |  | SUPPLY OF ASSORTED TOWER MEMBERS HT | MT | 0.15 |  | INCLUDED | 0 | 0 | 0 | 0 | 0 | 0
12 | 7000020567 | 280 | Fabri and Supp of assorted Tower Part | 1000064592 | 73082011 |  | 18 |  | SUPPLY OF ASSORTED TOWER MEMBERS MS | MT | 0.15 |  | INCLUDED | 0 | 0 | 0 | 0 | 0 | 0
13 | 7000020567 | 290 | Conductor HTLS 800A (Spare) | 1000063980 | 76141000 |  | 18 |  | HTLS Conducor for 132kV TL | KM | 5 |  | INCLUDED | 0 | 0 | 0 | 0 | 0 | 0
14 | 7000020567 | 300 | Conductor Accessories HTLS 800A (Spare) | 1000033694 | 76169990 |  | 18 |  | MID SPAN COMPRESSION JOINT FOR HTLS PANTHER SIZE COUNDUCTOR | SET | 10 |  | INCLUDED | 0 | 0 | 0 | 0 | 0 | 0
15 | 7000020567 | 310 | Conductor Accessories HTLS 800A (Spare) | 1000033695 | 76169990 |  | 18 |  | REPAIR SLEEVE FOR HTLS PANTHER SIZE COUNDUCTOR | SET | 10 |  | INCLUDED | 0 | 0 | 0 | 0 | 0 | 0
16 | 7000020567 | 320 | Conductor Accessories HTLS 800A (Spare) | 1000033696 | 73082011 |  | 18 |  | VIBRATION DAMPER FOR HTLS PANTHER SIZE COUNDUCTOR | SET | 48 |  | INCLUDED | 0 | 0 | 0 | 0 | 0 | 0
17 | 7000020567 | 330 | Clamps for HTLS 800A Cond (Spare) | 1000033677 | 73082011 |  | 18 |  | SUSPENSION CLAMP SUITABLE FOR HTLS PANTHER SIZE CONDUCTOR | SET | 24 |  | INCLUDED | 0 | 0 | 0 | 0 | 0 | 0
18 | 7000020567 | 340 | Clamps for HTLS 800A Cond (Spare) | 1000033674 | 73082011 |  | 18 |  | DEAD END TENSION CLAMP SUITABLE FOR HTLS PANTHER SIZE CONDUCTOR | SET | 30 |  | INCLUDED | 0 | 0 | 0 | 0 | 0 | 0
XI | Reconductoring 132kVS/C Khl-Khl(Me-II) TL-I HTLS800A
1 | 7000020567 | 380 | Conductor HTLS 800A | 1000063980 | 76141000 |  | 18 |  | HTLS Conducor for 132kV TL | KM | 23.637 |  | INCLUDED | 0 | 0 | 0 | 0 | 0 | 0
2 | 7000020567 | 390 | Conductor Accessories HTLS 800A | 1000033694 | 76169990 |  | 18 |  | MID SPAN COMPRESSION JOINT FOR HTLS PANTHER SIZE COUNDUCTOR | SET | 11 |  | INCLUDED | 0 | 0 | 0 | 0 | 0 | 0
3 | 7000020567 | 400 | Conductor Accessories HTLS 800A | 1000033695 | 76169990 |  | 18 |  | REPAIR SLEEVE FOR HTLS PANTHER SIZE COUNDUCTOR | SET | 3 |  | INCLUDED | 0 | 0 | 0 | 0 | 0 | 0
4 | 7000020567 | 410 | Conductor Accessories HTLS 800A | 1000033696 | 73082011 |  | 18 |  | VIBRATION DAMPER FOR HTLS PANTHER SIZE COUNDUCTOR | SET | 312 |  | INCLUDED | 0 | 0 | 0 | 0 | 0 | 0
5 | 7000020567 | 420 | Hardware Excl. Clamp | 1000053284 | 73082011 |  | 18 |  | SINGLE I SUS STR-132KV PANTHER W/O SUS CLP | SET | 18 |  | INCLUDED | 0 | 0 | 0 | 0 | 0 | 0
6 | 7000020567 | 430 | Hardware Excl. Clamp | 1000053285 | 73082011 |  | 18 |  | SINGLE TEN STR-132KV PANTHER W/O TEN CLP | SET | 138 |  | INCLUDED | 0 | 0 | 0 | 0 | 0 | 0
7 | 7000020567 | 440 | Hardware Excl. Clamp | 1000053244 | 73082011 |  | 18 |  | DTS -132KV W/O TEN CLMP SINGLE PANTHER | SET | 1 |  | INCLUDED | 0 | 0 | 0 | 0 | 0 | 0
8 | 7000020567 | 450 | Clamps for HTLS 800A Cond | 1000033677 | 73082011 |  | 18 |  | SUSPENSION CLAMP SUITABLE FOR HTLS PANTHER SIZE CONDUCTOR | SET | 18 |  | INCLUDED | 0 | 0 | 0 | 0 | 0 | 0
9 | 7000020567 | 460 | Clamps for HTLS 800A Cond | 1000033674 | 73082011 |  | 18 |  | DEAD END TENSION CLAMP SUITABLE FOR HTLS PANTHER SIZE CONDUCTOR | SET | 138 |  | INCLUDED | 0 | 0 | 0 | 0 | 0 | 0
10 | 7000020567 | 470 | Fabri and Supp of assorted Tower Part | 1000013472 | 73181500 |  | 18 |  | Supply of Hexagonal Bolts & Nuts for towers including Step Bolts, SpringWashers etc. | MT | 0.008 |  | INCLUDED | 0 | 0 | 0 | 0 | 0 | 0
11 | 7000020567 | 480 | Fabri and Supp of assorted Tower Part | 1000064591 | 73082011 |  | 18 |  | SUPPLY OF ASSORTED TOWER MEMBERS HT | MT | 0.065 |  | INCLUDED | 0 | 0 | 0 | 0 | 0 | 0
12 | 7000020567 | 490 | Fabri and Supp of assorted Tower Part | 1000064592 | 73082011 |  | 18 |  | SUPPLY OF ASSORTED TOWER MEMBERS MS | MT | 0.065 |  | INCLUDED | 0 | 0 | 0 | 0 | 0 | 0
13 | 7000020567 | 500 | Conductor HTLS 800A (Spare) | 1000063980 | 76141000 |  | 18 |  | HTLS Conducor for 132kV TL | KM | 5 |  | INCLUDED | 0 | 0 | 0 | 0 | 0 | 0
14 | 7000020567 | 510 | Conductor Accessories HTLS 800A (Spare) | 1000033694 | 76169990 |  | 18 |  | MID SPAN COMPRESSION JOINT FOR HTLS PANTHER SIZE COUNDUCTOR | SET | 10 |  | INCLUDED | 0 | 0 | 0 | 0 | 0 | 0
15 | 7000020567 | 520 | Conductor Accessories HTLS 800A (Spare) | 1000033695 | 76169990 |  | 18 |  | REPAIR SLEEVE FOR HTLS PANTHER SIZE COUNDUCTOR | SET | 10 |  | INCLUDED | 0 | 0 | 0 | 0 | 0 | 0
16 | 7000020567 | 530 | Conductor Accessories HTLS 800A (Spare) | 1000033696 | 73082011 |  | 18 |  | VIBRATION DAMPER FOR HTLS PANTHER SIZE COUNDUCTOR | SET | 48 |  | INCLUDED | 0 | 0 | 0 | 0 | 0 | 0
17 | 7000020567 | 540 | Hardware Excl. Clamp (Spare) | 1000053284 | 73082011 |  | 18 |  | SINGLE I SUS STR-132KV PANTHER W/O SUS CLP | SET | 7 |  | INCLUDED | 0 | 0 | 0 | 0 | 0 | 0
18 | 7000020567 | 550 | Hardware Excl. Clamp (Spare) | 1000053285 | 73082011 |  | 18 |  | SINGLE TEN STR-132KV PANTHER W/O TEN CLP | SET | 30 |  | INCLUDED | 0 | 0 | 0 | 0 | 0 | 0
19 | 7000020567 | 560 | Hardware Excl. Clamp (Spare) | 1000053244 | 73082011 |  | 18 |  | DTS -132KV W/O TEN CLMP SINGLE PANTHER | SET | 1 |  | INCLUDED | 0 | 0 | 0 | 0 | 0 | 0
20 | 7000020567 | 570 | Clamps for HTLS 800A Cond (Spare) | 1000033677 | 73082011 |  | 18 |  | SUSPENSION CLAMP SUITABLE FOR HTLS PANTHER SIZE CONDUCTOR | SET | 8 |  | INCLUDED | 0 | 0 | 0 | 0 | 0 | 0
21 | 7000020567 | 580 | Clamps for HTLS 800A Cond (Spare) | 1000033674 | 73082011 |  | 18 |  | DEAD END TENSION CLAMP SUITABLE FOR HTLS PANTHER SIZE CONDUCTOR | SET | 24 |  | INCLUDED | 0 | 0 | 0 | 0 | 0 | 0
22 | 7000020567 | 620 | Insulator | 1000033770 | 85469090 |  | 18 |  | 70KN COMPOSITE INSULATOR FOR 132KV WITH LENGTH 1450MM | SET | 18 |  | INCLUDED | 0 | 0 | 0 | 0 | 0 | 0
23 | 7000020567 | 630 | Insulator | 1000009321 | 85469090 |  | 18 |  | Composite long rod Insulators for 132kV Transmission Line-90 KN (Length-1450 mm, Creepage-4495 mm) | EA | 90 |  | INCLUDED | 0 | 0 | 0 | 0 | 0 | 0
24 | 7000020567 | 640 | Insulators (Spare) | 1000033770 | 85469090 |  | 18 |  | 70KN COMPOSITE INSULATOR FOR 132KV WITH LENGTH 1450MM | SET | 2 |  | INCLUDED | 0 | 0 | 0 | 0 | 0 | 0
25 | 7000020567 | 650 | Insulators (Spare) | 1000009321 | 85469090 |  | 18 |  | Composite long rod Insulators for 132kV Transmission Line-90 KN (Length-1450 mm, Creepage-4495 mm) | EA | 9 |  | INCLUDED | 0 | 0 | 0 | 0 | 0 | 0
XII | Reconductoring 132kVS/C Khl-Bada TL-I HTLS 900A
1 | 7000020567 | 660 | Conductor HTLS 900A | 1000064245 | 76141000 |  | 18 |  | HTLS PANTHER CONDUCOR 900A FOR 132KV TL | KM | 221.5 |  | INCLUDED | 0 | 0 | 0 | 0 | 0 | 0
2 | 7000020567 | 670 | Conductor Accessories HTLS 900A | 1000064627 | 76169990 |  | 18 |  | MID SPAN COMPRESSION JOINT SUITABLE FOR HTLS PANTHER 900A CONDUCTOR | SET | 101 |  | INCLUDED | 0 | 0 | 0 | 0 | 0 | 0
3 | 7000020567 | 680 | Conductor Accessories HTLS 900A | 1000064634 | 76169990 |  | 18 |  | REPAIR SLEEVE SUITABLE FOR HTLS PANTHER 900A CONDUCTOR | SET | 30 |  | INCLUDED | 0 | 0 | 0 | 0 | 0 | 0
4 | 7000020567 | 690 | Conductor Accessories HTLS 900A | 1000064656 | 76169990 |  | 18 |  | VIBRATION DAMPER SUITABLE FOR HTLS PANTHER 900A CONDUCTOR | SET | 2322 |  | INCLUDED | 0 | 0 | 0 | 0 | 0 | 0
5 | 7000020567 | 700 | Hardware Excl. Clamp | 1000053284 | 73082011 |  | 18 |  | SINGLE I SUS STR-132KV PANTHER W/O SUS CLP | SET | 141 |  | INCLUDED | 0 | 0 | 0 | 0 | 0 | 0
6 | 7000020567 | 710 | Hardware Excl. Clamp | 1000053285 | 73082011 |  | 18 |  | SINGLE TEN STR-132KV PANTHER W/O TEN CLP | SET | 1020 |  | INCLUDED | 0 | 0 | 0 | 0 | 0 | 0
7 | 7000020567 | 720 | Hardware Excl. Clamp | 1000053244 | 73082011 |  | 18 |  | DTS -132KV W/O TEN CLMP SINGLE PANTHER | SET | 1 |  | INCLUDED | 0 | 0 | 0 | 0 | 0 | 0
8 | 7000020567 | 730 | Clamps for HTLS 900A Cond | 1000064638 | 73082011 |  | 18 |  | SUSPENSION CLAMPS FOR HTLS PANTHER 900A | SET | 141 |  | INCLUDED | 0 | 0 | 0 | 0 | 0 | 0
9 | 7000020567 | 740 | Clamps for HTLS 900A Cond | 1000064657 | 76169990 |  | 18 |  | DEAD END CLAMPS HTLS PANTHER 900A | SET | 1020 |  | INCLUDED | 0 | 0 | 0 | 0 | 0 | 0
10 | 7000020567 | 750 | Conductor HTLS 900A (Spare) | 1000064245 | 76141000 |  | 18 |  | HTLS PANTHER CONDUCOR 900A FOR 132KV TL | KM | 5 |  | INCLUDED | 0 | 0 | 0 | 0 | 0 | 0
11 | 7000020567 | 760 | Conductor Accessories HTLS 900A (Spare) | 1000064627 | 76169990 |  | 18 |  | MID SPAN COMPRESSION JOINT SUITABLE FOR HTLS PANTHER 900A CONDUCTOR | SET | 10 |  | INCLUDED | 0 | 0 | 0 | 0 | 0 | 0
12 | 7000020567 | 770 | Conductor Accessories HTLS 900A (Spare) | 1000064634 | 76169990 |  | 18 |  | REPAIR SLEEVE SUITABLE FOR HTLS PANTHER 900A CONDUCTOR | SET | 10 |  | INCLUDED | 0 | 0 | 0 | 0 | 0 | 0
13 | 7000020567 | 780 | Conductor Accessories HTLS 900A (Spare) | 1000064656 | 76169990 |  | 18 |  | VIBRATION DAMPER SUITABLE FOR HTLS PANTHER 900A CONDUCTOR | SET | 48 |  | INCLUDED | 0 | 0 | 0 | 0 | 0 | 0
14 | 7000020567 | 790 | Clamps for HTLS 900A Cond (Spare) | 1000064638 | 73082011 |  | 18 |  | SUSPENSION CLAMPS FOR HTLS PANTHER 900A | SET | 3 |  | INCLUDED | 0 | 0 | 0 | 0 | 0 | 0
15 | 7000020567 | 800 | Clamps for HTLS 900A Cond (Spare) | 1000064657 | 76169990 |  | 18 |  | DEAD END CLAMPS HTLS PANTHER 900A | SET | 24 |  | INCLUDED | 0 | 0 | 0 | 0 | 0 | 0
XIII | 132kV Bay upgradation-Khandong(NEEPCO)
1 | 7000020567 | 830 | AIS EQUIPMENT | 1000000990 | 85359090 |  | 18 |  | 145 kV, 800A, 31.5KA, 1-Phase CurrentTransformer with 120% extended currentrating | EA | 12 |  | INCLUDED | 0 | 0 | 0 | 0 | 0 | 0
2 | 7000020567 | 840 | AIS EQUIPMENT | 1000054118 | 85176210 |  | 18 |  | 132 KV, 800A, 0.5MH, 31.5KA LINE TRAP | EA | 1 |  | INCLUDED | 0 | 0 | 0 | 0 | 0 | 0
3 | 7000020567 | 850 | AIS EQUIPMENT | 1000037408 | 72169990 |  | 18 |  | ERECTION HARDWARE FOR 132KV LAYOUT (DOUBLE MAIN WITHBYPASS SCHEME)-LINE BAY AS PER TECHNICAL SPECIFICATION | SET | 3 |  | INCLUDED | 0 | 0 | 0 | 0 | 0 | 0
4 | 7000020567 | 860 | AIS EQUIPMENT | 1000011213 | 72169990 |  | 18 |  | Erection Hardware for 132kV layout (Double Main Scheme)-Bus Couplerbay as per technical specification | SET | 1 |  | INCLUDED | 0 | 0 | 0 | 0 | 0 | 0
5 | 7000020567 | 870 | AIS EQUIPMENT | 1000000955 | 85462040 |  | 18 |  | 145 kV ,1 phase Bus Post Insulators for Line Traps | EA | 3 |  | INCLUDED | 0 | 0 | 0 | 0 | 0 | 0
6 | 7000020567 | 890 | Non Standard | 1000015954 | 73082011 |  | 18 |  | Fabrication, galvanising and supply of Lattice Structures (MS Steel),to be designed during detailed engineering, for towers, beams andequipment support structure including pack plates / packwashers andgusset plates excluding fasteners and foundation bolts | MT | 1.14 |  | INCLUDED | 0 | 0 | 0 | 0 | 0 | 0
7 | 7000020567 | 900 | Non Standard | 1000011713 | 73082011 |  | 18 |  | Fabrication, galvanising and supply of fasteners ( nuts, bolts andwashers ) including step bolts for lattice and pipe structures to bedesigned during detailed engineering | MT | 0.25 |  | INCLUDED | 0 | 0 | 0 | 0 | 0 | 0
8 | 7000020567 | 910 | Non Standard | 1000012373 | 73082011 |  | 18 |  | Fabrication, galvanising and supply of foundation bolts including nuts,checknut and washers for lattice and pipe structures to be designedduring detailed engineering | MT | 0.32 |  | INCLUDED | 0 | 0 | 0 | 0 | 0 | 0
9 | 7000020567 | 930 | Spare-AIS | 1000000990 | 85359090 |  | 18 |  | 145 kV, 800A, 31.5KA, 1-Phase CurrentTransformer with 120% extended currentrating | EA | 1 |  | INCLUDED | 0 | 0 | 0 | 0 | 0 | 0
XIV | 132kV Bay Upgradation-Kopili (NEEPCO)
1 | 7000020567 | 950 | AIS EQUIPMENT | 1000054118 | 85176210 |  | 18 |  | 132 KV, 800A, 0.5MH, 31.5KA LINE TRAP | EA | 1 |  | INCLUDED | 0 | 0 | 0 | 0 | 0 | 0
2 | 7000020567 | 960 | AIS EQUIPMENT | 1000011222 | 85389000 |  | 18 |  | Erection Hardware for 132kV DM type layout for GIS terminationarrangement-Line bay as per technical specification | SET | 1 |  | INCLUDED | 0 | 0 | 0 | 0 | 0 | 0
3 | 7000020567 | 970 | AIS EQUIPMENT | 1000000955 | 85462040 |  | 18 |  | 145 kV ,1 phase Bus Post Insulators for Line Traps | EA | 3 |  | INCLUDED | 0 | 0 | 0 | 0 | 0 | 0
4 | 7000020567 | 1010 | NON STANDARD STRUCTURE | 1000015954 | 73082011 |  | 18 |  | Fabrication, galvanising and supply of Lattice Structures (MS Steel),to be designed during detailed engineering, for towers, beams andequipment support structure including pack plates / packwashers andgusset plates excluding fasteners and foundation bolts | MT | 0.54 |  | INCLUDED | 0 | 0 | 0 | 0 | 0 | 0
5 | 7000020567 | 1020 | NON STANDARD STRUCTURE | 1000011713 | 73082011 |  | 18 |  | Fabrication, galvanising and supply of fasteners ( nuts, bolts andwashers ) including step bolts for lattice and pipe structures to bedesigned during detailed engineering | MT | 0.05 |  | INCLUDED | 0 | 0 | 0 | 0 | 0 | 0
6 | 7000020567 | 1030 | NON STANDARD STRUCTURE | 1000012373 | 73082011 |  | 18 |  | Fabrication, galvanising and supply of foundation bolts including nuts,checknut and washers for lattice and pipe structures to be designedduring detailed engineering | MT | 0.12 |  | INCLUDED | 0 | 0 | 0 | 0 | 0 | 0
XV | 132kV Bay Upgradation-Khliehriat (PG)
1 | 7000020567 | 1040 | AIS EQUIPMENT | 1000000990 | 85359090 |  | 18 |  | 145 kV, 800A, 31.5KA, 1-Phase CurrentTransformer with 120% extended currentrating | EA | 9 |  | INCLUDED | 0 | 0 | 0 | 0 | 0 | 0
2 | 7000020567 | 1050 | AIS EQUIPMENT | 1000000933 | 85359090 |  | 18 |  | 145 kV, 1000A, 31.5KA, 1-Phase CurrentTransformer with 120% extended currentrating | EA | 3 |  | INCLUDED | 0 | 0 | 0 | 0 | 0 | 0
3 | 7000020567 | 1060 | AIS EQUIPMENT | 1000011240 | 72169990 |  | 18 |  | Erection Hardware for 132kV layout (Single Main & TransferScheme)-Line Bay as per technical specification | SET | 4 |  | INCLUDED | 0 | 0 | 0 | 0 | 0 | 0
4 | 7000020567 | 1080 | Non Standard | 1000015954 | 73082011 |  | 18 |  | Fabrication, galvanising and supply of Lattice Structures (MS Steel),to be designed during detailed engineering, for towers, beams andequipment support structure including pack plates / packwashers andgusset plates excluding fasteners and foundation bolts | MT | 0.6 |  | INCLUDED | 0 | 0 | 0 | 0 | 0 | 0
5 | 7000020567 | 1090 | Non Standard | 1000011713 | 73082011 |  | 18 |  | Fabrication, galvanising and supply of fasteners ( nuts, bolts andwashers ) including step bolts for lattice and pipe structures to bedesigned during detailed engineering | MT | 0.2 |  | INCLUDED | 0 | 0 | 0 | 0 | 0 | 0
6 | 7000020567 | 1110 | Spare-AIS | 1000000933 | 85359090 |  | 18 |  | 145 kV, 1000A, 31.5KA, 1-Phase CurrentTransformer with 120% extended currentrating | EA | 1 |  | INCLUDED | 0 | 0 | 0 | 0 | 0 | 0
XVI | 132kV Bay Upgradation-Khliehriat MePTCL
1 | 7000020567 | 1120 | AIS EQUIPMENT | 1000000990 | 85359090 |  | 18 |  | 145 kV, 800A, 31.5KA, 1-Phase CurrentTransformer with 120% extended currentrating | EA | 3 |  | INCLUDED | 0 | 0 | 0 | 0 | 0 | 0
2 | 7000020567 | 1130 | AIS EQUIPMENT | 1000011231 | 72169990 |  | 18 |  | Erection Hardware for 132kV layout (Single Main Scheme)-Line Bay asper technical specification | SET | 1 |  | INCLUDED | 0 | 0 | 0 | 0 | 0 | 0
3 | 7000020567 | 1150 | Non Standard | 1000015954 | 73082011 |  | 18 |  | Fabrication, galvanising and supply of Lattice Structures (MS Steel),to be designed during detailed engineering, for towers, beams andequipment support structure including pack plates / packwashers andgusset plates excluding fasteners and foundation bolts | MT | 0.15 |  | INCLUDED | 0 | 0 | 0 | 0 | 0 | 0
4 | 7000020567 | 1160 | Non Standard | 1000011713 | 73082011 |  | 18 |  | Fabrication, galvanising and supply of fasteners ( nuts, bolts andwashers ) including step bolts for lattice and pipe structures to bedesigned during detailed engineering | MT | 0.05 |  | INCLUDED | 0 | 0 | 0 | 0 | 0 | 0
5 | 7000020567 | 1180 | Spare-AIS | 1000000990 | 85359090 |  | 18 |  | 145 kV, 800A, 31.5KA, 1-Phase CurrentTransformer with 120% extended currentrating | EA | 1 |  | INCLUDED | 0 | 0 | 0 | 0 | 0 | 0
XVII | 132kV Bay Upgradation-Badarpur (PG)
1 | 7000020567 | 1190 | AIS EQUIPMENT | 1000000933 | 85359090 |  | 18 |  | 145 kV, 1000A, 31.5KA, 1-Phase CurrentTransformer with 120% extended currentrating | EA | 3 |  | INCLUDED | 0 | 0 | 0 | 0 | 0 | 0
2 | 7000020567 | 1200 | AIS EQUIPMENT | 1000011240 | 72169990 |  | 18 |  | Erection Hardware for 132kV layout (Single Main & TransferScheme)-Line Bay as per technical specification | SET | 1 |  | INCLUDED | 0 | 0 | 0 | 0 | 0 | 0
3 | 7000020567 | 1230 | Non Standard | 1000015954 | 73082011 |  | 18 |  | Fabrication, galvanising and supply of Lattice Structures (MS Steel),to be designed during detailed engineering, for towers, beams andequipment support structure including pack plates / packwashers andgusset plates excluding fasteners and foundation bolts | MT | 0.15 |  | INCLUDED | 0 | 0 | 0 | 0 | 0 | 0
4 | 7000020567 | 1240 | Non Standard | 1000011713 | 73082011 |  | 18 |  | Fabrication, galvanising and supply of fasteners ( nuts, bolts andwashers ) including step bolts for lattice and pipe structures to bedesigned during detailed engineering | MT | 0.05 |  | INCLUDED | 0 | 0 | 0 | 0 | 0 | 0
5 | 7000020567 | 1250 | Spare-AIS | 1000000933 | 85359090 |  | 18 |  | 145 kV, 1000A, 31.5KA, 1-Phase CurrentTransformer with 120% extended currentrating | EA | 1 |  | INCLUDED | 0 | 0 | 0 | 0 | 0 | 0
Total Ex-Works Price | [12 empty] | 0 |  | 0 |  | 0 | 0 | 0
Total Type Test charges as per Schedule-7 | [12 empty] | 0
Total Ex-Works Price including Type Test charges | [12 empty] | 0
# In case the bidder leaves the cell for confirmation of the HSN code and/or GST rate “blank”, the HSN code and corresponding GST rate indicated by the Employer shall be deemed to be the one confirmed by the Bidder.
| Date | [7 empty] | Printed Name
| Place | [7 empty] | Designation
Click for Sch-2

## Sch-2
CC/NT/W-COND/DOM/A04/23/00071 | [8 empty] | Schedule - 2
Reconductoring Package- OH01 for Reconductoring of various 132kV S/C transmission line and associated substation work under North Eastern Region Expansion Scheme-XX (NERES-XX), North Eastern Region Expansion Scheme-XVIII (NERES-XVIII) and Eastern Region Expansion Scheme -XXXIII (ERES- XXXIII).
(SCHEDULE OF RATES AND PRICES)
BIDDER:
0 | [6 empty] | To:
Bidder’s Name and Address (Sole Bidder) : | [6 empty] | Contract Services
Name : | [6 empty] | Power Grid Corporation of India Ltd.,
Address : | [6 empty] | "Saudamini", Plot No.-2
Sector-29,
Gurgaon (Haryana) - 122001
Local Transportation, In-transit Insurance, Loading and Unloading
(All Prices are in Indian Rupees)
SI. No. | PR No | PR Line Item No | Activity Description | Material Code | Description | Unit | Quantity | Unit Freight, In-transit Insurance, loading & Unloading Charges | Total Freight, In-transit Insurance, loading & Unloading Charges
1 | 2 | 3 | 4 | 5 | 6 | 7 | 8 | 9 | 10 = 8 X 9
I | Reconductoring 132kVS/C Rag- Gang Ckt-I&II HTLS 800A
1 | 7000020568 | 10 | Conductor HTLS 800A | 1000063980 | HTLS Conducor for 132kV TL | KM | 164.88 |  | INCLUDED
2 | 7000020568 | 20 | Conductor Accessories HTLS 800A | 1000033694 | MID SPAN COMPRESSION JOINT FOR HTLS PANTHER SIZE COUNDUCTOR | SET | 75 |  | INCLUDED
3 | 7000020568 | 30 | Conductor Accessories HTLS 800A | 1000033695 | REPAIR SLEEVE FOR HTLS PANTHER SIZE COUNDUCTOR | SET | 23 |  | INCLUDED
4 | 7000020568 | 40 | Conductor Accessories HTLS 800A | 1000033696 | VIBRATION DAMPER FOR HTLS PANTHER SIZE COUNDUCTOR | SET | 2376 |  | INCLUDED
5 | 7000020568 | 50 | Hardware Excl. Clamp | 1000053285 | SINGLE TEN STR-132KV PANTHER W/O TEN CLP | SET | 1188 |  | INCLUDED
6 | 7000020568 | 60 | Clamps for HTLS 800A Cond | 1000033674 | DEAD END TENSION CLAMP SUITABLE FOR HTLS PANTHER SIZE CONDUCTOR | SET | 1188 |  | INCLUDED
7 | 7000020568 | 70 | Conductor HTLS 800A (Spare) | 1000063980 | HTLS Conducor for 132kV TL | KM | 16.4 |  | INCLUDED
8 | 7000020568 | 80 | Conductor Accessories HTLS 800A (Spare) | 1000033694 | MID SPAN COMPRESSION JOINT FOR HTLS PANTHER SIZE COUNDUCTOR | SET | 7 |  | INCLUDED
9 | 7000020568 | 90 | Conductor Accessories HTLS 800A (Spare) | 1000033695 | REPAIR SLEEVE FOR HTLS PANTHER SIZE COUNDUCTOR | SET | 3 |  | INCLUDED
10 | 7000020568 | 100 | Conductor Accessories HTLS 800A (Spare) | 1000033696 | VIBRATION DAMPER FOR HTLS PANTHER SIZE COUNDUCTOR | SET | 144 |  | INCLUDED
11 | 7000020568 | 110 | Hardware Excl. Clamp (Spare) | 1000053285 | SINGLE TEN STR-132KV PANTHER W/O TEN CLP | SET | 24 |  | INCLUDED
12 | 7000020568 | 120 | Clamps for HTLS 800A Cond (Spare) | 1000033674 | DEAD END TENSION CLAMP SUITABLE FOR HTLS PANTHER SIZE CONDUCTOR | SET | 24 |  | INCLUDED
II | Reconductoring 132kVS/C Mel-Zuan TL-I HTLS 900A
1 | 7000020553 | 10 | Conductor HTLS 900A | 1000064245 | HTLS PANTHER CONDUCOR 900A FOR 132KV TL | KM | 30.884 |  | INCLUDED
2 | 7000020553 | 20 | Conductor Accessories HTLS 900A | 1000064627 | MID SPAN COMPRESSION JOINT SUITABLE FOR HTLS PANTHER 900A CONDUCTOR | SET | 14 |  | INCLUDED
3 | 7000020553 | 30 | Conductor Accessories HTLS 900A | 1000064634 | REPAIR SLEEVE SUITABLE FOR HTLS PANTHER 900A CONDUCTOR | SET | 4 |  | INCLUDED
4 | 7000020553 | 40 | Conductor Accessories HTLS 900A | 1000064656 | VIBRATION DAMPER SUITABLE FOR HTLS PANTHER 900A CONDUCTOR | SET | 360 |  | INCLUDED
5 | 7000020553 | 50 | Hardware Excl. Clamp | 1000053285 | SINGLE TEN STR-132KV PANTHER W/O TEN CLP | SET | 180 |  | INCLUDED
6 | 7000020553 | 60 | Clamps for HTLS 900A Cond | 1000064657 | DEAD END CLAMPS HTLS PANTHER 900A | SET | 180 |  | INCLUDED
7 | 7000020553 | 70 | Conductor HTLS 900A (Spare) | 1000064245 | HTLS PANTHER CONDUCOR 900A FOR 132KV TL | KM | 5 |  | INCLUDED
8 | 7000020553 | 80 | Conductor Accessories HTLS 900A (Spare) | 1000064627 | MID SPAN COMPRESSION JOINT SUITABLE FOR HTLS PANTHER 900A CONDUCTOR | SET | 2 |  | INCLUDED
9 | 7000020553 | 90 | Conductor Accessories HTLS 900A (Spare) | 1000064634 | REPAIR SLEEVE SUITABLE FOR HTLS PANTHER 900A CONDUCTOR | SET | 1 |  | INCLUDED
10 | 7000020553 | 100 | Conductor Accessories HTLS 900A (Spare) | 1000064656 | VIBRATION DAMPER SUITABLE FOR HTLS PANTHER 900A CONDUCTOR | SET | 36 |  | INCLUDED
11 | 7000020553 | 110 | Hardware Excl. Clamp (Spare) | 1000053285 | SINGLE TEN STR-132KV PANTHER W/O TEN CLP | SET | 3 |  | INCLUDED
12 | 7000020553 | 120 | Clamps for HTLS 900A Cond (Spare) | 1000064657 | DEAD END CLAMPS HTLS PANTHER 900A | SET | 6 |  | INCLUDED
13 | 7000020553 | 150 | Insulators | 1000009321 | Composite long rod Insulators for 132kV Transmission Line-90 KN (Length-1450 mm, Creepage-4495 mm) | EA | 174 |  | INCLUDED
14 | 7000020553 | 160 | Insulators (Spare) | 1000009321 | Composite long rod Insulators for 132kV Transmission Line-90 KN (Length-1450 mm, Creepage-4495 mm) | EA | 17 |  | INCLUDED
III | NEW HTLS TL 1 km (approx) for shifting of exsisting bay to new bay at Melriat SS.
1 | 7000020553 | 280 | FABRICATION AND SUPPLY | 1000015274 | Fabrication, galvanising & supply of various types of towers & towerparts, tower/leg extensions (complete) excluding step bolt, stubs andbolts & nuts but including hangers, D-Shackles, pack washers etc.-MSSteel for Normal Towers | MT | 4.809 |  | INCLUDED
2 | 7000020553 | 290 | FABRICATION AND SUPPLY | 1000015276 | Fabrication, galvanising & supply of stubs with cleats for varioustypes of towers and tower extensions(complete) with packwashers excluding supply of bolts & nuts-MS Steel for Normal Towers | MT | 0.44 |  | INCLUDED
3 | 7000020553 | 300 | FABRICATION AND SUPPLY | 1000013472 | Supply of Hexagonal Bolts & Nuts for towers including Step Bolts, SpringWashers etc. | MT | 0.347 |  | INCLUDED
4 | 7000020553 | 310 | FABRICATION AND SUPPLY | 1000007847 | Supply of Bolts & Nuts for Stubs including Spring Washers etc. | MT | 0.011 |  | INCLUDED
5 | 7000020553 | 320 | FABRICATION AND SUPPLY | 1000013391 | Fabrication, galvanising & supply of various types of towers & towerparts, tower/leg extensions (complete) excluding step bolt, stubs andbolts & nuts but including hangers, D-Shackles, pack washers etc.-HTSteel for Normal Towers | MT | 2.22 |  | INCLUDED
6 | 7000020553 | 330 | FABRICATION AND SUPPLY | 1000013393 | Fabrication, galvanising & supply of stubs with cleats for varioustypes of towers and tower extensions(complete) with packwashers excluding supply of bolts & nuts-HT Steel for Normal Towers | MT | 0.297 |  | INCLUDED
7 | 7000020553 | 340 | EARTHING OF TOWERS | 1000010003 | Supply of Counterpoise type (120 m length) | EA | 1 |  | INCLUDED
8 | 7000020553 | 350 | EARTHING OF TOWERS | 1000019717 | Supply of Shieldwire Earthing includingPG clamps, downlead clamps butexcluding Earthwire bits forCounterpoise type earthing | EA | 1 |  | INCLUDED
9 | 7000020553 | 360 | TOWER ACCESSORIES | 1000032562 | DANGER PLATE FOR 132 KV | EA | 1 |  | INCLUDED
10 | 7000020553 | 370 | TOWER ACCESSORIES | 1000015969 | Number Plate for 132kV | EA | 1 |  | INCLUDED
11 | 7000020553 | 380 | TOWER ACCESSORIES | 1000017508 | Phase Plate (Set of three) | SET | 1 |  | INCLUDED
12 | 7000020553 | 390 | TOWER ACCESSORIES | 1000006779 | Supply of Anti-Climbing Devices ofBarbed Wire Type | SET | 1 |  | INCLUDED
13 | 7000020553 | 400 | CONDUCTOR HTLS 900A | 1000063980 | HTLS Conducor for 132kV TL | KM | 3.03 |  | INCLUDED
14 | 7000020553 | 410 | INSULATOR | 1000033771 | 90KN COMPOSITE INSULATOR FOR 132KV WITH LENGTH 1595MM | SET | 6 |  | INCLUDED
15 | 7000020528 | 10 | HARDWARE FITTINGS | 1000053285 | SINGLE TEN STR-132KV PANTHER W/O TEN CLP | SET | 6 |  | INCLUDED
16 | 7000020528 | 20 | HARDWARE FITTINGS | 1000033674 | DEAD END TENSION CLAMP SUITABLE FOR HTLS PANTHER SIZE CONDUCTOR | SET | 6 |  | INCLUDED
17 | 7000020553 | 430 | CONDUCTOR ACCESSORIES | 1000015514 | Mid Span Compression Joint for Conductor-ACSR Panther | EA | 2 |  | INCLUDED
18 | 7000020553 | 440 | CONDUCTOR ACCESSORIES | 1000018444 | Repair Sleeve for Conductor-ACSR Panther | EA | 1 |  | INCLUDED
19 | 7000020553 | 450 | CONDUCTOR ACCESSORIES | 1000022432 | Vibration Damper for Conductor-ACSR Panther | EA | 12 |  | INCLUDED
20 | 7000020553 | 550 | OPGW-Main items | 1000031039 | TENSION FITTINGS ASSEMBLY FOR 24F OPGW INCLUDING ALL ACCESSORIES FORJOINT BOX (SPLICING) LOCATION | SET | 1 |  | INCLUDED
21 | 7000020553 | 560 | OPGW-Main items | 1000033146 | TENSION ASSEMBLY - DOUBLE TENSION PASS THROUGH ASSEMBLY FOR 24 FIBEROPGW | SET | 1 |  | INCLUDED
22 | 7000020553 | 570 | OPGW-Main items | 1000022417 | Vibration Damper for 24 fibre OPGW | EA | 4 |  | INCLUDED
23 | 7000020553 | 580 | OPGW-Main items | 1000010817 | Down Lead clamp Assembly for 24 fibre OPGW | EA | 33 |  | INCLUDED
24 | 7000020553 | 590 | OPGW-Main items | 1000014198 | Joint Box for 24 fibre OPGW | EA | 2 |  | INCLUDED
25 | 7000020553 | 600 | OPGW-Main items | 1000030940 | 24 FIBRE (DWSM) OPGW FIBRE OPTIC CABLE | KM | 2 |  | INCLUDED
IV | 132kV Bay Upgradation-Zuangtui S/S
1 | 7000020553 | 620 | AIS Equipments | 1000000933 | 145 kV, 1000A, 31.5KA, 1-Phase CurrentTransformer with 120% extended currentrating | EA | 3 |  | INCLUDED
2 | 7000020553 | 630 | AIS Equipments | 1000011240 | Erection Hardware for 132kV layout (Single Main & TransferScheme)-Line Bay as per technical specification | SET | 1 |  | INCLUDED
3 | 7000020553 | 650 | Non Standard | 1000015954 | Fabrication, galvanising and supply of Lattice Structures (MS Steel),to be designed during detailed engineering, for towers, beams andequipment support structure including pack plates / packwashers andgusset plates excluding fasteners and foundation bolts | MT | 0.15 |  | INCLUDED
4 | 7000020553 | 660 | Non Standard | 1000011713 | Fabrication, galvanising and supply of fasteners ( nuts, bolts andwashers ) including step bolts for lattice and pipe structures to bedesigned during detailed engineering | MT | 0.05 |  | INCLUDED
5 | 7000020553 | 680 | Spare-AIS | 1000000933 | 145 kV, 1000A, 31.5KA, 1-Phase CurrentTransformer with 120% extended currentrating | EA | 1 |  | INCLUDED
V | Extension of 132KV Melriat GIS
1 | 7000020553 | 690 | 145KV GIS Equipment | 1000032373 | 145KV, 1250A, 31.5KA SF6/AIR BUSHING FOR CONNECTING GIS TO AISALONGWITH SUPPORT STRUCTURE | SET | 1 |  | INCLUDED
2 | 7000020553 | 700 | 145KV GIS Equipment | 1000032751 | 145KV, 1250A, 31.5KA,3PH,GIS BUS DUCT | M | 70 |  | INCLUDED
3 | 7000020553 | 710 | 145KV GIS Equipment | 1000000994 | 145kV, 1250 A, 31.5 kA, SF6 GIS Linefeeder bay module as perSection-Project, Technicalspecification | SET | 1 |  | INCLUDED
4 | 7000020553 | 720 | 145KV GIS Equipment | 1000034953 | 145KV,2000A,31.5KA GIS BUS BAR MODULE EXTENSION ASPERSECTION-PROJECT, TECHNICAL SPECIFICATION | SET | 1 |  | INCLUDED
5 | 7000020553 | 730 | 145KV AIS Equipment | 1000000956 | 145kV, 1 phase Bus Post Insulators | EA | 3 |  | INCLUDED
6 | 7000020553 | 740 | 145KV AIS Equipment | 1000020416 | 120kV Surge Arrester(1-phase) | EA | 3 |  | INCLUDED
7 | 7000020553 | 750 | 145KV AIS Equipment | 1000000991 | 145 kV, 8800pf, 1-phase Capacitive Voltage Transformer | EA | 3 |  | INCLUDED
8 | 7000020553 | 760 | 145KV AIS Equipment | 1000000909 | 132kV,1250A,0.5mH , 31.5kA Line Trap | EA | 1 |  | INCLUDED
9 | 7000020553 | 790 | Structure | 1000029037 | Fabrication, galvanising and supply of Std 132 kV Support Structure1Ph CVT including nuts, bolts, all type of washers, packplates, stepboltsand gusset plates excluding foundation bolts | EA | 3 |  | INCLUDED
10 | 7000020553 | 800 | Structure | 1000029035 | Fabrication, galvanising and supply of Std 132 kV Support Structure1Ph BPI including nuts, bolts, all type of washers, packplates, stepboltsand gusset plates excluding foundation bolts | EA | 3 |  | INCLUDED
11 | 7000020553 | 810 | Structure | 1000029039 | Fabrication, galvanising and supply of Std 132 kV Support Structure 1 PhLAincluding nuts, bolts, all type of washers, packplates, step bolts andgusset plates excluding foundation bolts | EA | 3 |  | INCLUDED
12 | 7000020553 | 830 | Erection H/W | 1000039188 | ERECTION HARDWARE FOR 132KV SM TYPE LAYOUT FOR GISTERMINATION ARRANGEMENT-LINE BAY AS PER TECHNICAL SPECIFICATION | SET | 1 |  | INCLUDED
13 | 7000020553 | 840 | Erection H/W | 1000055857 | 132KV SUSPENSION INSULATOR STRING AND ASSOCIATED HARDWARE FITTINGSWITH DROP CLAMP SUITABLE FOR SINGLE CONDUCTOR | EA | 3 |  | INCLUDED
14 | 7000020553 | 850 | Erection H/W | 1000055853 | 132KV TENSION INSULATOR STRING AND ASSOCIATED HARDWARE FITTINGSWITHOUT TURN BUCKLE SUITABLE FOR SINGLE CONDUCTOR | EA | 3 |  | INCLUDED
15 | 7000020553 | 860 | Relay & Protection Panel | 1000000812 | 132kV Line Protection Panel (with Automation) | EA | 1 |  | INCLUDED
16 | 7000020553 | 870 | Relay & Protection Panel | 1000000738 | 132kV Circuit Breaker Relay Panel with Auto Reclose (with Automation) | EA | 1 |  | INCLUDED
17 | 7000020553 | 880 | Relay & Protection Panel | 1000000734 | 132kV Bus Bar Protection Panel (Single)-(with Automation) | SET | 1 |  | INCLUDED
18 | 7000020553 | 900 | SAS Augmentation | 1000018700 | Complete Substation automation System for controlling and monitoringof Auxilary System including BCUs as per technical specification | SET | 1 |  | INCLUDED
19 | 7000020553 | 910 | SAS Augmentation | 1000000814 | Complete Substation automation System for 132kV bay as per TechnicalSpecification | EA | 8 |  | INCLUDED
20 | 7000020553 | 940 | Spare for GIS | 1000058267 | 145KV GIS-SF6 GAS PRESSURE RELIEF DEVICE ASSEMBLY OF EACH TYPE | EA | 1 |  | INCLUDED
21 | 7000020553 | 950 | Spare for GIS | 1000050242 | SF6 PRESSURE GAUGE CUM SWITCH /DENSITY MONITORS AND PRESSURESWITCH AS APPLICABLE, OF EACH TYPE-145KV GIS | SET | 2 |  | INCLUDED
22 | 7000020553 | 960 | Spare for GIS | 1000050214 | COUPLING DEVICE FOR PRESSURE GAUGE CUM SWITCH FOR CONNECTINGGAS HANDLING PLANT OF EACH TYPE-145KV GIS | SET | 1 |  | INCLUDED
23 | 7000020553 | 970 | Spare for GIS | 1000050226 | RUBBER GASKETS, Ã‚â‚¬Å’OÃ‚â‚¬Â RINGS AND SEALS FOR SF6 GAS FOR GISENCLOSURE OF EACH TYPE-145KV GIS | SET | 2 |  | INCLUDED
24 | 7000020553 | 980 | Spare for GIS | 1000058265 | 145KV GIS-MOLECULAR FILTER FOR SF6 GAS WITH FILTER BAGS (5 % OF TOTALWEIGHT) | SET | 1 |  | INCLUDED
25 | 7000020553 | 990 | Spare for GIS | 1000050213 | CONTROL VALVES FOR SF6 GAS OF EACH TYPE-145KV GIS | SET | 2 |  | INCLUDED
26 | 7000020553 | 1000 | Spare for GIS | 1000058266 | 145KV GIS-SF6 GAS (5 % OF TOTAL GAS QUANTITY) | LOT | 1 |  | INCLUDED
27 | 7000020553 | 1010 | Spare for GIS | 1000050229 | LOCKING DEVICE TO KEEP THE DIS-CONNECTORS (ISOLATORS)AND EARTHING/FAST EARTHING SWITCHES (AS APPLICABLE) IN CLOSE OR OPENPOSITION IN CASE OF REMOVAL OF THE DRIVING MECHANISM-145KV GIS | SET | 2 |  | INCLUDED
28 | 7000020553 | 1020 | Spare for GIS | 1000050256 | UHF PD SENSORS OF EACH TYPE ALONG WITH BNC CONNECTOR FOR 145KV GIS | EA | 3 |  | INCLUDED
29 | 7000020553 | 1030 | Spare for GIS | 1000058269 | 145KV GIS-SUPPORT INSULATORS (GAS THROUGH) OF EACH TYPE (COMPLETE WITHMETAL RING ETC.) ALONG WITH ASSOCIATED CONTACTS AND SHIELDS | EA | 3 |  | INCLUDED
30 | 7000020553 | 1040 | Spare for GIS | 1000058264 | 145KV GIS-GAS BARRIERS OF EACH TYPE (COMPLETE WITH METAL RING ETC.)ALONG WITH ASSOCIATED CONTACTS AND SHIELDS | EA | 3 |  | INCLUDED
31 | 7000020553 | 1050 | Spare for GIS | 1000058268 | 145kV GIS- 1250A SF6 to air bushing complete in all respect | EA | 1 |  | INCLUDED
32 | 7000020553 | 1060 | Spare for GIS | 1000050249 | LCC SPARES - AUX. RELAYS, CONTACTORS, PUSH BUTTONS, SWITCHES, LAMPS,ANNUNCIATION WINDOWS, MCB, FUSES, TIMERS, TERMINAL BLOCKS ETC.OF EACH TYPE & RATING-145KV GIS | SET | 1 |  | INCLUDED
33 | 7000020553 | 1070 | Spare for GIS | 1000058241 | 145KV GIS- CIRCUIT BREAKER (THREE PHASE) OF 1250A WITH INTERRUPTER,MAIN CIRCUIT, ENCLOSURE AND OPERATING MECHANISM COMPLETE IN ALLRESPECT | SET | 1 |  | INCLUDED
34 | 7000020553 | 1080 | Spare for GIS | 1000021870 | Trip coil assembly with resistor (asapplicable) for 145kV GIS CircuitBreaker | SET | 3 |  | INCLUDED
35 | 7000020553 | 1090 | Spare for GIS | 1000009184 | Closing coil assembly with resistor (asapplicable) for 145kV GIS CircuitBreaker | SET | 3 |  | INCLUDED
36 | 7000020553 | 1100 | Spare for GIS | 1000058257 | RELAYS, POWER CONTACTORS, PUSH BUTTONS, TIMERS & MCBS ETC. (ASAPPLICABLE) OF EACH TYPE FOR 145KV GIS CIRCUIT BREAKER | SET | 1 |  | INCLUDED
37 | 7000020553 | 1110 | Spare for GIS | 1000058244 | AUXILIARY SWITCH ASSEMBLY OF EACH TYPE FOR 145KV GIS CIRCUIT BREAKER | SET | 1 |  | INCLUDED
38 | 7000020553 | 1120 | Spare for GIS | 1000058251 | 145KV GIS CIRCUIT BREAKER-OPERATION COUNTER | EA | 1 |  | INCLUDED
39 | 7000020553 | 1130 | Spare for GIS | 1000058248 | 145KV GIS CIRCUIT BREAKER-HYDRAULIC OPERATING MECHANISM WITH DRIVEMOTOR (FOR HYDRAULIC OPERATED MECHANISM, IF APPLICABLE) | SET | 1 |  | INCLUDED
40 | 7000020553 | 1140 | Spare for GIS | 1000058245 | 145KV GIS CIRCUIT BREAKER-HYDRAULIC FILTER OF EACH TYPE (FOR HYDRAULICOPERATED MECHANISM, IF PPLICABLE) | SET | 1 |  | INCLUDED
41 | 7000020553 | 1150 | Spare for GIS | 1000058247 | 145KV GIS CIRCUIT BREAKER- HOSE PIPE OF EACH TYPE (AS APPLICABLE) (FORHYDRAULIC OPERATED MECHANISM, IF APPLICABLE) | SET | 1 |  | INCLUDED
42 | 7000020553 | 1160 | Spare for GIS | 1000058250 | 145KV GIS CIRCUIT BREAKER - N2 ACCUMULATOR (FOR HYDRAULIC OPERATEDMECHANISM, IF APPLICABLE) | SET | 1 |  | INCLUDED
43 | 7000020553 | 1170 | Spare for GIS | 1000058259 | 145KV GIS CIRCUIT BREAKER -VALVES OF EACH TYPE (FOR HYDRAULIC OPERATEDMECHANISM, IF APPLICABLE) | SET | 1 |  | INCLUDED
44 | 7000020553 | 1180 | Spare for GIS | 1000058252 | 145KV GIS CIRCUIT BREAKER -PIPE LENGTH (COPPER & STEEL) OF EACH SIZE &TYPE (FOR HYDRAULIC OPERATED MECHANISM, IF APPLICABLE) | SET | 1 |  | INCLUDED
45 | 7000020553 | 1190 | Spare for GIS | 1000058256 | 145KV GIS CIRCUIT BREAKER -PRESSURE SWITCHES OF EACH TYPE (FORHYDRAULIC OPERATED MECHANISM, IF APPLICABLE) | SET | 1 |  | INCLUDED
46 | 7000020553 | 1200 | Spare for GIS | 1000058255 | 145KV GIS CIRCUIT BREAKER -PRESSURE GAUGE WITH COUPLING DEVICE OF EACHTYPE (FOR HYDRAULIC OPERATED MECHANISM, IF APPLICABLE) | SET | 1 |  | INCLUDED
47 | 7000020553 | 1210 | Spare for GIS | 1000058249 | 145KV GIS CIRCUIT BREAKER-HYDRAULIC OIL (5% OF TOTAL OIL QUANTITY)(FOR HYDRAULIC OPERATED MECHANISM, IF APPLICABLE) | SET | 1 |  | INCLUDED
48 | 7000020553 | 1220 | Spare for GIS | 1000058243 | 145KV GIS CIRCUIT BREAKER- PRESSURE RELIEF DEVICE OF EACH TYPE (FORHYDRAULIC OPERATED MECHANISM, IF APPLICABLE) | SET | 1 |  | INCLUDED
49 | 7000020553 | 1230 | Spare for GIS | 1000058258 | 145KV GIS CIRCUIT BREAKER-COMPLETE SPRING OPERATING MECHANISMINCLUDING CHARGING MECHANISM ETC. (FOR SPRING OPERATED MECHANISM, IFAPPLICABLE) | SET | 1 |  | INCLUDED
50 | 7000020553 | 1240 | Spare for GIS | 1000058246 | 145KV GIS CIRCUIT BREAKER- COMPLETE HYDRAULIC-SPRING OPERATINGMECHANISM INCLUDING CHARGING MECHANISM ETC. (FOR HYDRAULIC-SPRINGOPERATED MECHANISM, IF APPLICABLE) | SET | 1 |  | INCLUDED
51 | 7000020553 | 1250 | Spare for GIS | 1000058253 | PRESSURE SWITCHES OF EACH TYPE (FOR HYDRAULIC-SPRING OPERATEDMECHANISM, IF APPLICABLE)-220KV GIS CIRCUIT BREAKER | SET | 1 |  | INCLUDED
52 | 7000020553 | 1260 | Spare for GIS | 1000058254 | PRESSURE GAUGE WITH COUPLING DEVICE OF EACH TYPE (FOR HYDRAULIC-SPRINGOPERATED MECHANISM, IF APPLICABLE)-220KV GIS CIRCUIT BREKAER | SET | 1 |  | INCLUDED
53 | 7000020553 | 1270 | Spare for GIS | 1000058369 | 145kV GIS- Three phase of 1250Adisconnector switch including maincircuit, enclosure, driving mechanismand support insulator etc., complete inall respect (Note 1- The contractorshall supply spare for disconnectorswitch to ensure one to one replacementof all disconnector switch supplied asmain equipment without any requirementof modification in fittings at site tocover all different types ofdisconnector switch supplied. In case,quantity of supplied dis-connectorswitch types (for one to onereplacement) are more than the quantitymentioned in BPS for spare, thecontractor shall supply theseadditional types of disconnector switchwithout any additional priceimplication to POWERGRID and quantitiesof these additional type ofdisconnector switch are deem to beincluded in the quantities mentioned inBPS for spare disconnector. Note 2 - Incase, Dis-connector Switch (DS) & EarthSwitch (ES) is provided in a sameenclosure with common operatingmechanism, then the module comprisingof Dis-connector & Earth switch insingle enclosure with common operatingmechanism is to be provided under thehead of spare Dis-connector only. Note3- In case, Dis-connector Switch (DS)&Earth Switch (ES) is provided in asame enclosure with separate operatingmechanism, then the module comprisingof Dis-connector & Earth switch insingle enclosure with separateoperating mechanism is to be providedunder the head of spare Dis-connectoronly.) | EA | 2 |  | INCLUDED
54 | 7000020553 | 1280 | Spare for GIS | 1000058239 | 145KV GIS- THREE PHASE MAINTENANCE EARTHING SWITCH INCLUDING MAINCIRCUIT, ENCLOSURE, DRIVING MECHANISM AND SUPPORT INSULATOR ETC.,COMPLETE IN ALL RESPECT (NOTE 1 - IN CASE, DIS-CONNECTOR SWITCH (DS) &EARTH SWITCH (ES) IS PROVIDED IN A SAME ENCLOSURE WITH COMMONOPERATING MECHANISM, THEN THE MODULE COMPRISING OF DIS-CONNECTOR &EARTH SWITCH IN SINGLE ENCLOSURE WITH COMMON OPERATING MECHANISM IS TOBE PROVIDED UNDER THE HEAD OF SPARE DIS-CONNECTOR ONLY. NOTE 2 - INCASE, DIS-CONNECTOR SWITCH (DS) & EARTH SWITCH (ES) IS PROVIDED IN ASAME ENCLOSURE WITH SEPARATE OPERATING MECHANISM, THEN THE MODULECOMPRISING OF DIS-CONNECTOR & EARTH SWITCH IN SINGLE ENCLOSURE WITHSEPARATE OPERATING MECHANISM IS TO BE PROVIDED UNDER THE HEAD OF SPAREDIS-CONNECTOR ONLY.) | EA | 1 |  | INCLUDED
55 | 7000020553 | 1290 | Spare for GIS | 1000058234 | 145KV GIS - THREE PHASE FAST EARTHING SWITCH INCLUDING MAIN CIRCUIT,ENCLOSURE, DRIVING MECHANISM AND SUPPORT INSULATOR ETC., COMPLETE INALL RESPECT (NOTE 1 - IN CASE, DIS-CONNECTOR SWITCH (DS) & EARTHSWITCH (ES) IS PROVIDED IN A SAME ENCLOSURE WITH COMMON OPERATINGMECHANISM, THEN THE MODULE COMPRISING OF DIS-CONNECTOR & EARTH SWITCHIN SINGLE ENCLOSURE WITH COMMON OPERATING MECHANISM IS TO BE PROVIDEDUNDER THE HEAD OF SPARE DIS-CONNECTOR ONLY. NOTE 2 - IN CASE,DIS-CONNECTOR SWITCH (DS) & EARTH SWITCH (ES) IS PROVIDED IN A SAMEENCLOSURE WITH SEPARATE OPERATING MECHANISM, THEN THE MODULECOMPRISING OF DIS-CONNECTOR & EARTH SWITCH IN SINGLE ENCLOSURE WITHSEPARATE OPERATING MECHANISM IS TO BE PROVIDED UNDER THE HEAD OF SPAREDIS-CONNECTOR ONLY.) | EA | 1 |  | INCLUDED
56 | 7000020553 | 1300 | Spare for GIS | 1000058048 | OPEN/CLOSE CONTACTOR ASSEMBLY, TIMERS, KEY INTERLOCK, INTERLOCKINGCOILS, RELAYS, PUSH BUTTONS, INDICATING LAMPS, POWER CONTACTORS,RESISTORS, FUSES, MCBS & DRIVE CONTROL CARDS ETC. (AS APPLICABLE) ONEOF EACH TYPE FOR ONE COMPLETE MOM BOX FOR 145KV GIS DISCONNECTORSWITCH | SET | 1 |  | INCLUDED
57 | 7000020553 | 1310 | Spare for GIS | 1000058236 | OPEN/CLOSE CONTACTOR ASSEMBLY, TIMERS, KEY INTERLOCK, INTERLOCKINGCOILS, RELAYS, PUSH BUTTONS, INDICATING LAMPS, POWER CONTACTORS,RESISTORS, FUSES, MCBS & DRIVE CONTROL CARDS ETC. (AS APPLICABLE) ONEOF EACH TYPE FOR ONE COMPLETE MOM BOX FOR 145KV GIS MAINTENANCE EARTHSWITCH | SET | 1 |  | INCLUDED
58 | 7000020553 | 1320 | Spare for GIS | 1000058231 | OPEN/CLOSE CONTACTOR ASSEMBLY, TIMERS, KEY INTERLOCK, INTERLOCKINGCOILS, RELAYS, PUSH BUTTONS, INDICATING LAMPS, POWER CONTACTORS,RESISTORS, FUSES, MCBS & DRIVE CONTROL CARDS ETC. (AS APPLICABLE) ONEOF EACH TYPE FOR ONE COMPLETE MOM BOX FOR 145KV GIS FAST EARTHINGSWITCH | SET | 1 |  | INCLUDED
59 | 7000020553 | 1330 | Spare for GIS | 1000058260 | LIMIT SWITCHES AND AUX. SWITCHES FOR ONE COMPLETE MOM BOX FOR 145KVGIS DISCONNECTOR SWITCH | SET | 1 |  | INCLUDED
60 | 7000020553 | 1340 | Spare for GIS | 1000058238 | LIMIT SWITCHES AND AUX. SWITCHES FOR ONE COMPLETE MOM BOX FOR 145KVGIS MAINTENANCE EARTH SWITCH | SET | 1 |  | INCLUDED
61 | 7000020553 | 1350 | Spare for GIS | 1000058233 | LIMIT SWITCHES AND AUX. SWITCHES FOR ONE COMPLETE MOM BOX FOR 145KVGIS FAST EARTHING SWITCH | SET | 1 |  | INCLUDED
62 | 7000020553 | 1360 | Spare for GIS | 1000058049 | DRIVE MECHANISM FOR 145KV GIS DISCONNECTOR SWITCH | SET | 1 |  | INCLUDED
63 | 7000020553 | 1370 | Spare for GIS | 1000058237 | DRIVE MECHANISM FOR 145KV GIS MAINTENANCE EARTH SWITCH | SET | 1 |  | INCLUDED
64 | 7000020553 | 1380 | Spare for GIS | 1000058232 | DRIVE MECHANISM FOR 145KV GIS FAST EARTHING SWITCH | SET | 1 |  | INCLUDED
65 | 7000020553 | 1390 | Spare for GIS | 1000058230 | MOTOR FOR DRIVE MECHANISM FOR 145KV GIS DISCONNECTOR SWITCH | EA | 1 |  | INCLUDED
66 | 7000020553 | 1400 | Spare for GIS | 1000058240 | MOTOR FOR DRIVE MECHANISM FOR 145KVGIS MAINTENANCE EARTH SWITCH | EA | 1 |  | INCLUDED
67 | 7000020553 | 1410 | Spare for GIS | 1000058235 | MOTOR FOR DRIVE MECHANISM FOR 145KV GIS FAST EARTHING SWITCH | EA | 1 |  | INCLUDED
68 | 7000020553 | 1420 | Spare for GIS | 1000058261 | 145KV GIS- CURRENT TRANSFORMER (4 CORES) WITH ASSOCIATED ENCLOSURE ANDPRIMARY CONDUCTOR COMPLETE IN ALL RESPECT | EA | 1 |  | INCLUDED
69 | 7000020553 | 1430 | Mandatory spares | 1000019912 | Relay & protection Panels (with automation) | LS | 1 |  | INCLUDED
70 | 7000020553 | 1440 | Mandatory spares | 1000028572 | SPARE-145KV CVT | LOT | 1 |  | INCLUDED
71 | 7000020553 | 1450 | Mandatory spares | 1000026087 | Spares for 120kV Surge Arrester | LS | 1 |  | INCLUDED
72 | 7000020553 | 1460 | Mandatory spares | 1000030152 | SPARES FOR 145KV BUS POST INSULATORS | EA | 1 |  | INCLUDED
73 | 7000020553 | 1470 | Mandatory spares | 1000019927 | Spares-Substation Automation System | LS | 1 |  | INCLUDED
74 | 7000020553 | 1480 | Power & Control cable | 1000031987 | 1.1KV GRADE 5CX2.5 SQMM CONTROL CABLE | KM | 0.7 |  | INCLUDED
75 | 7000020553 | 1550 | Power & Control cable | 1000031993 | 1.1KV GRADE 7CX2.5 SQMM CONTROL CABLE | KM | 0.5 |  | INCLUDED
76 | 7000020553 | 1490 | Power & Control cable | 1000031904 | 1.1KV GRADE 14CX2.5 SQMM CONTROL CABLE | KM | 0.1 |  | INCLUDED
77 | 7000020553 | 1500 | Power & Control cable | 1000031908 | 1.1KV GRADE 19CX2.5 SQMM CONTROL CABLE | KM | 0.5 |  | INCLUDED
78 | 7000020553 | 1510 | Power & Control cable | 1000031943 | 1.1KV GRADE 2CX6 SQMM (PVC) POWER CABLE | KM | 0.3 |  | INCLUDED
79 | 7000020553 | 1520 | Power & Control cable | 1000031985 | 1.1KV GRADE 4CX6 SQMM (PVC) POWER CABLE | KM | 0.15 |  | INCLUDED
80 | 7000020553 | 1530 | Power & Control cable | 1000031957 | 1.1KV GRADE 3.5CX70 SQMM (PVC) POWER CABLE | KM | 0.35 |  | INCLUDED
81 | 7000020553 | 1540 | Power & Control cable | 1000031953 | 1.1KV GRADE 3.5CX35 SQMM (PVC) POWER CABLE | KM | 0.15 |  | INCLUDED
82 | 7000020553 | 1590 | Foundation bolts | 1000028770 | Fabrication, galvanising and supply of24mm dia foundation bolts includingnuts, checknuts, washers andpackplates. | EA | 48 |  | INCLUDED
83 | 7000020553 | 1610 | Non Standard | 1000015954 | Fabrication, galvanising and supply of Lattice Structures (MS Steel),to be designed during detailed engineering, for towers, beams andequipment support structure including pack plates / packwashers andgusset plates excluding fasteners and foundation bolts | MT | 3 |  | INCLUDED
84 | 7000020553 | 1620 | Non Standard | 1000011713 | Fabrication, galvanising and supply of fasteners ( nuts, bolts andwashers ) including step bolts for lattice and pipe structures to bedesigned during detailed engineering | MT | 0.34 |  | INCLUDED
85 | 7000020553 | 1630 | Non Standard | 1000012373 | Fabrication, galvanising and supply of foundation bolts including nuts,checknut and washers for lattice and pipe structures to be designedduring detailed engineering | MT | 1 |  | INCLUDED
VI | Reconductoring 132kVS/C Aiz-Luan TL-I HTLS 800A
1 | 7000020553 | 170 | Conductor HTLS 800A | 1000063980 | HTLS Conducor for 132kV TL | KM | 2.424 |  | INCLUDED
2 | 7000020553 | 180 | Conductor Accessories HTLS 800A | 1000033694 | MID SPAN COMPRESSION JOINT FOR HTLS PANTHER SIZE COUNDUCTOR | SET | 1 |  | INCLUDED
3 | 7000020553 | 190 | Conductor Accessories HTLS 800A | 1000033695 | REPAIR SLEEVE FOR HTLS PANTHER SIZE COUNDUCTOR | SET | 1 |  | INCLUDED
4 | 7000020553 | 200 | Conductor Accessories HTLS 800A | 1000033696 | VIBRATION DAMPER FOR HTLS PANTHER SIZE COUNDUCTOR | SET | 60 |  | INCLUDED
5 | 7000020553 | 210 | Hardware Excl. Clamp | 1000053285 | SINGLE TEN STR-132KV PANTHER W/O TEN CLP | SET | 30 |  | INCLUDED
6 | 7000020553 | 220 | Hardware Excl. Clamp | 1000053244 | DTS -132KV W/O TEN CLMP SINGLE PANTHER | SET | 6 |  | INCLUDED
7 | 7000020553 | 230 | Clamps for HTLS 800A Cond | 1000033674 | DEAD END TENSION CLAMP SUITABLE FOR HTLS PANTHER SIZE CONDUCTOR | SET | 30 |  | INCLUDED
8 | 7000020553 | 260 | Insulators | 1000009321 | Composite long rod Insulators for 132kV Transmission Line-90 KN (Length-1450 mm, Creepage-4495 mm) | EA | 39 |  | INCLUDED
9 | 7000020553 | 270 | Insulators (Spare) | 1000009321 | Composite long rod Insulators for 132kV Transmission Line-90 KN (Length-1450 mm, Creepage-4495 mm) | EA | 4 |  | INCLUDED
VII | 132kV Bay Upgradation-Luangmual S/S
1 | 7000020553 | 1650 | AIS Equipments | 1000000990 | 145 kV, 800A, 31.5KA, 1-Phase CurrentTransformer with 120% extended currentrating | EA | 3 |  | INCLUDED
2 | 7000020553 | 1660 | AIS Equipments | 1000011231 | Erection Hardware for 132kV layout (Single Main Scheme)-Line Bay asper technical specification | SET | 1 |  | INCLUDED
3 | 7000020553 | 1680 | Non Standard | 1000015954 | Fabrication, galvanising and supply of Lattice Structures (MS Steel),to be designed during detailed engineering, for towers, beams andequipment support structure including pack plates / packwashers andgusset plates excluding fasteners and foundation bolts | MT | 0.15 |  | INCLUDED
4 | 7000020553 | 1690 | Non Standard | 1000011713 | Fabrication, galvanising and supply of fasteners ( nuts, bolts andwashers ) including step bolts for lattice and pipe structures to bedesigned during detailed engineering | MT | 0.05 |  | INCLUDED
5 | 7000020553 | 1710 | Spare-AIS | 1000000990 | 145 kV, 800A, 31.5KA, 1-Phase CurrentTransformer with 120% extended currentrating | EA | 1 |  | INCLUDED
VIII | Reconductoring 132kV S/C Kop-Khan TL-I HTLS 800A
1 | 7000020279 | 40 | Conductor HTLS 800A | 1000063980 | HTLS Conducor for 132kV TL | KM | 33.06 |  | INCLUDED
2 | 7000020279 | 50 | Conductor Accessories HTLS 800A | 1000033694 | MID SPAN COMPRESSION JOINT FOR HTLS PANTHER SIZE COUNDUCTOR | SET | 15 |  | INCLUDED
3 | 7000020279 | 60 | Conductor Accessories HTLS 800A | 1000033695 | REPAIR SLEEVE FOR HTLS PANTHER SIZE COUNDUCTOR | SET | 5 |  | INCLUDED
4 | 7000020279 | 70 | Conductor Accessories HTLS 800A | 1000033696 | VIBRATION DAMPER FOR HTLS PANTHER SIZE COUNDUCTOR | SET | 354 |  | INCLUDED
5 | 7000020279 | 80 | Hardware Excl. Clamp | 1000053284 | SINGLE I SUS STR-132KV PANTHER W/O SUS CLP | SET | 45 |  | INCLUDED
6 | 7000020279 | 90 | Hardware Excl. Clamp | 1000053285 | SINGLE TEN STR-132KV PANTHER W/O TEN CLP | SET | 132 |  | INCLUDED
7 | 7000020279 | 110 | Clamps for HTLS 800A Cond | 1000033677 | SUSPENSION CLAMP SUITABLE FOR HTLS PANTHER SIZE CONDUCTOR | SET | 45 |  | INCLUDED
8 | 7000020279 | 120 | Clamps for HTLS 800A Cond | 1000033674 | DEAD END TENSION CLAMP SUITABLE FOR HTLS PANTHER SIZE CONDUCTOR | SET | 132 |  | INCLUDED
9 | 7000020279 | 160 | Conductor HTLS 800A (Spare) | 1000063980 | HTLS Conducor for 132kV TL | KM | 5 |  | INCLUDED
10 | 7000020279 | 170 | Conductor Accessories HTLS 800A (Spare) | 1000033694 | MID SPAN COMPRESSION JOINT FOR HTLS PANTHER SIZE COUNDUCTOR | SET | 2 |  | INCLUDED
11 | 7000020279 | 180 | Conductor Accessories HTLS 800A (Spare) | 1000033695 | REPAIR SLEEVE FOR HTLS PANTHER SIZE COUNDUCTOR | SET | 1 |  | INCLUDED
12 | 7000020279 | 190 | Conductor Accessories HTLS 800A (Spare) | 1000033696 | VIBRATION DAMPER FOR HTLS PANTHER SIZE COUNDUCTOR | SET | 36 |  | INCLUDED
13 | 7000020279 | 200 | Hardware Excl. Clamp (Spare) | 1000053284 | SINGLE I SUS STR-132KV PANTHER W/O SUS CLP | SET | 4 |  | INCLUDED
14 | 7000020279 | 210 | Hardware Excl. Clamp (Spare) | 1000053285 | SINGLE TEN STR-132KV PANTHER W/O TEN CLP | SET | 13 |  | INCLUDED
15 | 7000020279 | 230 | Clamps for HTLS 800A Cond (Spare) | 1000033677 | SUSPENSION CLAMP SUITABLE FOR HTLS PANTHER SIZE CONDUCTOR | SET | 6 |  | INCLUDED
16 | 7000020279 | 240 | Clamps for HTLS 800A Cond (Spare) | 1000033674 | DEAD END TENSION CLAMP SUITABLE FOR HTLS PANTHER SIZE CONDUCTOR | SET | 6 |  | INCLUDED
17 | 7000020279 | 270 | Insulator | 1000033770 | 70KN COMPOSITE INSULATOR FOR 132KV WITH LENGTH 1450MM | SET | 45 |  | INCLUDED
18 | 7000020279 | 280 | Insulator | 1000009321 | Composite long rod Insulators for 132kV Transmission Line-90 KN (Length-1450 mm, Creepage-4495 mm) | EA | 132 |  | INCLUDED
19 | 7000020279 | 290 | Insulators (Spare) | 1000033770 | 70KN COMPOSITE INSULATOR FOR 132KV WITH LENGTH 1450MM | SET | 4 |  | INCLUDED
20 | 7000020279 | 300 | Insulators (Spare) | 1000009321 | Composite long rod Insulators for 132kV Transmission Line-90 KN (Length-1450 mm, Creepage-4495 mm) | EA | 13 |  | INCLUDED
IX | Reconductoring 132kV S/C Khan-Khl TL-I HTLS 800A
1 | 7000020567 | 10 | Conductor HTLS 800A | 1000063980 | HTLS Conducor for 132kV TL | KM | 128.714 |  | INCLUDED
2 | 7000020567 | 20 | Conductor Accessories HTLS 800A | 1000033694 | MID SPAN COMPRESSION JOINT FOR HTLS PANTHER SIZE COUNDUCTOR | SET | 59 |  | INCLUDED
3 | 7000020567 | 30 | Conductor Accessories HTLS 800A | 1000033695 | REPAIR SLEEVE FOR HTLS PANTHER SIZE COUNDUCTOR | SET | 18 |  | INCLUDED
4 | 7000020567 | 40 | Conductor Accessories HTLS 800A | 1000033696 | VIBRATION DAMPER FOR HTLS PANTHER SIZE COUNDUCTOR | SET | 1122 |  | INCLUDED
5 | 7000020567 | 50 | Hardware Excl. Clamp | 1000053284 | SINGLE I SUS STR-132KV PANTHER W/O SUS CLP | SET | 225 |  | INCLUDED
6 | 7000020567 | 60 | Hardware Excl. Clamp | 1000053285 | SINGLE TEN STR-132KV PANTHER W/O TEN CLP | SET | 306 |  | INCLUDED
7 | 7000020567 | 70 | Clamps for HTLS 800A Cond | 1000033677 | SUSPENSION CLAMP SUITABLE FOR HTLS PANTHER SIZE CONDUCTOR | SET | 255 |  | INCLUDED
8 | 7000020567 | 80 | Clamps for HTLS 800A Cond | 1000033674 | DEAD END TENSION CLAMP SUITABLE FOR HTLS PANTHER SIZE CONDUCTOR | SET | 306 |  | INCLUDED
9 | 7000020567 | 90 | Conductor HTLS 800A (Spare) | 1000063980 | HTLS Conducor for 132kV TL | KM | 5 |  | INCLUDED
10 | 7000020567 | 100 | Conductor Accessories HTLS 800A (Spare) | 1000033694 | MID SPAN COMPRESSION JOINT FOR HTLS PANTHER SIZE COUNDUCTOR | SET | 10 |  | INCLUDED
11 | 7000020567 | 110 | Conductor Accessories HTLS 800A (Spare) | 1000033695 | REPAIR SLEEVE FOR HTLS PANTHER SIZE COUNDUCTOR | SET | 10 |  | INCLUDED
12 | 7000020567 | 120 | Conductor Accessories HTLS 800A (Spare) | 1000033696 | VIBRATION DAMPER FOR HTLS PANTHER SIZE COUNDUCTOR | SET | 48 |  | INCLUDED
13 | 7000020567 | 130 | Clamps for HTLS 800A Cond (Spare) | 1000033677 | SUSPENSION CLAMP SUITABLE FOR HTLS PANTHER SIZE CONDUCTOR | SET | 24 |  | INCLUDED
14 | 7000020567 | 140 | Clamps for HTLS 800A Cond (Spare) | 1000033674 | DEAD END TENSION CLAMP SUITABLE FOR HTLS PANTHER SIZE CONDUCTOR | SET | 30 |  | INCLUDED
X | Reconductoring 132kV S/C Khan-Khl TL-II HTLS 800A
1 | 7000020567 | 170 | Conductor HTLS 800A | 1000063980 | HTLS Conducor for 132kV TL | KM | 124.026 |  | INCLUDED
2 | 7000020567 | 180 | Conductor Accessories HTLS 800A | 1000033694 | MID SPAN COMPRESSION JOINT FOR HTLS PANTHER SIZE COUNDUCTOR | SET | 56 |  | INCLUDED
3 | 7000020567 | 190 | Conductor Accessories HTLS 800A | 1000033695 | REPAIR SLEEVE FOR HTLS PANTHER SIZE COUNDUCTOR | SET | 17 |  | INCLUDED
4 | 7000020567 | 200 | Conductor Accessories HTLS 800A | 1000033696 | VIBRATION DAMPER FOR HTLS PANTHER SIZE COUNDUCTOR | SET | 1434 |  | INCLUDED
5 | 7000020567 | 210 | Hardware Excl. Clamp | 1000053284 | SINGLE I SUS STR-132KV PANTHER W/O SUS CLP | SET | 75 |  | INCLUDED
6 | 7000020567 | 220 | Hardware Excl. Clamp | 1000053285 | SINGLE TEN STR-132KV PANTHER W/O TEN CLP | SET | 642 |  | INCLUDED
7 | 7000020567 | 230 | Hardware Excl. Clamp | 1000053244 | DTS -132KV W/O TEN CLMP SINGLE PANTHER | SET | 1 |  | INCLUDED
8 | 7000020567 | 240 | Clamps for HTLS 800A Cond | 1000033677 | SUSPENSION CLAMP SUITABLE FOR HTLS PANTHER SIZE CONDUCTOR | SET | 75 |  | INCLUDED
9 | 7000020567 | 250 | Clamps for HTLS 800A Cond | 1000033674 | DEAD END TENSION CLAMP SUITABLE FOR HTLS PANTHER SIZE CONDUCTOR | SET | 642 |  | INCLUDED
10 | 7000020567 | 260 | Fabri and Supp of assorted Tower Part | 1000013472 | Supply of Hexagonal Bolts & Nuts for towers including Step Bolts, SpringWashers etc. | MT | 0.008 |  | INCLUDED
11 | 7000020567 | 270 | Fabri and Supp of assorted Tower Part | 1000064591 | SUPPLY OF ASSORTED TOWER MEMBERS HT | MT | 0.15 |  | INCLUDED
12 | 7000020567 | 280 | Fabri and Supp of assorted Tower Part | 1000064592 | SUPPLY OF ASSORTED TOWER MEMBERS MS | MT | 0.15 |  | INCLUDED
13 | 7000020567 | 290 | Conductor HTLS 800A (Spare) | 1000063980 | HTLS Conducor for 132kV TL | KM | 5 |  | INCLUDED
14 | 7000020567 | 300 | Conductor Accessories HTLS 800A (Spare) | 1000033694 | MID SPAN COMPRESSION JOINT FOR HTLS PANTHER SIZE COUNDUCTOR | SET | 10 |  | INCLUDED
15 | 7000020567 | 310 | Conductor Accessories HTLS 800A (Spare) | 1000033695 | REPAIR SLEEVE FOR HTLS PANTHER SIZE COUNDUCTOR | SET | 10 |  | INCLUDED
16 | 7000020567 | 320 | Conductor Accessories HTLS 800A (Spare) | 1000033696 | VIBRATION DAMPER FOR HTLS PANTHER SIZE COUNDUCTOR | SET | 48 |  | INCLUDED
17 | 7000020567 | 330 | Clamps for HTLS 800A Cond (Spare) | 1000033677 | SUSPENSION CLAMP SUITABLE FOR HTLS PANTHER SIZE CONDUCTOR | SET | 24 |  | INCLUDED
18 | 7000020567 | 340 | Clamps for HTLS 800A Cond (Spare) | 1000033674 | DEAD END TENSION CLAMP SUITABLE FOR HTLS PANTHER SIZE CONDUCTOR | SET | 30 |  | INCLUDED
XI | Reconductoring 132kVS/C Khl-Khl(Me-II) TL-I HTLS800A
1 | 7000020567 | 380 | Conductor HTLS 800A | 1000063980 | HTLS Conducor for 132kV TL | KM | 23.637 |  | INCLUDED
2 | 7000020567 | 390 | Conductor Accessories HTLS 800A | 1000033694 | MID SPAN COMPRESSION JOINT FOR HTLS PANTHER SIZE COUNDUCTOR | SET | 11 |  | INCLUDED
3 | 7000020567 | 400 | Conductor Accessories HTLS 800A | 1000033695 | REPAIR SLEEVE FOR HTLS PANTHER SIZE COUNDUCTOR | SET | 3 |  | INCLUDED
4 | 7000020567 | 410 | Conductor Accessories HTLS 800A | 1000033696 | VIBRATION DAMPER FOR HTLS PANTHER SIZE COUNDUCTOR | SET | 312 |  | INCLUDED
5 | 7000020567 | 420 | Hardware Excl. Clamp | 1000053284 | SINGLE I SUS STR-132KV PANTHER W/O SUS CLP | SET | 18 |  | INCLUDED
6 | 7000020567 | 430 | Hardware Excl. Clamp | 1000053285 | SINGLE TEN STR-132KV PANTHER W/O TEN CLP | SET | 138 |  | INCLUDED
7 | 7000020567 | 440 | Hardware Excl. Clamp | 1000053244 | DTS -132KV W/O TEN CLMP SINGLE PANTHER | SET | 1 |  | INCLUDED
8 | 7000020567 | 450 | Clamps for HTLS 800A Cond | 1000033677 | SUSPENSION CLAMP SUITABLE FOR HTLS PANTHER SIZE CONDUCTOR | SET | 18 |  | INCLUDED
9 | 7000020567 | 460 | Clamps for HTLS 800A Cond | 1000033674 | DEAD END TENSION CLAMP SUITABLE FOR HTLS PANTHER SIZE CONDUCTOR | SET | 138 |  | INCLUDED
10 | 7000020567 | 470 | Fabri and Supp of assorted Tower Part | 1000013472 | Supply of Hexagonal Bolts & Nuts for towers including Step Bolts, SpringWashers etc. | MT | 0.008 |  | INCLUDED
11 | 7000020567 | 480 | Fabri and Supp of assorted Tower Part | 1000064591 | SUPPLY OF ASSORTED TOWER MEMBERS HT | MT | 0.065 |  | INCLUDED
12 | 7000020567 | 490 | Fabri and Supp of assorted Tower Part | 1000064592 | SUPPLY OF ASSORTED TOWER MEMBERS MS | MT | 0.065 |  | INCLUDED
13 | 7000020567 | 500 | Conductor HTLS 800A (Spare) | 1000063980 | HTLS Conducor for 132kV TL | KM | 5 |  | INCLUDED
14 | 7000020567 | 510 | Conductor Accessories HTLS 800A (Spare) | 1000033694 | MID SPAN COMPRESSION JOINT FOR HTLS PANTHER SIZE COUNDUCTOR | SET | 10 |  | INCLUDED
15 | 7000020567 | 520 | Conductor Accessories HTLS 800A (Spare) | 1000033695 | REPAIR SLEEVE FOR HTLS PANTHER SIZE COUNDUCTOR | SET | 10 |  | INCLUDED
16 | 7000020567 | 530 | Conductor Accessories HTLS 800A (Spare) | 1000033696 | VIBRATION DAMPER FOR HTLS PANTHER SIZE COUNDUCTOR | SET | 48 |  | INCLUDED
17 | 7000020567 | 540 | Hardware Excl. Clamp (Spare) | 1000053284 | SINGLE I SUS STR-132KV PANTHER W/O SUS CLP | SET | 7 |  | INCLUDED
18 | 7000020567 | 550 | Hardware Excl. Clamp (Spare) | 1000053285 | SINGLE TEN STR-132KV PANTHER W/O TEN CLP | SET | 30 |  | INCLUDED
19 | 7000020567 | 560 | Hardware Excl. Clamp (Spare) | 1000053244 | DTS -132KV W/O TEN CLMP SINGLE PANTHER | SET | 1 |  | INCLUDED
20 | 7000020567 | 570 | Clamps for HTLS 800A Cond (Spare) | 1000033677 | SUSPENSION CLAMP SUITABLE FOR HTLS PANTHER SIZE CONDUCTOR | SET | 8 |  | INCLUDED
21 | 7000020567 | 580 | Clamps for HTLS 800A Cond (Spare) | 1000033674 | DEAD END TENSION CLAMP SUITABLE FOR HTLS PANTHER SIZE CONDUCTOR | SET | 24 |  | INCLUDED
22 | 7000020567 | 620 | Insulator | 1000033770 | 70KN COMPOSITE INSULATOR FOR 132KV WITH LENGTH 1450MM | SET | 18 |  | INCLUDED
23 | 7000020567 | 630 | Insulator | 1000009321 | Composite long rod Insulators for 132kV Transmission Line-90 KN (Length-1450 mm, Creepage-4495 mm) | EA | 90 |  | INCLUDED
24 | 7000020567 | 640 | Insulators (Spare) | 1000033770 | 70KN COMPOSITE INSULATOR FOR 132KV WITH LENGTH 1450MM | SET | 2 |  | INCLUDED
25 | 7000020567 | 650 | Insulators (Spare) | 1000009321 | Composite long rod Insulators for 132kV Transmission Line-90 KN (Length-1450 mm, Creepage-4495 mm) | EA | 9 |  | INCLUDED
XII | Reconductoring 132kVS/C Khl-Bada TL-I HTLS 900A
1 | 7000020567 | 660 | Conductor HTLS 900A | 1000064245 | HTLS PANTHER CONDUCOR 900A FOR 132KV TL | KM | 221.5 |  | INCLUDED
2 | 7000020567 | 670 | Conductor Accessories HTLS 900A | 1000064627 | MID SPAN COMPRESSION JOINT SUITABLE FOR HTLS PANTHER 900A CONDUCTOR | SET | 101 |  | INCLUDED
3 | 7000020567 | 680 | Conductor Accessories HTLS 900A | 1000064634 | REPAIR SLEEVE SUITABLE FOR HTLS PANTHER 900A CONDUCTOR | SET | 30 |  | INCLUDED
4 | 7000020567 | 690 | Conductor Accessories HTLS 900A | 1000064656 | VIBRATION DAMPER SUITABLE FOR HTLS PANTHER 900A CONDUCTOR | SET | 2322 |  | INCLUDED
5 | 7000020567 | 700 | Hardware Excl. Clamp | 1000053284 | SINGLE I SUS STR-132KV PANTHER W/O SUS CLP | SET | 141 |  | INCLUDED
6 | 7000020567 | 710 | Hardware Excl. Clamp | 1000053285 | SINGLE TEN STR-132KV PANTHER W/O TEN CLP | SET | 1020 |  | INCLUDED
7 | 7000020567 | 720 | Hardware Excl. Clamp | 1000053244 | DTS -132KV W/O TEN CLMP SINGLE PANTHER | SET | 1 |  | INCLUDED
8 | 7000020567 | 730 | Clamps for HTLS 900A Cond | 1000064638 | SUSPENSION CLAMPS FOR HTLS PANTHER 900A | SET | 141 |  | INCLUDED
9 | 7000020567 | 740 | Clamps for HTLS 900A Cond | 1000064657 | DEAD END CLAMPS HTLS PANTHER 900A | SET | 1020 |  | INCLUDED
10 | 7000020567 | 750 | Conductor HTLS 900A (Spare) | 1000064245 | HTLS PANTHER CONDUCOR 900A FOR 132KV TL | KM | 5 |  | INCLUDED
11 | 7000020567 | 760 | Conductor Accessories HTLS 900A (Spare) | 1000064627 | MID SPAN COMPRESSION JOINT SUITABLE FOR HTLS PANTHER 900A CONDUCTOR | SET | 10 |  | INCLUDED
12 | 7000020567 | 770 | Conductor Accessories HTLS 900A (Spare) | 1000064634 | REPAIR SLEEVE SUITABLE FOR HTLS PANTHER 900A CONDUCTOR | SET | 10 |  | INCLUDED
13 | 7000020567 | 780 | Conductor Accessories HTLS 900A (Spare) | 1000064656 | VIBRATION DAMPER SUITABLE FOR HTLS PANTHER 900A CONDUCTOR | SET | 48 |  | INCLUDED
14 | 7000020567 | 790 | Clamps for HTLS 900A Cond (Spare) | 1000064638 | SUSPENSION CLAMPS FOR HTLS PANTHER 900A | SET | 3 |  | INCLUDED
15 | 7000020567 | 800 | Clamps for HTLS 900A Cond (Spare) | 1000064657 | DEAD END CLAMPS HTLS PANTHER 900A | SET | 24 |  | INCLUDED
XIII | 132kV Bay upgradation-Khandong(NEEPCO)
1 | 7000020567 | 830 | AIS EQUIPMENT | 1000000990 | 145 kV, 800A, 31.5KA, 1-Phase CurrentTransformer with 120% extended currentrating | EA | 12 |  | INCLUDED
2 | 7000020567 | 840 | AIS EQUIPMENT | 1000054118 | 132 KV, 800A, 0.5MH, 31.5KA LINE TRAP | EA | 1 |  | INCLUDED
3 | 7000020567 | 850 | AIS EQUIPMENT | 1000037408 | ERECTION HARDWARE FOR 132KV LAYOUT (DOUBLE MAIN WITHBYPASS SCHEME)-LINE BAY AS PER TECHNICAL SPECIFICATION | SET | 3 |  | INCLUDED
4 | 7000020567 | 860 | AIS EQUIPMENT | 1000011213 | Erection Hardware for 132kV layout (Double Main Scheme)-Bus Couplerbay as per technical specification | SET | 1 |  | INCLUDED
5 | 7000020567 | 870 | AIS EQUIPMENT | 1000000955 | 145 kV ,1 phase Bus Post Insulators for Line Traps | EA | 3 |  | INCLUDED
6 | 7000020567 | 890 | Non Standard | 1000015954 | Fabrication, galvanising and supply of Lattice Structures (MS Steel),to be designed during detailed engineering, for towers, beams andequipment support structure including pack plates / packwashers andgusset plates excluding fasteners and foundation bolts | MT | 1.14 |  | INCLUDED
7 | 7000020567 | 900 | Non Standard | 1000011713 | Fabrication, galvanising and supply of fasteners ( nuts, bolts andwashers ) including step bolts for lattice and pipe structures to bedesigned during detailed engineering | MT | 0.25 |  | INCLUDED
8 | 7000020567 | 910 | Non Standard | 1000012373 | Fabrication, galvanising and supply of foundation bolts including nuts,checknut and washers for lattice and pipe structures to be designedduring detailed engineering | MT | 0.32 |  | INCLUDED
9 | 7000020567 | 930 | Spare-AIS | 1000000990 | 145 kV, 800A, 31.5KA, 1-Phase CurrentTransformer with 120% extended currentrating | EA | 1 |  | INCLUDED
XIV | 132kV Bay Upgradation-Kopili (NEEPCO)
1 | 7000020567 | 950 | AIS EQUIPMENT | 1000054118 | 132 KV, 800A, 0.5MH, 31.5KA LINE TRAP | EA | 1 |  | INCLUDED
2 | 7000020567 | 960 | AIS EQUIPMENT | 1000011222 | Erection Hardware for 132kV DM type layout for GIS terminationarrangement-Line bay as per technical specification | SET | 1 |  | INCLUDED
3 | 7000020567 | 970 | AIS EQUIPMENT | 1000000955 | 145 kV ,1 phase Bus Post Insulators for Line Traps | EA | 3 |  | INCLUDED
4 | 7000020567 | 1010 | NON STANDARD STRUCTURE | 1000015954 | Fabrication, galvanising and supply of Lattice Structures (MS Steel),to be designed during detailed engineering, for towers, beams andequipment support structure including pack plates / packwashers andgusset plates excluding fasteners and foundation bolts | MT | 0.54 |  | INCLUDED
5 | 7000020567 | 1020 | NON STANDARD STRUCTURE | 1000011713 | Fabrication, galvanising and supply of fasteners ( nuts, bolts andwashers ) including step bolts for lattice and pipe structures to bedesigned during detailed engineering | MT | 0.05 |  | INCLUDED
6 | 7000020567 | 1030 | NON STANDARD STRUCTURE | 1000012373 | Fabrication, galvanising and supply of foundation bolts including nuts,checknut and washers for lattice and pipe structures to be designedduring detailed engineering | MT | 0.12 |  | INCLUDED
XV | 132kV Bay Upgradation-Khliehriat (PG)
1 | 7000020567 | 1040 | AIS EQUIPMENT | 1000000990 | 145 kV, 800A, 31.5KA, 1-Phase CurrentTransformer with 120% extended currentrating | EA | 9 |  | INCLUDED
2 | 7000020567 | 1050 | AIS EQUIPMENT | 1000000933 | 145 kV, 1000A, 31.5KA, 1-Phase CurrentTransformer with 120% extended currentrating | EA | 3 |  | INCLUDED
3 | 7000020567 | 1060 | AIS EQUIPMENT | 1000011240 | Erection Hardware for 132kV layout (Single Main & TransferScheme)-Line Bay as per technical specification | SET | 4 |  | INCLUDED
4 | 7000020567 | 1080 | Non Standard | 1000015954 | Fabrication, galvanising and supply of Lattice Structures (MS Steel),to be designed during detailed engineering, for towers, beams andequipment support structure including pack plates / packwashers andgusset plates excluding fasteners and foundation bolts | MT | 0.6 |  | INCLUDED
5 | 7000020567 | 1090 | Non Standard | 1000011713 | Fabrication, galvanising and supply of fasteners ( nuts, bolts andwashers ) including step bolts for lattice and pipe structures to bedesigned during detailed engineering | MT | 0.2 |  | INCLUDED
6 | 7000020567 | 1110 | Spare-AIS | 1000000933 | 145 kV, 1000A, 31.5KA, 1-Phase CurrentTransformer with 120% extended currentrating | EA | 1 |  | INCLUDED
XVI | 132kV Bay Upgradation-Khliehriat MePTCL
1 | 7000020567 | 1120 | AIS EQUIPMENT | 1000000990 | 145 kV, 800A, 31.5KA, 1-Phase CurrentTransformer with 120% extended currentrating | EA | 3 |  | INCLUDED
2 | 7000020567 | 1130 | AIS EQUIPMENT | 1000011231 | Erection Hardware for 132kV layout (Single Main Scheme)-Line Bay asper technical specification | SET | 1 |  | INCLUDED
3 | 7000020567 | 1150 | Non Standard | 1000015954 | Fabrication, galvanising and supply of Lattice Structures (MS Steel),to be designed during detailed engineering, for towers, beams andequipment support structure including pack plates / packwashers andgusset plates excluding fasteners and foundation bolts | MT | 0.15 |  | INCLUDED
4 | 7000020567 | 1160 | Non Standard | 1000011713 | Fabrication, galvanising and supply of fasteners ( nuts, bolts andwashers ) including step bolts for lattice and pipe structures to bedesigned during detailed engineering | MT | 0.05 |  | INCLUDED
5 | 7000020567 | 1180 | Spare-AIS | 1000000990 | 145 kV, 800A, 31.5KA, 1-Phase CurrentTransformer with 120% extended currentrating | EA | 1 |  | INCLUDED
XVII | 132kV Bay Upgradation-Badarpur (PG)
1 | 7000020567 | 1190 | AIS EQUIPMENT | 1000000933 | 145 kV, 1000A, 31.5KA, 1-Phase CurrentTransformer with 120% extended currentrating | EA | 3 |  | INCLUDED
2 | 7000020567 | 1200 | AIS EQUIPMENT | 1000011240 | Erection Hardware for 132kV layout (Single Main & TransferScheme)-Line Bay as per technical specification | SET | 1 |  | INCLUDED
3 | 7000020567 | 1230 | Non Standard | 1000015954 | Fabrication, galvanising and supply of Lattice Structures (MS Steel),to be designed during detailed engineering, for towers, beams andequipment support structure including pack plates / packwashers andgusset plates excluding fasteners and foundation bolts | MT | 0.15 |  | INCLUDED
4 | 7000020567 | 1240 | Non Standard | 1000011713 | Fabrication, galvanising and supply of fasteners ( nuts, bolts andwashers ) including step bolts for lattice and pipe structures to bedesigned during detailed engineering | MT | 0.05 |  | INCLUDED
5 | 7000020567 | 1250 | Spare-AIS | 1000000933 | 145 kV, 1000A, 31.5KA, 1-Phase CurrentTransformer with 120% extended currentrating | EA | 1 |  | INCLUDED
| TOTAL FOR Local Transportation, In-transit Insurance, Loading and Unloading | [7 empty] | 0
Note: Bidders to note that the item description under various schedules are through unique material ID for respective items under SAP ERP System and therefore, identical item description appears in schedule-1(Ex-works) & schedule-2(F&I). However, the prices to be quoted in Price Schedule-2(F&I) shall be towards Local Transportation, In-transit Insurance, loading and unloading only in line with clause ITB 11.4(b).
| Date |  |  |  |  | Printed Name
| Place |  |  |  |  | Designation

## Sch-3
CC/NT/W-COND/DOM/A04/23/00071 | [14 empty] | Schedule - 3
Reconductoring Package- OH01 for Reconductoring of various 132kV S/C transmission line and associated substation work under North Eastern Region Expansion Scheme-XX (NERES-XX), North Eastern Region Expansion Scheme-XVIII (NERES-XVIII) and Eastern Region Expansion Scheme -XXXIII (ERES- XXXIII).
(SCHEDULE OF RATES AND PRICES )
BIDDER:
0 | [11 empty] | To:
Bidder’s Name and Address (Sole Bidder) : | [11 empty] | Contract Services
Name : | [11 empty] | Power Grid Corporation of India Ltd.,
Address : | [11 empty] | "Saudamini", Plot No.-2
Sector-29,
Gurgaon (Haryana) - 122001
Installation Charges : | [13 empty] | (All Prices are in Indian Rupees)
SI. No. | PR No | PR Line Item No | Activity Header | PR Activity No | Activity Description | Service Code | SAC (Service Accounting Codes) | Whether SAC in column ‘8’ is confirmed. If not indicate applicable the SAC # | Rate of GST applicable ( in %) | Whether rate of GST in column ‘10’ is confirmed. If not indicate applicable rate of GST # | Description | Unit | Quantity | Unit Erection Charges | Total Erection Charges |  | GST Before Discount | Discount | Total Price after discount | GST After Discount
1 | 2 | 3 | 4 | 5 | 6 | 7 | 8 | 9 | 10 | 11 | 12 | 13 | 14 | 15 | 16=14*15
I | 132kV Bay Upgradation-Zuangtui S/S
1 | 7000020553 | 640 | 20 | 20 | AIS Equipments | 100000553 | 998736 |  | 18 |  | 145 kV, 1000A, 31.5KA, 1-Phase CurrentTransformer with 120% extended currentrating | EA | 3 |  | INCLUDED | 0 | 0 | 0 | 0 | 0 | 0
2 | 7000020553 | 640 | 20 | 30 | AIS Equipments | 100000600 | 998731 |  | 18 |  | Erection Hardware for 132kV layout (Single Main & Transfer Scheme as per SLD)-Line Bay as per specification | SET | 1 |  | INCLUDED | 0 | 0 | 0 | 0 | 0 | 0
3 | 7000020553 | 640 | 20 | 40 | AIS Equipments | 100001578 | 995429 |  | 18 |  | Dismantling of 132kV CT | EA | 3 |  | INCLUDED | 0 | 0 | 0 | 0 | 0 | 0
4 | 7000020553 | 670 | 40 | 10 | Non Standard | 100001210 | 995455 |  | 18 |  | Erection of Lattice Structures (MS Steel), to be designed during detailed engineering, for towers, beams and equipment supportstructure including pack plates / packwashers and gusset plates excluding fasteners and foundation bolts | MT | 0.15 |  | INCLUDED | 0 | 0 | 0 | 0 | 0 | 0
5 | 7000020553 | 670 | 40 | 20 | Non Standard | 100001680 | 995455 |  | 18 |  | Erection of fasteners ( nuts, bolts and washers ) including step bolts for lattice and pipe structures to be designed duringdetailed engineering | MT | 0.05 |  | INCLUDED | 0 | 0 | 0 | 0 | 0 | 0
II | Reconductoring 132kV S/C Kop-Khan TL-I HTLS 800A
1 | 7000020279 | 10 | 100 | 10 | Profiling of Existing line | 100002803 | 998344 |  | 18 |  | Profiling of existing line route covering ground profile, locating towers, verification of sag profile of high capacity conductor atmaximum operating temperature & varification of clearances etc. employing Total Stations & PLSS CAD software. | KM | 10.914 |  | INCLUDED | 0 | 0 | 0 | 0 | 0 | 0
2 | 7000020279 | 20 | 110 | 10 | Destringing and Stringing | 100013754 | 995468 |  | 18 |  | Destringing of existing 132kV S/C line W/O EW/OPGW and transportation to store | KM | 10.914 |  | INCLUDED | 0 | 0 | 0 | 0 | 0 | 0
3 | 7000020279 | 20 | 110 | 20 | Destringing and Stringing | 100013757 | 995468 |  | 18 |  | Installation of necessary hardware, hoisting of insulator Strings, Installing and Stringing of High capacity conductor includingfixing of conductor accessories. : 132 kV S/C Tower (Route Length) | KM | 10.914 |  | INCLUDED | 0 | 0 | 0 | 0 | 0 | 0
4 | 7000020279 | 20 | 110 | 30 | Destringing and Stringing | 100023085 | 995455 |  | 18 |  | ESTABLISHMENT OF LABOUR CAMPS AS PER PROVISION UNDER FACILITIES TO BE INCORPORATED FOR LABOURERS IN TECHNICAL SPECIFICATION | LS | 1 |  | INCLUDED | 0 | 0 | 0 | 0 | 0 | 0
III | Reconductoring 132kV S/C Khan-Khl TL-I HTLS 800A
1 | 7000020567 | 150 | 100 | 10 | Profiling of Existing line | 100002803 | 998344 |  | 18 |  | Profiling of existing line route covering ground profile, locating towers, verification of sag profile of high capacity conductor atmaximum operating temperature & varification of clearances etc. employing Total Stations & PLSS CAD software. | KM | 42.48 |  | INCLUDED | 0 | 0 | 0 | 0 | 0 | 0
2 | 7000020567 | 160 | 110 | 10 | Destringing and Stringing | 100013754 | 995468 |  | 18 |  | Destringing of existing 132kV S/C line W/O EW/OPGW and transportation to store | KM | 42.48 |  | INCLUDED | 0 | 0 | 0 | 0 | 0 | 0
3 | 7000020567 | 160 | 110 | 20 | Destringing and Stringing | 100013757 | 995468 |  | 18 |  | Installation of necessary hardware, hoisting of insulator Strings, Installing and Stringing of High capacity conductor includingfixing of conductor accessories. : 132 kV S/C Tower (Route Length) | KM | 42.48 |  | INCLUDED | 0 | 0 | 0 | 0 | 0 | 0
4 | 7000020567 | 160 | 110 | 30 | Destringing and Stringing | 100023085 | 995455 |  | 18 |  | ESTABLISHMENT OF LABOUR CAMPS AS PER PROVISION UNDER FACILITIES TO BE INCORPORATED FOR LABOURERS IN TECHNICAL SPECIFICATION | LS | 1 |  | INCLUDED | 0 | 0 | 0 | 0 | 0 | 0
IV | Reconductoring 132kV S/C Khan-Khl TL-II HTLS 800A
1 | 7000020567 | 350 | 100 | 10 | Profiling of Existing line | 100002803 | 998344 |  | 18 |  | Profiling of existing line route covering ground profile, locating towers, verification of sag profile of high capacity conductor atmaximum operating temperature & varification of clearances etc. employing Total Stations & PLSS CAD software. | KM | 40.933 |  | INCLUDED | 0 | 0 | 0 | 0 | 0 | 0
2 | 7000020567 | 360 | 110 | 10 | Destringing and Stringing | 100013754 | 995468 |  | 18 |  | Destringing of existing 132kV S/C line W/O EW/OPGW and transportation to store | KM | 40.933 |  | INCLUDED | 0 | 0 | 0 | 0 | 0 | 0
3 | 7000020567 | 360 | 110 | 20 | Destringing and Stringing | 100013757 | 995468 |  | 18 |  | Installation of necessary hardware, hoisting of insulator Strings, Installing and Stringing of High capacity conductor includingfixing of conductor accessories. : 132 kV S/C Tower (Route Length) | KM | 40.93 |  | INCLUDED | 0 | 0 | 0 | 0 | 0 | 0
4 | 7000020567 | 360 | 110 | 30 | Destringing and Stringing | 100023085 | 995455 |  | 18 |  | ESTABLISHMENT OF LABOUR CAMPS AS PER PROVISION UNDER FACILITIES TO BE INCORPORATED FOR LABOURERS IN TECHNICAL SPECIFICATION | LS | 1 |  | INCLUDED | 0 | 0 | 0 | 0 | 0 | 0
5 | 7000020567 | 370 | 120 | 20 | Fixing of Assorted tower members | 100038034 | 995455 |  | 18 |  | Fixing of Asrt Tower parts in Erct Tower | MT | 0.348 |  | INCLUDED | 0 | 0 | 0 | 0 | 0 | 0
V | Reconductoring 132kVS/C Khl-Khl(Me-II) TL-I HTLS800A
1 | 7000020567 | 590 | 100 | 10 | Profiling of Existing line | 100002803 | 998344 |  | 18 |  | Profiling of existing line route covering ground profile, locating towers, verification of sag profile of high capacity conductor atmaximum operating temperature & varification of clearances etc. employing Total Stations & PLSS CAD software. | KM | 7.8 |  | INCLUDED | 0 | 0 | 0 | 0 | 0 | 0
2 | 7000020567 | 600 | 110 | 10 | Destringing and Stringing | 100013754 | 995468 |  | 18 |  | Destringing of existing 132kV S/C line W/O EW/OPGW and transportation to store | KM | 7.8 |  | INCLUDED | 0 | 0 | 0 | 0 | 0 | 0
3 | 7000020567 | 600 | 110 | 20 | Destringing and Stringing | 100013757 | 995468 |  | 18 |  | Installation of necessary hardware, hoisting of insulator Strings, Installing and Stringing of High capacity conductor includingfixing of conductor accessories. : 132 kV S/C Tower (Route Length) | KM | 7.8 |  | INCLUDED | 0 | 0 | 0 | 0 | 0 | 0
4 | 7000020567 | 600 | 110 | 30 | Destringing and Stringing | 100023085 | 995455 |  | 18 |  | ESTABLISHMENT OF LABOUR CAMPS AS PER PROVISION UNDER FACILITIES TO BE INCORPORATED FOR LABOURERS IN TECHNICAL SPECIFICATION | LS | 1 |  | INCLUDED | 0 | 0 | 0 | 0 | 0 | 0
5 | 7000020567 | 610 | 120 | 20 | Fixing of Assorted tower members | 100038034 | 995455 |  | 18 |  | Fixing of Asrt Tower parts in Erct Tower | MT | 0.121 |  | INCLUDED | 0 | 0 | 0 | 0 | 0 | 0
VI | Reconductoring 132kVS/C Khl-Bada TL-I HTLS 900A
1 | 7000020567 | 810 | 100 | 10 | Profiling of Existing line | 100002803 | 998344 |  | 18 |  | Profiling of existing line route covering ground profile, locating towers, verification of sag profile of high capacity conductor atmaximum operating temperature & varification of clearances etc. employing Total Stations & PLSS CAD software. | KM | 73.1 |  | INCLUDED | 0 | 0 | 0 | 0 | 0 | 0
2 | 7000020567 | 820 | 110 | 10 | Destringing and Stringing | 100013754 | 995468 |  | 18 |  | Destringing of existing 132kV S/C line W/O EW/OPGW and transportation to store | KM | 73.1 |  | INCLUDED | 0 | 0 | 0 | 0 | 0 | 0
3 | 7000020567 | 820 | 110 | 20 | Destringing and Stringing | 100013757 | 995468 |  | 18 |  | Installation of necessary hardware, hoisting of insulator Strings, Installing and Stringing of High capacity conductor includingfixing of conductor accessories. : 132 kV S/C Tower (Route Length) | KM | 73.1 |  | INCLUDED | 0 | 0 | 0 | 0 | 0 | 0
4 | 7000020567 | 820 | 110 | 30 | Destringing and Stringing | 100023085 | 995455 |  | 18 |  | ESTABLISHMENT OF LABOUR CAMPS AS PER PROVISION UNDER FACILITIES TO BE INCORPORATED FOR LABOURERS IN TECHNICAL SPECIFICATION | LS | 1 |  | INCLUDED | 0 | 0 | 0 | 0 | 0 | 0
VII | Reconductoring 132kVS/C Mel-Zuan TL-I HTLS 900A
1 | 7000020553 | 130 | 100 | 10 | Profiling of Existing line | 100002803 | 998344 |  | 18 |  | Profiling of existing line route covering ground profile, locating towers, verification of sag profile of high capacity conductor atmaximum operating temperature & varification of clearances etc. employing Total Stations & PLSS CAD software. | KM | 10.193 |  | INCLUDED | 0 | 0 | 0 | 0 | 0 | 0
2 | 7000020553 | 140 | 110 | 10 | Destringing and Stringing | 100013754 | 995468 |  | 18 |  | Destringing of existing 132kV S/C line W/O EW/OPGW and transportation to store | KM | 10.193 |  | INCLUDED | 0 | 0 | 0 | 0 | 0 | 0
3 | 7000020553 | 140 | 110 | 20 | Destringing and Stringing | 100013757 | 995468 |  | 18 |  | Installation of necessary hardware, hoisting of insulator Strings, Installing and Stringing of High capacity conductor includingfixing of conductor accessories. : 132 kV S/C Tower (Route Length) | KM | 10.193 |  | INCLUDED | 0 | 0 | 0 | 0 | 0 | 0
4 | 7000020553 | 140 | 110 | 30 | Destringing and Stringing | 100023085 | 995455 |  | 18 |  | ESTABLISHMENT OF LABOUR CAMPS AS PER PROVISION UNDER FACILITIES TO BE INCORPORATED FOR LABOURERS IN TECHNICAL SPECIFICATION | LS | 1 |  | INCLUDED | 0 | 0 | 0 | 0 | 0 | 0
VIII | Reconductoring 132kVS/C Aiz-Luan TL-I HTLS 800A
1 | 7000020553 | 240 | 100 | 10 | Profiling of Existing line | 100002803 | 998344 |  | 18 |  | Profiling of existing line route covering ground profile, locating towers, verification of sag profile of high capacity conductor atmaximum operating temperature & varification of clearances etc. employing Total Stations & PLSS CAD software. | KM | 0.8 |  | INCLUDED | 0 | 0 | 0 | 0 | 0 | 0
2 | 7000020553 | 250 | 110 | 10 | Destringing and Stringing | 100013754 | 995468 |  | 18 |  | Destringing of existing 132kV S/C line W/O EW/OPGW and transportation to store | KM | 0.8 |  | INCLUDED | 0 | 0 | 0 | 0 | 0 | 0
3 | 7000020553 | 250 | 110 | 20 | Destringing and Stringing | 100013757 | 995468 |  | 18 |  | Installation of necessary hardware, hoisting of insulator Strings, Installing and Stringing of High capacity conductor includingfixing of conductor accessories. : 132 kV S/C Tower (Route Length) | KM | 0.8 |  | INCLUDED | 0 | 0 | 0 | 0 | 0 | 0
4 | 7000020553 | 250 | 110 | 30 | Destringing and Stringing | 100023085 | 995455 |  | 18 |  | ESTABLISHMENT OF LABOUR CAMPS AS PER PROVISION UNDER FACILITIES TO BE INCORPORATED FOR LABOURERS IN TECHNICAL SPECIFICATION | LS | 1 |  | INCLUDED | 0 | 0 | 0 | 0 | 0 | 0
IX | NEW HTLS TL 0.5km
1 | 7000020553 | 460 | 120 | 10 | SURVEY | 100002672 | 998344 |  | 18 |  | Detailed Survey including profiling & tower spotting | KM | 1 |  | INCLUDED | 0 | 0 | 0 | 0 | 0 | 0
2 | 7000020553 | 460 | 120 | 20 | SURVEY | 100002638 | 998344 |  | 18 |  | Route Alignment | KM | 1 |  | INCLUDED | 0 | 0 | 0 | 0 | 0 | 0
3 | 7000020553 | 460 | 120 | 30 | SURVEY | 100001243 | 998344 |  | 18 |  | Check survey | KM | 1 |  | INCLUDED | 0 | 0 | 0 | 0 | 0 | 0
4 | 7000020553 | 470 | 130 | 10 | SOIL INVESTIGATION | 100001244 | 998342 |  | 18 |  | Detailed soil investigation: All kinds of soils except fissured rock and hard rock | EA | 1 |  | INCLUDED | 0 | 0 | 0 | 0 | 0 | 0
5 | 7000020553 | 470 | 130 | 20 | SOIL INVESTIGATION | 100001245 | 998342 |  | 18 |  | Detailed soil investigation: Fissured Rock | EA | 1 |  | INCLUDED | 0 | 0 | 0 | 0 | 0 | 0
6 | 7000020553 | 480 | 140 | 10 | WORK ASSOCIATED WITH TOWER FOUNDATION | 100001255 | 995433 |  | 18 |  | Excavation : Dry Soil | M3 | 23.6 |  | INCLUDED | 0 | 0 | 0 | 0 | 0 | 0
7 | 7000020553 | 480 | 140 | 30 | WORK ASSOCIATED WITH TOWER FOUNDATION | 100001257 | 995433 |  | 18 |  | Excavation: Dry Fissured Rock | M3 | 70.822 |  | INCLUDED | 0 | 0 | 0 | 0 | 0 | 0
8 | 7000020553 | 480 | 140 | 60 | WORK ASSOCIATED WITH TOWER FOUNDATION | 100001260 | 995454 |  | 18 |  | Concreting (including all associated works related to foundation not covered in excavation and reinforcemt steel works : concreting(1:1.5:3) | M3 | 15.64 |  | INCLUDED | 0 | 0 | 0 | 0 | 0 | 0
9 | 7000020553 | 480 | 140 | 70 | WORK ASSOCIATED WITH TOWER FOUNDATION | 100001261 | 995454 |  | 18 |  | Concreting (including all associated works related to foundation not covered in excavation and reinforcemt steel works : LeanConcrete (1:3:6) | M3 | 2.01 |  | INCLUDED | 0 | 0 | 0 | 0 | 0 | 0
10 | 7000020553 | 480 | 140 | 80 | WORK ASSOCIATED WITH TOWER FOUNDATION | 100001262 | 995454 |  | 18 |  | Reinforcement Steel : Supply and placement | MT | 1.144 |  | INCLUDED | 0 | 0 | 0 | 0 | 0 | 0
11 | 7000020553 | 480 | 140 | 90 | WORK ASSOCIATED WITH TOWER FOUNDATION | 100001263 | 995455 |  | 18 |  | Installation of stub including bolts and nuts : For Normal Towers | MT | 0.352 |  | INCLUDED | 0 | 0 | 0 | 0 | 0 | 0
12 | 7000020553 | 490 | 150 | 10 | ERECTION | 100001248 | 995455 |  | 18 |  | Erection of various types of towers, tower extensions (complete), bolts & nuts, hangers, d-shackles, step bolts, pack washers etc.including tack welding & supply & application of zinc rich paint : Normal towers | MT | 7.37 |  | INCLUDED | 0 | 0 | 0 | 0 | 0 | 0
13 | 7000020553 | 500 | 160 | 10 | BENCHING | 100001252 | 995432 |  | 18 |  | Benching: All kinds of soils except fissured rock,hard rock and sandy soil | M3 | 1 |  | INCLUDED | 0 | 0 | 0 | 0 | 0 | 0
14 | 7000020553 | 500 | 160 | 20 | BENCHING | 100001253 | 995432 |  | 18 |  | Benching: Fissured Rock | M3 | 5 |  | INCLUDED | 0 | 0 | 0 | 0 | 0 | 0
15 | 7000020553 | 510 | 170 | 10 | INSTALLATION OF EARTHING OF TOWERS | 100001270 | 995468 |  | 18 |  | Installation of earthing of towers: Counterpoise type (120 m length) | EA | 1 |  | INCLUDED | 0 | 0 | 0 | 0 | 0 | 0
16 | 7000020553 | 510 | 170 | 30 | INSTALLATION OF EARTHING OF TOWERS | 100002203 | 995468 |  | 18 |  | Installation of Shieldwire Earthingincluding PG clamps, Downlead clampsand Earthwire bits i.e Shield wireearthing (Pipe Type/counterpoise type)shall be an addition to earthing oftowers (Pipe type/counterpoisetype)-Counterpoise type | EA | 1 |  | INCLUDED | 0 | 0 | 0 | 0 | 0 | 0
17 | 7000020553 | 520 | 180 | 10 | INSTALLATION OF TOWER ACCESSORIES | 100001274 | 995444 |  | 18 |  | Installation of tower accessories : Danger Plate | EA | 1 |  | INCLUDED | 0 | 0 | 0 | 0 | 0 | 0
18 | 7000020553 | 520 | 180 | 20 | INSTALLATION OF TOWER ACCESSORIES | 100001275 | 995444 |  | 18 |  | Installation of tower accessories: Number Plate | EA | 1 |  | INCLUDED | 0 | 0 | 0 | 0 | 0 | 0
19 | 7000020553 | 520 | 180 | 30 | INSTALLATION OF TOWER ACCESSORIES | 100001276 | 995444 |  | 18 |  | Installation of tower accessories: Phase Plate (Set of three) | SET | 1 |  | INCLUDED | 0 | 0 | 0 | 0 | 0 | 0
20 | 7000020553 | 520 | 180 | 40 | INSTALLATION OF TOWER ACCESSORIES | 100001277 | 995444 |  | 18 |  | Installation of tower accessories: Anti-Climbing Devices | EA | 1 |  | INCLUDED | 0 | 0 | 0 | 0 | 0 | 0
21 | 7000020553 | 520 | 180 | 50 | INSTALLATION OF TOWER ACCESSORIES | 100001279 | 995444 |  | 18 |  | Installation of tower accessories: Bird Guard (Set of Three) | SET | 1 |  | INCLUDED | 0 | 0 | 0 | 0 | 0 | 0
22 | 7000020553 | 530 | 190 | 10 | PROTECTION OF TOWER FOOTING | 100001264 | 995456 |  | 18 |  | Protection of tower footing (supply and installation): ' Random rubble stone masonary including excavation (1:5 cement mortar) | M3 | 1 |  | INCLUDED | 0 | 0 | 0 | 0 | 0 | 0
23 | 7000020553 | 530 | 190 | 20 | PROTECTION OF TOWER FOOTING | 100001268 | 995456 |  | 18 |  | Protection of tower footing (supply and installation): Backfilling and gap levelling of volumes enclosed by revetment | M3 | 1 |  | INCLUDED | 0 | 0 | 0 | 0 | 0 | 0
24 | 7000020553 | 530 | 190 | 30 | PROTECTION OF TOWER FOOTING | 100001267 | 995456 |  | 18 |  | Protection of tower footing (supply and installation): M 15 (1:2:4) mixed concrete for top seal cover of revetment | M3 | 1 |  | INCLUDED | 0 | 0 | 0 | 0 | 0 | 0
25 | 7000020553 | 530 | 190 | 40 | PROTECTION OF TOWER FOOTING | 100001265 | 995456 |  | 18 |  | Protection of tower footing (supply and installation): Stone Bound in Galvanising wire netting including excavation | M3 | 1 |  | INCLUDED | 0 | 0 | 0 | 0 | 0 | 0
26 | 7000020553 | 540 | 200 | 10 | STRINGING & DESTRINGING | 100003741 | 995468 |  | 18 |  | Installation of insulator strings complete with arcing horns and necessary hardware, installing and stringing of ACSR Pantherconductor including fixing of conductor accessories, installing and stringing of OPGW including fixing of OPGW accessories for the132kV S/C line | KM | 1 |  | INCLUDED | 0 | 0 | 0 | 0 | 0 | 0
27 | 7000020553 | 540 | 200 | 20 | STRINGING & DESTRINGING | 100013754 | 995468 |  | 18 |  | Destringing of existing 132kV S/C line W/O EW/OPGW and transportation to store | KM | 1 |  | INCLUDED | 0 | 0 | 0 | 0 | 0 | 0
28 | 7000020553 | 540 | 200 | 30 | STRINGING & DESTRINGING | 100023085 | 995455 |  | 18 |  | ESTABLISHMENT OF LABOUR CAMPS AS PER PROVISION UNDER FACILITIES TO BE INCORPORATED FOR LABOURERS IN TECHNICAL SPECIFICATION | LS | 1 |  | INCLUDED | 0 | 0 | 0 | 0 | 0 | 0
29 | 7000020553 | 610 | 220 | 30 | OPGW Installation | 170000265 | 998716 |  | 18 |  | Installation of Joint box above ground (Including Splicing & Testing) : 24 fibres | EA | 2 |  | INCLUDED | 0 | 0 | 0 | 0 | 0 | 0
X | Reconductoring 132kVS/C Rag- Gang Ckt-I&II HTLS 800A
1 | 7000020568 | 130 | 100 | 10 | Profiling of Existing line | 100002803 | 998344 |  | 18 |  | Profiling of existing line route covering ground profile, locating towers, verification of sag profile of high capacity conductor atmaximum operating temperature & varification of clearances etc. employing Total Stations & PLSS CAD software. | KM | 54.46 |  | INCLUDED | 0 | 0 | 0 | 0 | 0 | 0
2 | 7000020568 | 140 | 110 | 10 | Destringing and Stringing | 100013754 | 995468 |  | 18 |  | Destringing of existing 132kV S/C line W/O EW/OPGW and transportation to store | KM | 54.46 |  | INCLUDED | 0 | 0 | 0 | 0 | 0 | 0
3 | 7000020568 | 140 | 110 | 20 | Destringing and Stringing | 100013757 | 995468 |  | 18 |  | Installation of necessary hardware, hoisting of insulator Strings, Installing and Stringing of High capacity conductor includingfixing of conductor accessories. : 132 kV S/C Tower (Route Length) | KM | 54.46 |  | INCLUDED | 0 | 0 | 0 | 0 | 0 | 0
4 | 7000020568 | 140 | 110 | 30 | Destringing and Stringing | 100023085 | 995455 |  | 18 |  | ESTABLISHMENT OF LABOUR CAMPS AS PER PROVISION UNDER FACILITIES TO BE INCORPORATED FOR LABOURERS IN TECHNICAL SPECIFICATION | LS | 1 |  | INCLUDED | 0 | 0 | 0 | 0 | 0 | 0
XI | Extension of 132KV Melriat GIS
1 | 7000020553 | 770 | 30 | 20 | 145KV GIS Equipment | 100002415 | 998736 |  | 18 |  | 145 Kv SF6 Gas Insulated Bus Duct (GIB)outside GIS hall including Bus Ductsupport structure and associatedaccessories for 1250A, 31.5kA, 1secthree phase | M | 70 |  | INCLUDED | 0 | 0 | 0 | 0 | 0 | 0
2 | 7000020553 | 770 | 30 | 30 | 145KV GIS Equipment | 100000525 | 998736 |  | 18 |  | 145kV, 1250 A, 31.5 kA, 3-Phase SF6 GIS Line feeder bay module for connecting Overhead line (Air/SF6) with GIS through gasinsulated interconnection bus etc. to complete feeder bay module | SET | 1 |  | INCLUDED | 0 | 0 | 0 | 0 | 0 | 0
3 | 7000020553 | 770 | 30 | 40 | 145KV GIS Equipment | 100003241 | 998736 |  | 18 |  | 145kV, 1250A, 31.5kA SF6/Air Bushing for Connecting GIS to AIS alongwith support structure | SET | 1 |  | INCLUDED | 0 | 0 | 0 | 0 | 0 | 0
4 | 7000020553 | 770 | 30 | 50 | 145KV GIS Equipment | 100004481 | 998736 |  | 18 |  | 145KV,2000A,31.5KA GIS BUS BAR MODULE EXTENSION AS PERSECTION-PROJECT, TECHNICAL SPECIFICATION | SET | 1 |  | INCLUDED | 0 | 0 | 0 | 0 | 0 | 0
5 | 7000020553 | 780 | 40 | 10 | 145KV AIS Equipment | 100000587 | 998736 |  | 18 |  | 120kV Surge Arrester(1-phase) | EA | 3 |  | INCLUDED | 0 | 0 | 0 | 0 | 0 | 0
6 | 7000020553 | 780 | 40 | 20 | 145KV AIS Equipment | 100000559 | 998736 |  | 18 |  | 145 kV, 8800pf, 1-phase Capacitive Voltage Transformer | EA | 3 |  | INCLUDED | 0 | 0 | 0 | 0 | 0 | 0
7 | 7000020553 | 780 | 40 | 30 | 145KV AIS Equipment | 100001908 | 998736 |  | 18 |  | 145kV ,1 phase Bus Post Insulators | EA | 3 |  | INCLUDED | 0 | 0 | 0 | 0 | 0 | 0
8 | 7000020553 | 780 | 40 | 40 | 145KV AIS Equipment | 100000879 | 998734 |  | 18 |  | 132kV,1250A,0.5mH , 31.5kA Line Trap | EA | 1 |  | INCLUDED | 0 | 0 | 0 | 0 | 0 | 0
9 | 7000020553 | 820 | 60 | 40 | Structure | 100002263 | 995455 |  | 18 |  | Erection of Std 132 kV Support Structure 1-Phase BPI including nuts, bolts, all type of washers, packplates, step bolts and gussetplates excluding foundation bolts | EA | 3 |  | INCLUDED | 0 | 0 | 0 | 0 | 0 | 0
10 | 7000020553 | 820 | 60 | 50 | Structure | 100002267 | 995455 |  | 18 |  | Erection of Std 132 kV Support Structure 1-Phase LA including nuts, bolts, all type of washers, packplates, step bolts and gussetplates excluding foundation bolts | EA | 3 |  | INCLUDED | 0 | 0 | 0 | 0 | 0 | 0
11 | 7000020553 | 820 | 60 | 60 | Structure | 100002265 | 995455 |  | 18 |  | Erection of Std 132 kV Support Structure 1-Phase CVT including nuts, bolts, all type of washers, packplates, step bolts and gussetplates excluding foundation bolts | EA | 3 |  | INCLUDED | 0 | 0 | 0 | 0 | 0 | 0
12 | 7000020553 | 890 | 100 | 10 | Relay & Protection Panel | 100000746 | 998736 |  | 18 |  | 132kV Line Protection Panel (with Automation) | EA | 1 |  | INCLUDED | 0 | 0 | 0 | 0 | 0 | 0
13 | 7000020553 | 890 | 100 | 20 | Relay & Protection Panel | 100000744 | 998736 |  | 18 |  | 132kV Circuit Breaker Relay Panel with Auto Reclose (Bus scheme as per SLD) | EA | 1 |  | INCLUDED | 0 | 0 | 0 | 0 | 0 | 0
14 | 7000020553 | 890 | 100 | 30 | Relay & Protection Panel | 100000749 | 998736 |  | 18 |  | 132kV Bus Bar Protection Panel (Single)-(with Automation) | SET | 1 |  | INCLUDED | 0 | 0 | 0 | 0 | 0 | 0
15 | 7000020553 | 920 | 120 | 10 | SAS Augmentation | 100000773 | 998736 |  | 18 |  | Complete Substation automation System for 132kV bay as per Technical Specification | EA | 8 |  | INCLUDED | 0 | 0 | 0 | 0 | 0 | 0
16 | 7000020553 | 920 | 120 | 20 | SAS Augmentation | 100000783 | 998736 |  | 18 |  | Complete Substation automation System for controlling and monitoring of Auxilary System including BCUs as per technicalspecification | SET | 1 |  | INCLUDED | 0 | 0 | 0 | 0 | 0 | 0
17 | 7000020553 | 930 | 130 | 10 | Erection H/W | 100005346 | 998731 |  | 18 |  | Erection Hardware for 132kV SM type layout for GIS termination arrangement-Line bay as per technical specification | SET | 1 |  | INCLUDED | 0 | 0 | 0 | 0 | 0 | 0
18 | 7000020553 | 930 | 130 | 20 | Erection H/W | 100017056 | 998731 |  | 18 |  | 132KV TENSION INSULATOR STRING AND ASSOCIATED HARDWARE FITTINGS WITHOUT TURN BUCKLE SUITABLE FOR SINGLE CONDUCTOR | EA | 3 |  | INCLUDED | 0 | 0 | 0 | 0 | 0 | 0
19 | 7000020553 | 930 | 130 | 30 | Erection H/W | 100017112 | 998731 |  | 18 |  | 132KV SUSPENSION INSULATOR STRING AND ASSOCIATED HARDWARE FITTINGS WITH DROP CLAMP SUITABLE FOR SINGLE CONDUCTOR | EA | 3 |  | INCLUDED | 0 | 0 | 0 | 0 | 0 | 0
20 | 7000020553 | 1560 | 170 | 20 | Power & Control cable | 100002181 | 998736 |  | 18 |  | 1.1kV grade Power Cables (PVCinsulated)along withlugs,glands,straight joints &accessories,etc. | LS | 1 |  | INCLUDED | 0 | 0 | 0 | 0 | 0 | 0
21 | 7000020553 | 1560 | 170 | 30 | Power & Control cable | 100002182 | 998736 |  | 18 |  | 1.1kV grade Control Cables (PVCinsulated) along withlugs,glands,straight joints &accessories,etc. | LS | 1 |  | INCLUDED | 0 | 0 | 0 | 0 | 0 | 0
22 | 7000020553 | 1570 | 180 | 10 | Civil works | 100004518 | 995433 |  | 18 |  | Excavation in all kind of soil including rock for all leads and lifts, backfilling, disposal of surplus earth within a lead up to2Km as per technical specification. The surplus earth shall be roughly graded . | M3 | 315 |  | INCLUDED | 0 | 0 | 0 | 0 | 0 | 0
23 | 7000020553 | 1570 | 180 | 20 | Civil works | 100001325 | 995454 |  | 18 |  | Providing and laying of Plain Cement Concrete (PCC) (1:4:8) | M3 | 11 |  | INCLUDED | 0 | 0 | 0 | 0 | 0 | 0
24 | 7000020553 | 1570 | 180 | 30 | Civil works | 100001754 | 995454 |  | 18 |  | Providing and laying of Reinforced Cement Concrete 1:1.5:3 including pre cast, shuttering, Grouting of pockets & underpinning butexcluding steel reinforcement | M3 | 62 |  | INCLUDED | 0 | 0 | 0 | 0 | 0 | 0
25 | 7000020553 | 1570 | 180 | 40 | Civil works | 100001329 | 995454 |  | 18 |  | Steel Reinforcement | MT | 4 |  | INCLUDED | 0 | 0 | 0 | 0 | 0 | 0
26 | 7000020553 | 1570 | 180 | 50 | Civil works | 100001331 | 995455 |  | 18 |  | Misc. Structural steel including rails, embedments, edge protection angles, gratings etc. but excluding the reinforcement steel andsteel for lattice and pipe structures. | MT | 2 |  | INCLUDED | 0 | 0 | 0 | 0 | 0 | 0
27 | 7000020553 | 1570 | 180 | 60 | Civil works | 100001714 | 995428 |  | 18 |  | Stone spreading in switchyard excluding PCC | M2 | 100 |  | INCLUDED | 0 | 0 | 0 | 0 | 0 | 0
28 | 7000020553 | 1570 | 180 | 70 | Civil works | 100001713 | 995424 |  | 18 |  | Antiweed treatment | M2 | 350 |  | INCLUDED | 0 | 0 | 0 | 0 | 0 | 0
29 | 7000020553 | 1570 | 180 | 80 | Civil works | 100001712 | 995428 |  | 18 |  | Removing,cleaning and washing of existing stones and respreading of stones in switchyard excluding PCC | M2 | 250 |  | INCLUDED | 0 | 0 | 0 | 0 | 0 | 0
30 | 7000020553 | 1570 | 180 | 90 | Civil works | 100001328 | 995454 |  | 18 |  | Providing and laying Plain Cement Concrete 1:5:10 (1 cement : 5 sand : 10 brick aggregate) | M3 | 27 |  | INCLUDED | 0 | 0 | 0 | 0 | 0 | 0
31 | 7000020553 | 1580 | 190 | 10 | Foundation bolts | 100002255 | 995455 |  | 18 |  | Erection of 24mm dia foundation bolts including nuts, checknuts, washers and packplates | EA | 48 |  | INCLUDED | 0 | 0 | 0 | 0 | 0 | 0
32 | 7000020553 | 1600 | 210 | 10 | Non Standard | 100001210 | 995455 |  | 18 |  | Erection of Lattice Structures (MS Steel), to be designed during detailed engineering, for towers, beams and equipment supportstructure including pack plates / packwashers and gusset plates excluding fasteners and foundation bolts | MT | 3 |  | INCLUDED | 0 | 0 | 0 | 0 | 0 | 0
33 | 7000020553 | 1600 | 210 | 20 | Non Standard | 100001680 | 995455 |  | 18 |  | Erection of fasteners ( nuts, bolts and washers ) including step bolts for lattice and pipe structures to be designed duringdetailed engineering | MT | 0.34 |  | INCLUDED | 0 | 0 | 0 | 0 | 0 | 0
34 | 7000020553 | 1600 | 210 | 30 | Non Standard | 100001681 | 995455 |  | 18 |  | Erection of foundation bolts including nuts, checknut and washers for lattice and pipe structures to be designed during detailedengineering | MT | 1 |  | INCLUDED | 0 | 0 | 0 | 0 | 0 | 0
35 | 7000020553 | 1640 | 240 | 20 | Service PLCC | 100001538 | 995429 |  | 18 |  | Dismantling & re-erection of 132kV PLCC | SET | 1 |  | INCLUDED | 0 | 0 | 0 | 0 | 0 | 0
XII | 132kV Bay Upgradation-Luangmual S/S
1 | 7000020553 | 1670 | 20 | 20 | AIS Equipments | 100000554 | 998736 |  | 18 |  | 145 kV, 800A, 31.5KA, 1-Phase CurrentTransformer with 120% extended currentrating | EA | 3 |  | INCLUDED | 0 | 0 | 0 | 0 | 0 | 0
2 | 7000020553 | 1670 | 20 | 30 | AIS Equipments | 100001578 | 995429 |  | 18 |  | Dismantling of 132kV CT | EA | 3 |  | INCLUDED | 0 | 0 | 0 | 0 | 0 | 0
3 | 7000020553 | 1670 | 20 | 40 | AIS Equipments | 100002023 | 998731 |  | 18 |  | Erection Hardware for 132kV layout (Single Main Scheme)-Line Bay as per technical specification | SET | 1 |  | INCLUDED | 0 | 0 | 0 | 0 | 0 | 0
4 | 7000020553 | 1700 | 40 | 10 | Non Standard | 100001210 | 995455 |  | 18 |  | Erection of Lattice Structures (MS Steel), to be designed during detailed engineering, for towers, beams and equipment supportstructure including pack plates / packwashers and gusset plates excluding fasteners and foundation bolts | MT | 0.15 |  | INCLUDED | 0 | 0 | 0 | 0 | 0 | 0
5 | 7000020553 | 1700 | 40 | 20 | Non Standard | 100001680 | 995455 |  | 18 |  | Erection of fasteners ( nuts, bolts and washers ) including step bolts for lattice and pipe structures to be designed duringdetailed engineering | MT | 0.05 |  | INCLUDED | 0 | 0 | 0 | 0 | 0 | 0
XIII | 132kV Bay upgradation-Khandong(NEEPCO)
1 | 7000020567 | 880 | 20 | 10 | AIS EQUIPMENT | 100000554 | 998736 |  | 18 |  | 145 kV, 800A, 31.5KA, 1-Phase CurrentTransformer with 120% extended currentrating | EA | 12 |  | INCLUDED | 0 | 0 | 0 | 0 | 0 | 0
2 | 7000020567 | 880 | 20 | 30 | AIS EQUIPMENT | 100015346 | 998734 |  | 18 |  | 132 kV, 800A, 0.5mH, 31.5kA Line Trap | EA | 1 |  | INCLUDED | 0 | 0 | 0 | 0 | 0 | 0
3 | 7000020567 | 880 | 20 | 40 | AIS EQUIPMENT | 100001578 | 995429 |  | 18 |  | Dismantling of 132kV CT | EA | 12 |  | INCLUDED | 0 | 0 | 0 | 0 | 0 | 0
4 | 7000020567 | 880 | 20 | 50 | AIS EQUIPMENT | 100004762 | 998731 |  | 18 |  | ERECTION HARDWARE FOR 132KV LAYOUT (DOUBLE MAIN WITH BYPASS SCHEME)-LINE BAY AS PER TECHNICAL SPECIFICATION | SET | 3 |  | INCLUDED | 0 | 0 | 0 | 0 | 0 | 0
5 | 7000020567 | 880 | 20 | 60 | AIS EQUIPMENT | 100000592 | 998731 |  | 18 |  | Erection Hardware for 132kV layout (Double Main as per SLD)-Bus Coupler bay as per specification | SET | 1 |  | INCLUDED | 0 | 0 | 0 | 0 | 0 | 0
6 | 7000020567 | 880 | 20 | 70 | AIS EQUIPMENT | 100004468 | 995429 |  | 18 |  | DISMANTLING & STORING of Wave traps (voltage level as per TS-Section project) | EA | 1 |  | INCLUDED | 0 | 0 | 0 | 0 | 0 | 0
7 | 7000020567 | 880 | 20 | 80 | AIS EQUIPMENT | 100000885 | 998734 |  | 18 |  | 145 kV ,1 phase Bus Post Insulators for Line Traps | EA | 3 |  | INCLUDED | 0 | 0 | 0 | 0 | 0 | 0
8 | 7000020567 | 920 | 40 | 10 | Non Standard | 100001210 | 995455 |  | 18 |  | Erection of Lattice Structures (MS Steel), to be designed during detailed engineering, for towers, beams and equipment supportstructure including pack plates / packwashers and gusset plates excluding fasteners and foundation bolts | MT | 1.14 |  | INCLUDED | 0 | 0 | 0 | 0 | 0 | 0
9 | 7000020567 | 920 | 40 | 20 | Non Standard | 100001680 | 995455 |  | 18 |  | Erection of fasteners ( nuts, bolts and washers ) including step bolts for lattice and pipe structures to be designed duringdetailed engineering | MT | 0.25 |  | INCLUDED | 0 | 0 | 0 | 0 | 0 | 0
10 | 7000020567 | 920 | 40 | 30 | Non Standard | 100001681 | 995455 |  | 18 |  | Erection of foundation bolts including nuts, checknut and washers for lattice and pipe structures to be designed during detailedengineering | MT | 0.32 |  | INCLUDED | 0 | 0 | 0 | 0 | 0 | 0
11 | 7000020567 | 940 | 60 | 10 | CIVIL WORKS | 100004518 | 995433 |  | 18 |  | Excavation in all kind of soil including rock for all leads and lifts, backfilling, disposal of surplus earth within a lead up to2Km as per technical specification. The surplus earth shall be roughly graded . | M3 | 20 |  | INCLUDED | 0 | 0 | 0 | 0 | 0 | 0
12 | 7000020567 | 940 | 60 | 20 | CIVIL WORKS | 100001325 | 995454 |  | 18 |  | Providing and laying of Plain Cement Concrete (PCC) (1:4:8) | M3 | 0.4 |  | INCLUDED | 0 | 0 | 0 | 0 | 0 | 0
13 | 7000020567 | 940 | 60 | 30 | CIVIL WORKS | 100001754 | 995454 |  | 18 |  | Providing and laying of Reinforced Cement Concrete 1:1.5:3 including pre cast, shuttering, Grouting of pockets & underpinning butexcluding steel reinforcement | M3 | 2 |  | INCLUDED | 0 | 0 | 0 | 0 | 0 | 0
14 | 7000020567 | 940 | 60 | 40 | CIVIL WORKS | 100001329 | 995454 |  | 18 |  | Steel Reinforcement | MT | 0.2 |  | INCLUDED | 0 | 0 | 0 | 0 | 0 | 0
XIV | 132kV Bay Upgradation-Kopili (NEEPCO)
1 | 7000020567 | 980 | 20 | 10 | AIS EQUIPMENT | 100015346 | 998734 |  | 18 |  | 132 kV, 800A, 0.5mH, 31.5kA Line Trap | EA | 1 |  | INCLUDED | 0 | 0 | 0 | 0 | 0 | 0
2 | 7000020567 | 980 | 20 | 30 | AIS EQUIPMENT | 100002165 | 998731 |  | 18 |  | Erection Hardware for 132kV DM type layout for GIS termination arrangement-Line bay as per technical specification | SET | 1 |  | INCLUDED | 0 | 0 | 0 | 0 | 0 | 0
3 | 7000020567 | 980 | 20 | 40 | AIS EQUIPMENT | 100004468 | 995429 |  | 18 |  | DISMANTLING & STORING of Wave traps (voltage level as per TS-Section project) | EA | 1 |  | INCLUDED | 0 | 0 | 0 | 0 | 0 | 0
4 | 7000020567 | 980 | 20 | 50 | AIS EQUIPMENT | 100000885 | 998734 |  | 18 |  | 145 kV ,1 phase Bus Post Insulators for Line Traps | EA | 3 |  | INCLUDED | 0 | 0 | 0 | 0 | 0 | 0
5 | 7000020567 | 990 | 30 | 10 | CIVIL WORKS | 100004518 | 995433 |  | 18 |  | Excavation in all kind of soil including rock for all leads and lifts, backfilling, disposal of surplus earth within a lead up to2Km as per technical specification. The surplus earth shall be roughly graded . | M3 | 20 |  | INCLUDED | 0 | 0 | 0 | 0 | 0 | 0
6 | 7000020567 | 990 | 30 | 20 | CIVIL WORKS | 100001325 | 995454 |  | 18 |  | Providing and laying of Plain Cement Concrete (PCC) (1:4:8) | M3 | 0.4 |  | INCLUDED | 0 | 0 | 0 | 0 | 0 | 0
7 | 7000020567 | 990 | 30 | 30 | CIVIL WORKS | 100001754 | 995454 |  | 18 |  | Providing and laying of Reinforced Cement Concrete 1:1.5:3 including pre cast, shuttering, Grouting of pockets & underpinning butexcluding steel reinforcement | M3 | 2 |  | INCLUDED | 0 | 0 | 0 | 0 | 0 | 0
8 | 7000020567 | 990 | 30 | 40 | CIVIL WORKS | 100001329 | 995454 |  | 18 |  | Steel Reinforcement | MT | 0.2 |  | INCLUDED | 0 | 0 | 0 | 0 | 0 | 0
9 | 7000020567 | 1000 | 40 | 10 | NON STANDARD STRUCTURE | 100001210 | 995455 |  | 18 |  | Erection of Lattice Structures (MS Steel), to be designed during detailed engineering, for towers, beams and equipment supportstructure including pack plates / packwashers and gusset plates excluding fasteners and foundation bolts | MT | 0.54 |  | INCLUDED | 0 | 0 | 0 | 0 | 0 | 0
10 | 7000020567 | 1000 | 40 | 20 | NON STANDARD STRUCTURE | 100001680 | 995455 |  | 18 |  | Erection of fasteners ( nuts, bolts and washers ) including step bolts for lattice and pipe structures to be designed duringdetailed engineering | MT | 0.05 |  | INCLUDED | 0 | 0 | 0 | 0 | 0 | 0
11 | 7000020567 | 1000 | 40 | 30 | NON STANDARD STRUCTURE | 100001681 | 995455 |  | 18 |  | Erection of foundation bolts including nuts, checknut and washers for lattice and pipe structures to be designed during detailedengineering | MT | 0.12 |  | INCLUDED | 0 | 0 | 0 | 0 | 0 | 0
XV | 132kV Bay Upgradation-Khliehriat (PG)
1 | 7000020567 | 1070 | 20 | 10 | AIS EQUIPMENT | 100000554 | 998736 |  | 18 |  | 145 kV, 800A, 31.5KA, 1-Phase CurrentTransformer with 120% extended currentrating | EA | 9 |  | INCLUDED | 0 | 0 | 0 | 0 | 0 | 0
2 | 7000020567 | 1070 | 20 | 20 | AIS EQUIPMENT | 100000553 | 998736 |  | 18 |  | 145 kV, 1000A, 31.5KA, 1-Phase CurrentTransformer with 120% extended currentrating | EA | 3 |  | INCLUDED | 0 | 0 | 0 | 0 | 0 | 0
3 | 7000020567 | 1070 | 20 | 30 | AIS EQUIPMENT | 100000600 | 998731 |  | 18 |  | Erection Hardware for 132kV layout (Single Main & Transfer Scheme as per SLD)-Line Bay as per specification | SET | 4 |  | INCLUDED | 0 | 0 | 0 | 0 | 0 | 0
4 | 7000020567 | 1070 | 20 | 40 | AIS EQUIPMENT | 100001578 | 995429 |  | 18 |  | Dismantling of 132kV CT | EA | 12 |  | INCLUDED | 0 | 0 | 0 | 0 | 0 | 0
5 | 7000020567 | 1100 | 40 | 10 | Non Standard | 100001210 | 995455 |  | 18 |  | Erection of Lattice Structures (MS Steel), to be designed during detailed engineering, for towers, beams and equipment supportstructure including pack plates / packwashers and gusset plates excluding fasteners and foundation bolts | MT | 0.6 |  | INCLUDED | 0 | 0 | 0 | 0 | 0 | 0
6 | 7000020567 | 1100 | 40 | 20 | Non Standard | 100001680 | 995455 |  | 18 |  | Erection of fasteners ( nuts, bolts and washers ) including step bolts for lattice and pipe structures to be designed duringdetailed engineering | MT | 0.2 |  | INCLUDED | 0 | 0 | 0 | 0 | 0 | 0
XVI | 132kV Bay Upgradation-Khliehriat MePTCL
1 | 7000020567 | 1140 | 20 | 10 | AIS EQUIPMENT | 100000554 | 998736 |  | 18 |  | 145 kV, 800A, 31.5KA, 1-Phase CurrentTransformer with 120% extended currentrating | EA | 3 |  | INCLUDED | 0 | 0 | 0 | 0 | 0 | 0
2 | 7000020567 | 1140 | 20 | 30 | AIS EQUIPMENT | 100001578 | 995429 |  | 18 |  | Dismantling of 132kV CT | EA | 3 |  | INCLUDED | 0 | 0 | 0 | 0 | 0 | 0
3 | 7000020567 | 1140 | 20 | 40 | AIS EQUIPMENT | 100002023 | 998731 |  | 18 |  | Erection Hardware for 132kV layout (Single Main Scheme)-Line Bay as per technical specification | SET | 1 |  | INCLUDED | 0 | 0 | 0 | 0 | 0 | 0
4 | 7000020567 | 1170 | 40 | 10 | Non Standard | 100001210 | 995455 |  | 18 |  | Erection of Lattice Structures (MS Steel), to be designed during detailed engineering, for towers, beams and equipment supportstructure including pack plates / packwashers and gusset plates excluding fasteners and foundation bolts | MT | 0.15 |  | INCLUDED | 0 | 0 | 0 | 0 | 0 | 0
5 | 7000020567 | 1170 | 40 | 20 | Non Standard | 100001680 | 995455 |  | 18 |  | Erection of fasteners ( nuts, bolts and washers ) including step bolts for lattice and pipe structures to be designed duringdetailed engineering | MT | 0.05 |  | INCLUDED | 0 | 0 | 0 | 0 | 0 | 0
6 | 7000020567 | 1210 | 20 | 10 | AIS EQUIPMENT | 100000553 | 998736 |  | 18 |  | 145 kV, 1000A, 31.5KA, 1-Phase CurrentTransformer with 120% extended currentrating | EA | 3 |  | INCLUDED | 0 | 0 | 0 | 0 | 0 | 0
7 | 7000020567 | 1210 | 20 | 20 | AIS EQUIPMENT | 100000600 | 998731 |  | 18 |  | Erection Hardware for 132kV layout (Single Main & Transfer Scheme as per SLD)-Line Bay as per specification | SET | 1 |  | INCLUDED | 0 | 0 | 0 | 0 | 0 | 0
8 | 7000020567 | 1210 | 20 | 30 | AIS EQUIPMENT | 100001578 | 995429 |  | 18 |  | Dismantling of 132kV CT | EA | 3 |  | INCLUDED | 0 | 0 | 0 | 0 | 0 | 0
9 | 7000020567 | 1220 | 30 | 10 | Non Standard | 100001210 | 995455 |  | 18 |  | Erection of Lattice Structures (MS Steel), to be designed during detailed engineering, for towers, beams and equipment supportstructure including pack plates / packwashers and gusset plates excluding fasteners and foundation bolts | MT | 0.15 |  | INCLUDED | 0 | 0 | 0 | 0 | 0 | 0
10 | 7000020567 | 1220 | 30 | 20 | Non Standard | 100001680 | 995455 |  | 18 |  | Erection of fasteners ( nuts, bolts and washers ) including step bolts for lattice and pipe structures to be designed duringdetailed engineering | MT | 0.05 |  | INCLUDED | 0 | 0 | 0 | 0 | 0 | 0
[16 empty] | 0 | 0 | 0 | 0 | 0 | 0
2: Total of Schedule-3; 16=14*15: 0 |  | 0 |  |  | 0 | 0
# | In case the bidder leaves the cell for confirmation of the SAC and/or GST rate “blank”, the SAC and corresponding GST rate indicated by the Employer shall be deemed to be the one confirmed by the Bidder.
| Date | [10 empty] | Printed Name
| Place | [10 empty] | Designation
0

## Sch-4
CC/NT/W-COND/DOM/A04/23/00071 | [14 empty] | Schedule - 4
Reconductoring Package- OH01 for Reconductoring of various 132kV S/C transmission line and associated substation work under North Eastern Region Expansion Scheme-XX (NERES-XX), North Eastern Region Expansion Scheme-XVIII (NERES-XVIII) and Eastern Region Expansion Scheme -XXXIII (ERES- XXXIII).
(SCHEDULE OF RATES AND PRICES )
BIDDER:
0 | [12 empty] | To:
Bidder’s Name and Address (Sole Bidder) : | [12 empty] | Contract Services
Name : | [12 empty] | Power Grid Corporation of India Ltd.,
Address : | [12 empty] | "Saudamini", Plot No.-2
Sector-29,
Gurgaon (Haryana) - 122001
Training Charges :
SI. No. | PR No | Line Item No | Activity Header | PR Activity No | Activity Description | Service Code | SAC (Service Accounting Codes) | Whether SAC in column ‘…’ is confirmed. If not indicate applicable the SAC # | Rate of GST applicable ( in %) | Whether rate of GST in column ‘---’ is confirmed. If not indicate applicable rate of GST # | Description | Unit | Quantity | Unit Charges | Total Charges
1 | 2 | 3 | 4 | 5 | 6 | 7 | 8 | 9 | 10 | 11 | 12 | 13 | 14 | 15 | 16=14*15
NOT APPLICABLE
Date
| Place | [9 empty] | Printed Name
Designation

## Sch-5
CC/NT/W-COND/DOM/A04/23/00071 |  |  |  | Schedule - 5
Reconductoring Package- OH01 for Reconductoring of various 132kV S/C transmission line and associated substation work under North Eastern Region Expansion Scheme-XX (NERES-XX), North Eastern Region Expansion Scheme-XVIII (NERES-XVIII) and Eastern Region Expansion Scheme -XXXIII (ERES- XXXIII).
(SUMMARY OF TAXES & DUTIES not included in Schedule 1 & 3)
BIDDER:
0 |  |  | To:
Bidder’s Name and Address (Sole Bidder) : |  |  | Contract Services
Name : |  |  | Power Grid Corporation of India Ltd.,
Address : |  |  | "Saudamini", Plot No.-2
Sector-29,
Gurgaon (Haryana) - 122001
Sl. No. | Item Nos. |  | Total Price (INR) |  | After Discount |  | After MPDiscount
1 | TOTAL GST on Goods |  | 0 |  | Excise Duty | #REF! | Excise Duty | #REF!
Total GST for Supply of Goods (inter-alia including Type Test Charges) between the Contractor and the Employer (identified in Schedule 1') which are not included in the Ex-works price as per the provision of the Bidding Documents, as applicable.
2 | TOTAL GST on Services |  | 0 |  | Sales Tax | 0 | Sales Tax | 0
| Total GST on Installation Services (indentified in Schedule-3) and Training to be imparted in India (identified in Schedule-4) which are not included in the Installation and Training charges as per the provision of the Bidding Documents, as applicable |  |  |  | #REF! | 0 | #REF! | 0
| GRAND TOTAL [1+2] |  | 0
Date : |  | Printed Name :
Place : |  | Designation :
Click for Sch-6

## Sch-5 after discount (hidden)
CC/NT/W-COND/DOM/A04/23/00071 |  |  |  | Schedule - 5
Reconductoring Package- OH01 for Reconductoring of various 132kV S/C transmission line and associated substation work under North Eastern Region Expansion Scheme-XX (NERES-XX), North Eastern Region Expansion Scheme-XVIII (NERES-XVIII) and Eastern Region Expansion Scheme -XXXIII (ERES- XXXIII).
(SUMMARY OF TAXES & DUTIES APPLICABLE ON PLANT & EQUIPMENT)
BIDDER:
0 |  |  | To:
Bidder’s Name and Address (Sole Bidder) : |  |  | Contract Services
Name : |  |  | Power Grid Corporation of India Ltd.,
Address : |  |  | "Saudamini", Plot No.-2
Sector-29,
Gurgaon (Haryana) - 122001
Sl. No. | Item Nos. |  | Total Price (INR)
1 | TOTAL GST on Goods |  | 0
Total GST for Supply of Goods (inter-alia including Type Test Charges) between the Contractor and the Employer (identified in Schedule 1') which are not included in the Ex-works price as per the provision of the Bidding Documents, as applicable.
2 | TOTAL GST on Services |  | 0
Total GST on Installation Services (indentified in Schedule-3) and Training to be imparted in India (identified in Schedule-4) which are not included in the Installation and Training charges as per the provision of the Bidding Documents, as applicable
| GRAND TOTAL [1+2] |  | 0
Date : |  | Printed Name :
Place : |  | Designation :
Click for Sch-6

## Sch-6
CC/NT/W-COND/DOM/A04/23/00071 |  |  | Schedule - 6
Reconductoring Package- OH01 for Reconductoring of various 132kV S/C transmission line and associated substation work under North Eastern Region Expansion Scheme-XX (NERES-XX), North Eastern Region Expansion Scheme-XVIII (NERES-XVIII) and Eastern Region Expansion Scheme -XXXIII (ERES- XXXIII).
(GRAND SUMMARY)
BIDDER:
0 |  |  | To:
Bidder’s Name and Address (Sole Bidder) : |  |  | Contract Services
Name : |  |  | Power Grid Corporation of India Ltd.,
Address : |  |  | "Saudamini", Plot No.-2
Sector-29,
Gurgaon (Haryana) - 122001
Sl. No. | Description |  | Total Price (INR)
1 | TOTAL SCHEDULE NO. 1 |  | 0
Ex-works price of Plant and Equipment including Type Test Charges
2 | TOTAL SCHEDULE NO. 2 |  | 0
Local Transportation, In-transit Insurance, loading and unloading
3 | TOTAL SCHEDULE NO. 3 |  | 0
Installation Charges
4 | TOTAL SCHEDULE NO. 4 |  | Not Applicable
Training Charges
5 | TOTAL SCHEDULE NO. 5 |  | 0
Taxes and Duties
6 | TOTAL SCHEDULE NO. 7 |  | Not Applicable
Type Test Charges [Total of this Schedule is included in Schedule - 1 above.]
GRAND TOTAL [1+2+3+5]
0
Date : |  | Printed Name :
Place : |  | Designation :
Click for Sch-7

## Sch-6 After Discount (hidden)
CC/NT/W-COND/DOM/A04/23/00071 |  |  | Schedule - 6 After Discount
Reconductoring Package- OH01 for Reconductoring of various 132kV S/C transmission line and associated substation work under North Eastern Region Expansion Scheme-XX (NERES-XX), North Eastern Region Expansion Scheme-XVIII (NERES-XVIII) and Eastern Region Expansion Scheme -XXXIII (ERES- XXXIII).
(GRAND SUMMARY)
#REF! |  |  | To:
Bidder’s Name and Address (Sole Bidder) : |  |  | Contract Services
Name : |  |  | Power Grid Corporation of India Ltd.,
Address : |  |  | "Saudamini", Plot No.-2
Sector-29,
Gurgaon (Haryana) - 122001
Sl. No. | Description |  | Total Price (INR)
1 | TOTAL SCHEDULE NO. 1
Ex-works price of Plant and Equipment including Type Test Charges
2 | TOTAL SCHEDULE NO. 2
Local Transportation, Insurance and other Incidental Services
3 | TOTAL SCHEDULE NO. 3
Installation Charges
4 | TOTAL SCHEDULE NO. 4
Training Charges
5 | TOTAL SCHEDULE NO. 5
Taxes and Duties
6 | TOTAL SCHEDULE NO. 7
Type Test Charges [Total of this Schedule is included in Schedule - 1 above.]
GRAND TOTAL [1+2+3+4+5]
Date : |  | Printed Name :
Place : |  | Designation :
Click for Sch-7

## Sch-6 (After Discount)
CC/NT/W-COND/DOM/A04/23/00071 |  |  | Schedule - 6
Reconductoring Package- OH01 for Reconductoring of various 132kV S/C transmission line and associated substation work under North Eastern Region Expansion Scheme-XX (NERES-XX), North Eastern Region Expansion Scheme-XVIII (NERES-XVIII) and Eastern Region Expansion Scheme -XXXIII (ERES- XXXIII).
(GRAND SUMMARY)
BIDDER:
0 |  |  | To:
Bidder’s Name and Address (Sole Bidder) : |  |  | Contract Services
Name : |  |  | Power Grid Corporation of India Ltd.,
Address : |  |  | "Saudamini", Plot No.-2
Sector-29,
Gurgaon (Haryana) - 122001
Sl. No. | Description |  | Total Price (INR) | From Sch-6 | Discount Factors
1 | TOTAL SCHEDULE NO. 1 |  | 0 | 0 | 0
Ex-works price of Plant and Equipment including Type Test Charges
2 | TOTAL SCHEDULE NO. 2 |  | 0 | 0 | 0
Local Transportation, In-transit Insurance, loading and unloading
3 | TOTAL SCHEDULE NO. 3 |  | 0 | 0 | 0
Installation Charges
4 | TOTAL SCHEDULE NO. 4 |  | Not Applicable
Training Charges
5 | TOTAL SCHEDULE NO. 5 |  | 0
Taxes and Duties
6 | TOTAL SCHEDULE NO. 7 |  | Not Applicable
Type Test Charges [Total of this Schedule is included in Schedule - 1 above.]
GRAND TOTAL [1+2+3+5]
0
Date : |  | Printed Name :
Place : |  | Designation :
Click for Sch-7

## Sch-7
CC/NT/W-COND/DOM/A04/23/00071 | [11 empty] | Schedule 7
Reconductoring Package- OH01 for Reconductoring of various 132kV S/C transmission line and associated substation work under North Eastern Region Expansion Scheme-XX (NERES-XX), North Eastern Region Expansion Scheme-XVIII (NERES-XVIII) and Eastern Region Expansion Scheme -XXXIII (ERES- XXXIII). | [12 empty] | As per Lum-sum |  | 0
(SCHEDULE OF RATES AND PRICES ) | [12 empty] | AS per Percent |  | #REF!
BIDDER:
0
| Bidder’s Name and Address (Sole Bidder) : | [8 empty] | To:
| Name : | [8 empty] | Contract Services
| Address : | [8 empty] | Power Grid Corporation of India Ltd.,
"Saudamini", Plot No.-2
Sector-29,
Gurgaon (Haryana) - 122001
Type tests :
SL. NO. | PR No | Line Item No | Code | HSN of the Equipment /item for which type test is to be conducted | Whether HSN in column ‘---’ is confirmed. If not indicate applicable the HSN code # | Rate of GST applicable ( in %) | Whether rate of GST in column ‘---’ is confirmed. If not indicate applicable rate of GST # | Description of Test | Unit | Quantity | Unit Test Charge | Total Test Charges (Rs.) |  | Total Test Charges After Discount (Rs.) |  | Dis Alert | Total Test Charges After MPD (Rs.)
NOT APPLICABLE
| Date | [5 empty] | Printed Name
| Place | [5 empty] | Designation
CC/NT/W-COND/DOM/A04/23/00071
Reconductoring Package- OH01 for Reconductoring of various 132kV S/C transmission line and associated substation work under North Eastern Region Expansion Scheme-XX (NERES-XX), North Eastern Region Expansion Scheme-XVIII (NERES-XVIII) and Eastern Region Expansion Scheme -XXXIII (ERES- XXXIII). | [7 empty] | 0 | 0
(SCHEDULE OF RATES AND PRICES ) | [7 empty] | 0 | 0
#REF!
#REF! | [7 empty] | #REF! | #REF!
#REF! | [7 empty] | #REF! | #REF!
#REF! | [7 empty] | #REF! | #REF!
[8 empty] | #REF! | #REF!
[8 empty] | 0 | 0
SL. NO. | [7 empty] | Description of Test | #REF!
#REF! | [7 empty] | #REF! | #REF!
#REF! | [7 empty] | #REF!
#REF! | [7 empty] | #REF! | #REF!
#REF! | [7 empty] | #REF! | #REF!
[8 empty] | #REF! | #REF!
#REF! | [7 empty] | #REF!
#REF! | [7 empty] | #REF!
#REF! | [7 empty] | #REF!
#REF! | [7 empty] | #REF! | #REF!
#REF! | [7 empty] | #REF! | #REF!
#REF! | [7 empty] | #REF! | #REF!
#REF! | [7 empty] | #REF! | #REF!
[8 empty] | #REF! | #REF!
#REF! | [7 empty] | #REF!
#REF! | [7 empty] | #REF! | #REF!
#REF! | [7 empty] | #REF! | #REF!
#REF! | [7 empty] | #REF! | #REF!
#REF! | [7 empty] | #REF! | #REF!
[8 empty] | #REF! | #REF!
#REF! | [7 empty] | #REF!
#REF! | [7 empty] | #REF! | #REF!
#REF! | [7 empty] | #REF! | #REF!
#REF! | [7 empty] | #REF! | #REF!
[8 empty] | #REF! | #REF!
#REF! | [7 empty] | #REF!
#REF! | [7 empty] | #REF! | #REF!
#REF! | [7 empty] | #REF! | #REF!
#REF! | [7 empty] | #REF! | #REF!
[8 empty] | #REF! | #REF!
#REF! | [7 empty] | #REF!
#REF! | [7 empty] | #REF! | #REF!
#REF! | [7 empty] | #REF! | #REF!
#REF! | [7 empty] | #REF! | #REF!
#REF! | [7 empty] | #REF! | #REF!
[8 empty] | #REF! | #REF!
[8 empty] | #REF! | #REF!
#REF! | [7 empty] | #REF!
#REF! | [7 empty] | #REF!
#REF! | [7 empty] | #REF! | #REF!
#REF! | [7 empty] | #REF! | #REF!
#REF! | [7 empty] | #REF! | #REF!
[8 empty] | #REF! | #REF!
[8 empty] | #REF! | #REF!
#REF! | [7 empty] | #REF!
#REF! | [7 empty] | #REF!
#REF! | [7 empty] | #REF! | #REF!
#REF! | [7 empty] | #REF! | #REF!
#REF! | [7 empty] | #REF! | #REF!
#REF! | [7 empty] | #REF! | #REF!
#REF! | [7 empty] | #REF! | #REF!
[8 empty] | #REF! | #REF!
#REF! | [7 empty] | #REF!
#REF! | [7 empty] | #REF! | #REF!
#REF! | [7 empty] | #REF! | #REF!
#REF! | [7 empty] | #REF! | #REF!
#REF! | [7 empty] | #REF! | #REF!
#REF! | [7 empty] | #REF! | #REF!
#REF! | [7 empty] | #REF! | #REF!
[8 empty] | #REF! | #REF!
#REF! | [7 empty] | #REF!
#REF! | [7 empty] | #REF! | #REF!
#REF! | [7 empty] | #REF! | #REF!
#REF! | [7 empty] | #REF! | #REF!
#REF! | [7 empty] | #REF! | #REF!
#REF! | [7 empty] | #REF! | #REF!
#REF! | [7 empty] | #REF! | #REF!
#REF! | [7 empty] | #REF! | #REF!
#REF! | [7 empty] | #REF! | #REF!
#REF! | [7 empty] | #REF! | #REF!
[8 empty] | #REF! | #REF!
#REF! | [7 empty] | #REF!
#REF! | [7 empty] | #REF! | #REF!
#REF! | [7 empty] | #REF! | #REF!
#REF! | [7 empty] | #REF! | #REF!
[8 empty] | #REF! | #REF!
#REF! | [7 empty] | #REF!
#REF! | [7 empty] | #REF! | #REF!
#REF! | [7 empty] | #REF! | #REF!
#REF! | [7 empty] | #REF! | #REF!
[8 empty] | #REF! | #REF!
#REF! | [7 empty] | #REF!
#REF! | [7 empty] | #REF! | #REF!
#REF! | [7 empty] | #REF! | #REF!
[8 empty] | #REF! | #REF!
#REF! | [7 empty] | #REF!
#REF! | [7 empty] | #REF! | #REF!
#REF! | [7 empty] | #REF! | #REF!
#REF! | [7 empty] | #REF! | #REF!
#REF! | [7 empty] | #REF! | #REF!
#REF! | [7 empty] | #REF! | #REF!
#REF! | [7 empty] | #REF! | #REF!
[8 empty] | #REF! | #REF!
#REF! | [7 empty] | #REF!
#REF! | [7 empty] | #REF! | #REF!
#REF! | [7 empty] | #REF! | #REF!
#REF! | [7 empty] | #REF! | #REF!
#REF! | [7 empty] | #REF! | #REF!
#REF! | [7 empty] | #REF!
#REF! | [7 empty] | #REF! | #REF!
#REF! | [7 empty] | #REF! | #REF!
#REF! | [7 empty] | #REF! | #REF!
#REF! | [7 empty] | #REF! | #REF!
[8 empty] | #REF! | #REF!
[8 empty] | #REF! | #REF!
[8 empty] | #REF! | #REF!

## Discount
This letter of discount is optional. Bidder may / may not offer any discount.
CC/NT/W-COND/DOM/A04/23/00071 |  |  |  |  | Letter of Discount
LETTER OF DISCOUNT
To:
Contract Services | [6 empty] | Schedule 1 | 0
Power Grid Corporation of India Ltd., | [6 empty] | Schedule 2 | 0
"Saudamini", Plot No.-2 | [6 empty] | Schedule 3 | 0
Sector-29, (near IFFCO Chowk) | [6 empty] | Total | 0
Gurgaon (Haryana) - 122001
Subject : |  | Reconductoring Package- OH01 for Reconductoring of various 132kV S/C transmission line and associated substation work under North Eastern Region Expansion Scheme-XX (NERES-XX), North Eastern Region Expansion Scheme-XVIII (NERES-XVIII) and Eastern Region Expansion Scheme -XXXIII (ERES- XXXIII).
Dear Sir
With reference to the subject tender, we hereby offer unconditional discount on the prices quoted by us as per details given here below : | [5 empty] | Sch-1 | Sch-2 | Sch-3
| 1 | Discount on lum-sum basis on total price quoted by us without GST. [The discount shall be proportionately applicable on all the items of all the Schdules i.e. Sch-1 (without type test charges), Sch-2, Sch-3, Sch-4 & Sch-7] In Rs. |  |  |  | 0 | 0 | 0
| 2 | Discount on percent basis on total price quoted by us without GST. [The discount shall be applicable on all the items of all the Schdules i.e. Sch-1 (without type test charges), Sch-2 , Sch-3, Sch-4 & Sch-7] In Percent (%) |  |  |  | 0 | 0 | 0
| 3 | Discount on lum-sum basis on the Schedules as given below : [The discount shall be proportionately applicable on all the relevent items of the respective Schdules.] In Rs.
|  | Schedule-1 : Ex works prices |  | In Rs. |  | 0
|  | Schedule-2 : Local Transportation, In-transit Insurance, loading and unloading |  | In Rs. |  |  | 0
|  | Schedule-3 : Installation Charges |  | In Rs. |  |  |  | 0
|  | Schedule-4 : Training Charges |  | In Rs.
|  | Schedule-7 : Type Test Charges |  | In Rs.
| 4 | Discount on percent basis on the Schedules as given below : [The discount shall be applicable on all the relevent items of the respective Schdules.] In Percent (%)
|  | Schedule-1 : Ex works prices |  | In Percent (%) |  | 0
|  | Schedule-2 : Local Transportation, In-transit Insurance, loading and unloading |  | In Percent (%) |  |  | 0
|  | Schedule-3 : Installation Charges |  | In Percent (%) |  |  |  | 0
|  | Schedule-4 : Training Charges |  | In Percent (%)
|  | Schedule-7 : Type Test Charges |  | In Percent (%)
Discount(s) offered at sl. No. 1 to 4 will get displayed and accounted for automatically in the respective items of the Schedules.
| 5 | We hereby offer Multi-package discount as given below:
[6 empty] | 0 | 0 | 0 | 0 | 0
|  | Multi-Package Discount(s) offered at sl. No. 5 will not get automatically accounted for in the respective items of the Schedules. The same shall be worked out saparately for evaluation. |  |  |  | #DIV/0! | #DIV/0! | #DIV/0! | #DIV/0! | #REF!
[Discount will not be calculated authometrically. However, the same shall be considered during evaluation.]
Please consider this letter of discount as the integral part of our price bid.
Thanking you, we remain, | [5 empty] | 0 | 0 | 0
[5 empty] | Yours faithfully, | 0 | 0 | 0 | Discount Factors
For and on behalf of
Date : |  |  | Printed Name : | 0
Place : |  |  | Designation : | 0

## Octroi (hidden)
Details of Octroi
Sl No. | Description of Items | Amount on which Octroi is applicable | Rate of Octroi | Octroi
(1) | (2) | (3) | (4) | (5) =(3) x (4)
1 |  |  |  | 0
2 |  |  |  | 0
3 |  |  |  | 0
4 |  |  |  | 0
5 |  |  |  | 0
6 |  |  |  | 0
7 |  |  |  | 0
8 |  |  |  | 0
9 |  |  |  | 0
10 |  |  |  | 0
| Total |  |  | 0
Back to Sch 5

## Entry Tax (hidden)
Details of Entry Tax
Sl No. | Description of Items | Amount on which Entry Tax is applicable | Rate of Entry Tax | Entry Tax
(1) | (2) | (3) | (4) | (5) =(3) x (4)
1 |  |  |  | 0
2 |  |  |  | 0
3 |  |  |  | 0
4 |  |  |  | 0
5 |  |  |  | 0
6 |  |  |  | 0
7 |  |  |  | 0
8 |  |  |  | 0
9 |  |  |  | 0
10 |  |  |  | 0
| Total |  |  | 0
Back to Sch 5

## Other Taxes & Duties (hidden)
Details of Other Taxes & Duties
Sl No. | Description of Items | Amount on which Other Taxes & Duties are applicable | Description of Taxes & Duties | Rate of Taxes & Duties | Amount of Taxes & Duties
(1) | (2) | (3) | (4) | (5) | (6) =(3) x (4)
1 |  |  |  |  | 0
2 |  |  |  |  | 0
3 |  |  |  |  | 0
4 |  |  |  |  | 0
5 |  |  |  |  | 0
6 |  |  |  |  | 0
7 |  |  |  |  | 0
8 |  |  |  |  | 0
9 |  |  |  |  | 0
10 |  |  |  |  | 0
| Total |  |  |  | 0
Back to Sch 5

## Bid Form 2nd Envelope
CC/NT/W-COND/DOM/A04/23/00071 |  |  |  |  | Bid Form 2nd Envelope |  |  |  | Sole Bidder | 1 | st |  | 1 | January
[9 empty] | 0 | 2 | nd |  | 2 | February
BID FORM (Second Envelope) | [9 empty] | 3 | rd |  | 3 | March
[10 empty] | 4 | th |  | 4 | April
Bid Proposal Ref. No. | [9 empty] | 5 | th |  | 5 | May
Date : | [9 empty] | 6 | th | #VALUE! | 6 | June
[10 empty] | 7 | th | #VALUE! | 7 | July
To: | [9 empty] | 8 | th | #VALUE! | 8 | August
0 | [9 empty] | 9 | th | #VALUE! | 9 | September
Power Grid Corporation of India Ltd., | [9 empty] | 10 | th |  | 10 | October
"Saudamini", Plot No.-2 | [9 empty] | 11 | th |  | 11 | November
Sector-29, | [9 empty] | 12 | th |  | 12 | December
Gurgaon (Haryana) - 122001 | [9 empty] | 13 | th
[10 empty] | 14 | th
Name of Contract : |  | Reconductoring Package- OH01 for Reconductoring of various 132kV S/C transmission line and associated substation work under North Eastern Region Expansion Scheme-XX (NERES-XX), North Eastern Region Expansion Scheme-XVIII (NERES-XVIII) and Eastern Region Expansion Scheme -XXXIII (ERES- XXXIII). | [7 empty] | 15 | th
Dear Ladies and/or Gentlemen, | [9 empty] | 16 | th
1 | In continuation of First Envelope of our Bid, we hereby submit the Second Envelope of the Bid, both of which shall be read together and in conjunction with each other, and shall be construed as an integral part of our Bid. Accordingly, we the undersigned, offer to design, manufacture, test, deliver, install and commission (including carrying out Trial Operation, Performance & Guarantee Test as per provision of Technical Specification) under the above-named package in full conformity with the said Bidding Documents for the sum of Rs. 0/- () or such other sums as may be determined in accordance with the terms and conditions of the Bidding Documents |  |  |  |  | In continuation of First Envelope of our Bid, we hereby submit the Second Envelope of the Bid, both of which shall be read together and in conjunction with each other, and shall be construed as an integral part of our Bid. Accordingly, we the undersigned, offer to design, manufacture, test, deliver, install and commission (including carrying out Trial Operation, Performance & Guarantee Test as per provision of Technical Specification) under the above-named package in full conformity with the said Bidding Documents for the sum of Rs. |  |  |  | 17 | th
[6 empty] | 0 | /- (
)
| The above amounts are in accordance with the price schedules attached herewith and are made part of this bid. |  |  |  |  | or such other sums as may be determined in accordance with the terms and conditions of the Bidding Documents |  |  |  | 18 | th
2 | Price Schedules | [8 empty] | 19 | th
2.1 | In line with the requirements of the Bidding documents, we enclose herewith the following Price Schedules, duly filled - in as per your proforma: | [8 empty] | 20 | th
| Schedule 1 |  | Plant and Equipment (Including Mandatory Spare Parts) to be supplied, including Type Test Charges. | [6 empty] | 21 | st
| Schedule 2 |  | Local Transportation, In-transit Insurance, loading and unloading | [6 empty] | 22 | th
| Schedule 3 |  | Installation Charges. |  |  | Sole Bidder |  |  |  | 23 | th
| Schedule 4 |  | Training charges for training to be imparted (Not Applicable) | [6 empty] | 24 | th
| Schedule 5 |  | Taxes and Duties not included in Schedule 1 & 3 | [6 empty] | 25 | th
| Schedule 6 |  | Grand Summary [Schedule 1to 5] | [6 empty] | 26 | th
| Schedule 7 |  | Break-up of Type Test Charges (Not Applicable) | [6 empty] | 27 | th
2.2 | We are aware that the Price Schedules do not generally give a full description of the Work to be performed under each item and we shall be deemed to have read the Technical Specifications and other sections of the Bidding Documents and Drawings to ascertain the full scope of Work included in each item while filling-in the rates and prices. We agree that the entered rates and prices shall be deemed to include for the full scope as aforesaid, including overheads and profit. | [8 empty] | 28 | th
2.3 | We declare that as specified in Clause 11.5, Section –II:ITB, Vol.-I of the Bidding Documents, prices quoted by us in the Price Schedules shall be subject to Price Adjustment during the execution of Contract in accordance with Appendix-2 (Price Adjustment) to the Contract Agreement. | [8 empty] | 29 | th
2.4 | We understand that in the price schedules, where there are errors between the total of the amounts given under the column for the price Breakdown and the amount given under the Total Price, the former shall prevail and the latter will be corrected accordingly. We further understand that where there are discrepancies between amounts stated in figures and amounts stated in words, the amount stated in words shall prevail. Similarly, any discrepancy in the total bid price and that of the summation of Schedule price (price indicated in a Schedule indicating the total of that schedule), the total bid price shall be corrected to reflect the actual summation of the Schedule prices. | [8 empty] | 30 | th
2.5 | We declare that items left blank in the Schedules will be deemed to have been included in other items. The TOTAL for each Schedule and the TOTAL of Grand Summary shall be deemed to be the total price for executing the Facilities and sections thereof in complete accordance with the Contract, whether or not each individual item has been priced. | [8 empty] | 31 | st
3 | We confirm that except as otherwise specifically provided our Bid Prices in this Second Envelope include all taxes, duties, levies and charges as may be assessed on us, our Sub-Contractor/Sub-Vendor or their employees by all municipal, state or national government authorities in connection with the Facilities, in and outside of India.
3.1 | 100% of applicable Taxes and Duties i.e GST which are payable by the Employer under the Contract, shall be reimbursed by the Employer on production of satisfactory documentary evidence by the Contractor in accordance with the provisions of the Bidding Documents
3.2 | We further understand that notwithstanding 3.0 above, in case of award on us, you shall also bear and pay/reimburse to us, GST applicable on supplies by us to you, imposed on the Plant & Equipment including Mandatory Spare Parts to be incorporated into the Facilities including Type Test charges for Type test to be conducted in India specified in Schedule No. 1, Installation Services specified in Schedule No. 3 and Charges for Training to be imparted in India specified in Schedule No. 4 of the Price Schedule in this Second Envelope, by the Indian Laws.
3.3 | We confirm that we have also registered/we shall also get registered in the GST Network with a GSTIN in all the states where the project is located and the states from which we shall make our supply of goods.
4 | # (For Joint Venture only) We, the partners of Joint Venture submitting this bid, do agree and confirm that in case of Award of Contract on the Joint Venture, we shall be jointly and severally liable and responsible for the execution of the Contract in accordance with Contract terms and conditions.
5 | We, hereby, declare that only the persons or firms interested in this proposal as principals are named here and that no other persons or firms other than those mentioned herein have any interest in this proposal or in the Contract to be entered into, if the award is made on us, that this proposal is made without any connection with any other person, firm or party likewise submitting a proposal is in all respects for and in good faith, without collusion or fraud.
Thanking you, we remain,
Yours faithfully,
For and on behalf of test
Signature :
Date : |  |  |  | Printed Name : | 0
Place : |  |  |  | Designation : | 0
Common Seal :
Please provide additional information of the Bidder
Business Address :
Country of Incorporation :
State/Province to be indicated :
Name of Principal Officer :
Address of Principal Officer :
Note: Bidders may note that no prescribed proforma has been enclosed for Attachment 2 : Power of Attorney. Bidders may use their own proforma for furnishing the required information with the bid.
* * *
Back to Cover Page

## Contracts-Template (hidden)
Exworks
| Total Ex-Works Price Direct |  |  |  |  | 0
| Total Ex-Works Price Bought Out |  |  |  |  | 0
| Total Ex-Works Price |  |  |  |  | 0
| Total Type Test charges as per Schedule-7 |  |  |  |  | #REF!
| Total Ex-works Price including Type Test charges |  |  |  |  | #REF!
Note : | Specify amount of Excise Duty, Sales Tax/'VAT and other taxes payable on the transaction between the Contractor and the Employer and octroi/entry tax as applicable for destination site/state on all items of supply including bought-out finished items (to be identified in the Contract), which shall be dispatched directly from the sub-vendor’s works to the Employer’s site (sale-in-transit), separately in Schedule-5. Excise Duty, Sales tax and other levies for all the bought-out items are to be included in the EXW Price (Col. No. 5) only and not to be indicated in Schedule-5.
^ | If the item(s) quoted/considered as "Bought-out" in the bid are manufactured at Bidder's works and confirmed to be supplied under “Direct transaction” by the bidder, then the taxes and duties on such items shall be paid/reimbursed by POWERGRID in line with the provisions of Bidding Documents. For this purpose, at the time of award, the Ex-works price (exclusive of taxes & duties) shall be arrived at from the quoted Ex-works price (inclusive of taxes ad duties) by excluding taxes and duties applicable on such items, as on date of Bid opening, in case of supplies from manufacturer proposed in the bid. During contract execution, the taxes and duties on such items shall be paid/reimbursed at actuals, limited to the rates prevailing on date of Bid opening.
Date : | --
Place : |  |  | Printed Name : |  | --
Designation :
FandI
| Total F&I Price |  |  |  |  | (=SUM(I16:I27))
Date : | (='Sch-1'!B43)
Place : | (='Sch-1'!B44) |  | Printed Name : | (='Sch-1'!E44)
|  |  | Designation : | (='Sch-1'!E45)
service
| Total Installaiton Charges | [5 empty] | #REF!
Date : | (='Sch-1'!B43)
Place : | (='Sch-1'!B44) |  | Printed Name : | (='Sch-1'!E44)
|  |  | Designation : | (='Sch-1'!E45)
Training
Date : | (=IF('Sch-1'!B43=0,"", 'Sch-1'!B43)) |  | (="Printed Name : " & IF('Sch-1'!E44=0,"",'Sch-1'!E44))
Place : | (=IF('Sch-1'!B44=0,"", 'Sch-1'!B44)) |  | (="Designation : " & IF('Sch-1'!E45=0,"",'Sch-1'!E45))
Type test
| TOTAL TYPE TEST CHARGES |  |  |  |  | (=SUM(I17:I18))
Date : | (='Sch-1'!B43) | (="Printed Name : " & 'Sch-1'!E44)
Place : | (='Sch-1'!B44) | (="Designation : " & 'Sch-1'!E45)
Note : | Bidder should indicate the name of test laboratories where type tests are proposed to be conducted
Direct
Bought-out

## N-W (Cr.) (hidden)
#REF! |  |  | 0 |  | #REF! |  |  | 0 |  |  | #REF!
#REF!
INR
#REF! |  |  |  |  | #REF! | [5 empty] | #N/A
#N/A
#REF! | #REF! |  | 0 |  | #REF! | #REF! |  | 0
#REF! | #REF! | #REF! | 0 |  | #REF! | #REF! | #REF! | 0
#REF! | #REF! | #REF! | 0 |  | #REF! | #REF! | #REF! | 0 |  | #REF! | 0 | 0 | 0 | 0 | #REF! | plus
#REF! | #REF! | #REF! | 0 |  | #REF! | #REF! | #REF! | 0 |  | #REF! | 0 | 0 | 0 | 1 | #REF!
#REF! | #REF! | #REF! | 0 |  | #REF! | #REF! | #REF! | 0 |  | #REF! | 0 | 0 | 1 | 0 | #REF!
#REF! | #REF! | #REF! | 0 |  | #REF! | #REF! | #REF! | 0 |  | #REF! | 0 | 0 | 1 | 1 | #REF!
[10 empty] | #REF! | 0 | 1 | 0 | 0 | #REF!
1 | One |  | 1 | One | 1 | One |  | 1 | One | #REF! | 0 | 1 | 0 | 1 | #REF!
2 | Two |  | 2 | Two | 2 | Two |  | 2 | Two | #REF! | 0 | 1 | 1 | 0 | #REF!
3 | Three |  | 3 | Three | 3 | Three |  | 3 | Three | #REF! | 0 | 1 | 1 | 1 | #REF!
4 | Four |  | 4 | Four | 4 | Four |  | 4 | Four | #REF! | 1 | 0 | 0 | 0 | #REF!
5 | Five |  | 5 | Five | 5 | Five |  | 5 | Five | #REF! | 1 | 0 | 0 | 1 | #REF!
6 | Six |  | 6 | Six | 6 | Six |  | 6 | Six | #REF! | 1 | 0 | 1 | 0 | #REF!
7 | Seven |  | 7 | Seven | 7 | Seven |  | 7 | Seven | #REF! | 1 | 0 | 1 | 1 | #REF!
8 | Eight |  | 8 | Eight | 8 | Eight |  | 8 | Eight | #REF! | 1 | 1 | 0 | 0 | #REF!
9 | Nine |  | 9 | Nine | 9 | Nine |  | 9 | Nine | #REF! | 1 | 1 | 0 | 1 | #REF!
10 | Ten |  | 10 | Ten | 10 | Ten |  | 10 | Ten | #REF! | 1 | 1 | 1 | 0 | #REF!
11 | Eleven |  | 11 | Eleven | 11 | Eleven |  | 11 | Eleven | #REF! | 1 | 1 | 1 | 1 | #REF!
12 | Twelve |  | 12 | Twelve | 12 | Twelve |  | 12 | Twelve
13 | Thirteen |  | 13 | Thirteen | 13 | Thirteen |  | 13 | Thirteen
14 | Fourteen |  | 14 | Fourteen | 14 | Fourteen |  | 14 | Fourteen
15 | Fifteen |  | 15 | Fifteen | 15 | Fifteen |  | 15 | Fifteen
16 | Sixteen |  | 16 | Sixteen | 16 | Sixteen |  | 16 | Sixteen | #REF! | 0 | 0 | 0 | 0 | #REF! | +
17 | Seventeen |  | 17 | Seventeen | 17 | Seventeen |  | 17 | Seventeen | #REF! | 0 | 0 | 0 | 1 | #REF! | /- +
18 | Eighteen |  | 18 | Eighteen | 18 | Eighteen |  | 18 | Eighteen | #REF! | 0 | 0 | 1 | 0 | #REF! | /-
19 | Nineteen |  | 19 | Nineteen | 19 | Nineteen |  | 19 | Nineteen | #REF! | 0 | 0 | 1 | 1 | #REF!
20 | Twenty |  | 20 | Twenty | 20 | Twenty |  | 20 | Twenty | #REF! | 0 | 1 | 0 | 0 | #REF!
21 | Twenty One |  | 21 | Twenty One | 21 | Twenty One |  | 21 | Twenty One | #REF! | 0 | 1 | 0 | 1 | #REF!
22 | Twenty Two |  | 22 | Twenty Two | 22 | Twenty Two |  | 22 | Twenty Two | #REF! | 0 | 1 | 1 | 0 | #REF!
23 | Twenty Three |  | 23 | Twenty Three | 23 | Twenty Three |  | 23 | Twenty Three | #REF! | 0 | 1 | 1 | 1 | #REF!
24 | Twenty Four |  | 24 | Twenty Four | 24 | Twenty Four |  | 24 | Twenty Four | #REF! | 1 | 0 | 0 | 0 | #REF!
25 | Twenty Five |  | 25 | Twenty Five | 25 | Twenty Five |  | 25 | Twenty Five | #REF! | 1 | 0 | 0 | 1 | #REF!
26 | Twenty Six |  | 26 | Twenty Six | 26 | Twenty Six |  | 26 | Twenty Six | #REF! | 1 | 0 | 1 | 0 | #REF!
27 | Twenty Seven |  | 27 | Twenty Seven | 27 | Twenty Seven |  | 27 | Twenty Seven | #REF! | 1 | 0 | 1 | 1 | #REF!
28 | Twenty Eight |  | 28 | Twenty Eight | 28 | Twenty Eight |  | 28 | Twenty Eight | #REF! | 1 | 1 | 0 | 0 | #REF!
29 | Twenty Nine |  | 29 | Twenty Nine | 29 | Twenty Nine |  | 29 | Twenty Nine | #REF! | 1 | 1 | 0 | 1 | #REF!
30 | Thirty |  | 30 | Thirty | 30 | Thirty |  | 30 | Thirty | #REF! | 1 | 1 | 1 | 0 | #REF!
31 | Thirty One |  | 31 | Thirty One | 31 | Thirty One |  | 31 | Thirty One | #REF! | 1 | 1 | 1 | 1 | #REF!
32 | Thirty Two |  | 32 | Thirty Two | 32 | Thirty Two |  | 32 | Thirty Two
33 | Thirty Three |  | 33 | Thirty Three | 33 | Thirty Three |  | 33 | Thirty Three
34 | Thirty Four |  | 34 | Thirty Four | 34 | Thirty Four |  | 34 | Thirty Four
35 | Thirty Fivr |  | 35 | Thirty Fivr | 35 | Thirty Fivr |  | 35 | Thirty Fivr
36 | Thirty Six |  | 36 | Thirty Six | 36 | Thirty Six |  | 36 | Thirty Six
37 | Thirty Seven |  | 37 | Thirty Seven | 37 | Thirty Seven |  | 37 | Thirty Seven
38 | Thirty Eight |  | 38 | Thirty Eight | 38 | Thirty Eight |  | 38 | Thirty Eight
39 | Thirty Nine |  | 39 | Thirty Nine | 39 | Thirty Nine |  | 39 | Thirty Nine
40 | Forty |  | 40 | Forty | 40 | Forty |  | 40 | Forty
41 | Forty One |  | 41 | Forty One | 41 | Forty One |  | 41 | Forty One
42 | Forty Two |  | 42 | Forty Two | 42 | Forty Two |  | 42 | Forty Two
43 | Forty Three |  | 43 | Forty Three | 43 | Forty Three |  | 43 | Forty Three
44 | Forty Four |  | 44 | Forty Four | 44 | Forty Four |  | 44 | Forty Four
45 | Forty Five |  | 45 | Forty Five | 45 | Forty Five |  | 45 | Forty Five
46 | Forty Six |  | 46 | Forty Six | 46 | Forty Six |  | 46 | Forty Six
47 | Forty Seven |  | 47 | Forty Seven | 47 | Forty Seven |  | 47 | Forty Seven
48 | Forty Eight |  | 48 | Forty Eight | 48 | Forty Eight |  | 48 | Forty Eight
49 | Forty Nine |  | 49 | Forty Nine | 49 | Forty Nine |  | 49 | Forty Nine
50 | Fifty |  | 50 | Fifty | 50 | Fifty |  | 50 | Fifty
51 | Fifty One |  | 51 | Fifty One | 51 | Fifty One |  | 51 | Fifty One
52 | Fifty Two |  | 52 | Fifty Two | 52 | Fifty Two |  | 52 | Fifty Two
53 | Fifty Three |  | 53 | Fifty Three | 53 | Fifty Three |  | 53 | Fifty Three
54 | Fifty Four |  | 54 | Fifty Four | 54 | Fifty Four |  | 54 | Fifty Four
55 | Fifty Five |  | 55 | Fifty Five | 55 | Fifty Five |  | 55 | Fifty Five
56 | Fifty Six |  | 56 | Fifty Six | 56 | Fifty Six |  | 56 | Fifty Six
57 | Fifty Seven |  | 57 | Fifty Seven | 57 | Fifty Seven |  | 57 | Fifty Seven
58 | Fifty Eight |  | 58 | Fifty Eight | 58 | Fifty Eight |  | 58 | Fifty Eight
59 | Fifty Nine |  | 59 | Fifty Nine | 59 | Fifty Nine |  | 59 | Fifty Nine
60 | Sixty |  | 60 | Sixty | 60 | Sixty |  | 60 | Sixty
61 | Sixty One |  | 61 | Sixty One | 61 | Sixty One |  | 61 | Sixty One
62 | Sixty Two |  | 62 | Sixty Two | 62 | Sixty Two |  | 62 | Sixty Two
63 | Sixty Three |  | 63 | Sixty Three | 63 | Sixty Three |  | 63 | Sixty Three
64 | Sixty Four |  | 64 | Sixty Four | 64 | Sixty Four |  | 64 | Sixty Four
65 | Sixty Five |  | 65 | Sixty Five | 65 | Sixty Five |  | 65 | Sixty Five
66 | Sixty Six |  | 66 | Sixty Six | 66 | Sixty Six |  | 66 | Sixty Six
67 | Sixty Seven |  | 67 | Sixty Seven | 67 | Sixty Seven |  | 67 | Sixty Seven
68 | Sixty Eight |  | 68 | Sixty Eight | 68 | Sixty Eight |  | 68 | Sixty Eight
69 | Sixty Nine |  | 69 | Sixty Nine | 69 | Sixty Nine |  | 69 | Sixty Nine
70 | Seventy |  | 70 | Seventy | 70 | Seventy |  | 70 | Seventy
71 | Seventy One |  | 71 | Seventy One | 71 | Seventy One |  | 71 | Seventy One
72 | Seventy Two |  | 72 | Seventy Two | 72 | Seventy Two |  | 72 | Seventy Two
73 | Seventy Three |  | 73 | Seventy Three | 73 | Seventy Three |  | 73 | Seventy Three
74 | Seventy Four |  | 74 | Seventy Four | 74 | Seventy Four |  | 74 | Seventy Four
75 | Seventy Five |  | 75 | Seventy Five | 75 | Seventy Five |  | 75 | Seventy Five
76 | Seventy Six |  | 76 | Seventy Six | 76 | Seventy Six |  | 76 | Seventy Six
77 | Seventy Seven |  | 77 | Seventy Seven | 77 | Seventy Seven |  | 77 | Seventy Seven
78 | Seventy Eight |  | 78 | Seventy Eight | 78 | Seventy Eight |  | 78 | Seventy Eight
79 | Seventy Nine |  | 79 | Seventy Nine | 79 | Seventy Nine |  | 79 | Seventy Nine
80 | Eighty |  | 80 | Eighty | 80 | Eighty |  | 80 | Eighty
81 | Eighty One |  | 81 | Eighty One | 81 | Eighty One |  | 81 | Eighty One
82 | Eighty Two |  | 82 | Eighty Two | 82 | Eighty Two |  | 82 | Eighty Two
83 | Eighty Three |  | 83 | Eighty Three | 83 | Eighty Three |  | 83 | Eighty Three
84 | Eighty Four |  | 84 | Eighty Four | 84 | Eighty Four |  | 84 | Eighty Four
85 | Eighty Five |  | 85 | Eighty Five | 85 | Eighty Five |  | 85 | Eighty Five
86 | Eighty Six |  | 86 | Eighty Six | 86 | Eighty Six |  | 86 | Eighty Six
87 | Eighty Seven |  | 87 | Eighty Seven | 87 | Eighty Seven |  | 87 | Eighty Seven
88 | Eighty Eight |  | 88 | Eighty Eight | 88 | Eighty Eight |  | 88 | Eighty Eight
89 | Eighty Nine |  | 89 | Eighty Nine | 89 | Eighty Nine |  | 89 | Eighty Nine
90 | Ninety |  | 90 | Ninety | 90 | Ninety |  | 90 | Ninety
91 | Ninety One |  | 91 | Ninety One | 91 | Ninety One |  | 91 | Ninety One
92 | Ninety Two |  | 92 | Ninety Two | 92 | Ninety Two |  | 92 | Ninety Two
93 | Ninety Three |  | 93 | Ninety Three | 93 | Ninety Three |  | 93 | Ninety Three
94 | Ninety Four |  | 94 | Ninety Four | 94 | Ninety Four |  | 94 | Ninety Four
95 | Ninety Five |  | 95 | Ninety Five | 95 | Ninety Five |  | 95 | Ninety Five
96 | Ninety Six |  | 96 | Ninety Six | 96 | Ninety Six |  | 96 | Ninety Six
97 | Ninety Seven |  | 97 | Ninety Seven | 97 | Ninety Seven |  | 97 | Ninety Seven
98 | Ninety Eight |  | 98 | Ninety Eight | 98 | Ninety Eight |  | 98 | Ninety Eight
99 | Ninety Nine |  | 99 | Ninety Nine | 99 | Ninety Nine |  | 99 | Ninety Nine
100 | One Hundred |  | 100 | One Hundred | 100 | One Hundred |  | 100 | One Hundred
BG VALUE:
#REF!
#REF!
#REF! | #REF!
#REF! | #REF! | #REF!
#REF! | #REF! | #REF!
#REF! | #REF! | #REF!
#REF! | #REF! | #REF!
#REF! | #REF! | #REF!
1 | One
2 | Two
3 | Three
4 | Four
5 | Five
6 | Six
7 | Seven
8 | Eight
9 | Nine
10 | Ten
11 | Eleven
12 | Twelve
13 | Thirteen
14 | Fourteen
15 | Fifteen
16 | Sixteen
17 | Seventeen
18 | Eighteen
19 | Nineteen
20 | Twenty
21 | Twenty One
22 | Twenty Two
23 | Twenty Three
24 | Twenty Four
25 | Twenty Five
26 | Twenty Six
27 | Twenty Seven
28 | Twenty Eight
29 | Twenty Nine
30 | Thirty
31 | Thirty One
32 | Thirty Two
33 | Thirty Three
34 | Thirty Four
35 | Thirty Fivr
36 | Thirty Six
37 | Thirty Seven
38 | Thirty Eight
39 | Thirty Nine
40 | Forty
41 | Forty One
42 | Forty Two
43 | Forty Three
44 | Forty Four
45 | Forty Five
46 | Forty Six
47 | Forty Seven
48 | Forty Eight
49 | Forty Nine
50 | Fifty
51 | Fifty One
52 | Fifty Two
53 | Fifty Three
54 | Fifty Four
55 | Fifty Five
56 | Fifty Six
57 | Fifty Seven
58 | Fifty Eight
59 | Fifty Nine
60 | Sixty
61 | Sixty One
62 | Sixty Two
63 | Sixty Three
64 | Sixty Four
65 | Sixty Five
66 | Sixty Six
67 | Sixty Seven
68 | Sixty Eight
69 | Sixty Nine
70 | Seventy
71 | Seventy One
72 | Seventy Two
73 | Seventy Three
74 | Seventy Four
75 | Seventy Five
76 | Seventy Six
77 | Seventy Seven
78 | Seventy Eight
79 | Seventy Nine
80 | Eighty
81 | Eighty One
82 | Eighty Two
83 | Eighty Three
84 | Eighty Four
85 | Eighty Five
86 | Eighty Six
87 | Eighty Seven
88 | Eighty Eight
89 | Eighty Nine
90 | Ninety
91 | Ninety One
92 | Ninety Two
93 | Ninety Three
94 | Ninety Four
95 | Ninety Five
96 | Ninety Six
97 | Ninety Seven
98 | Ninety Eight
99 | Ninety Nine
100 | One Hundred