## Basic (hidden)
Package Name | 765kV AIS Substation Extension Package SS-120 for a) Extension of 765/400/220kV Fatehgarh-III Substation, b) Extension of 400/220kV Fatehgarh-III S/S, c) Extn. of 400kV Bikaner-II S/S, d) Extn. Of 765/400kV Bhiwani S/S.
Package Code | 765kV AIS Substation Extension Package SS-120
Specification No. | Specification No.: CC/NT/W-AIS/DOM/A00/23/13127
ORIGINAL

## Cover
Price Schedules | 765kV AIS Substation Extension Package SS-120 for a) Extension of 765/400/220kV Fatehgarh-III Substation, b) Extension of 400/220kV Fatehgarh-III S/S, c) Extn. of 400kV Bikaner-II S/S, d) Extn. Of 765/400kV Bhiwani S/S. |  | 765kV AIS Substation Extension Package SS-120
Specification No.: CC/NT/W-AIS/DOM/A00/23/13127
| 1 | Fill up only green shaded cells in Sch-1, Sch-2, Sch-3, Sch-4, Sch-7 and Bid Form 2nd Envelope.
| 2 | All the cells in Sch-5 & Sch-6 are auto filled, therefore no cell is required to be filled up there.
| 3 | Instructions / error messages, if any, will be displayed automatically after selecting the cell.
| 4 | After filling up all the schedues, save the file, take print out of all the schedules and Bid form and sign & stamp and submit them as hard copy of the 2nd envelope (Price part) of the bid. Also ensure to submit the soft copy of the the same file on CD/ DVD.
पावर ग्रिड कारपोरेशन ऑफ इण्डिया लिमिटेड
(भारत सरकार का उद्यम)
Power Grid Corporation of India Limited
(A Government of India Enterprises)
Click to skip Instructions & Proceed
Click for Detailed General Instructions
General guidelines for filling up the Price Schedules, Sch-1 to Sch-7

## Instructions (hidden)
General Instruction to the Bidders for filling up this workbook of Price Schedules
I | While filling up the worksheets following may please be observed :
| (i) | Fill up only green shaded cells.
| (ii) | Certain data type entries have been restricted, such as Numeric values or limits of numeric values.
| (iii) | Select only the options provided in pull down menus.
| (iv) | Do not link any cell of this work book with any other work book.
| (v) | Do not use copy & paste or cut & paste options for filling up the data.
| (vi) | Do not reformat any of the cell of the work book.
II | This Workbook consists of following worksheets :
Cover :
Opening page of the workbook.
Names of Bidder :
| ● | Select Sole Bidder or JV (Joint Venture) from the pull down menu. Do not leave this cell blank.
| ● | Select nos. of the JV Partners other than the Lead Partner from drop down menu.
| ● | In case of JV partners more than 2, enter details of 3rd & more partners along with details of 2nd partner.
| ● | Fill up names and address of the Sole Bidder and /or Joint Venture.
| ● | Fill up date in dd-mmm-yyyy format from drop down menu.
| ● | Click for Sch-1 given at the right top of the worksheet to go to Sch-1.
Sch-1 (Ex-works Prices) :
| ● | Fill up unit rates for all the items in numeric values greater than 0 (zero). If unit rate is left blank, the corresponding item shall be deemed to be included in the total price.
| ● | Corresponding cell for mode of transaction shall be come enable only after filling up the unit rate, therefore first fill up the unit rate and then mode of transaction for the corresponding item.
| ● | Select either Direct or Bought-out from the drop down menu. Do not leave the cell blank the same shall be deemed to be Bought-out if the cell is left blank.
| ● | Total amount shall get calculated automatically.
| ● | Type Test charges shall appear automatically after filling up Sch-7 appropriately.
Sch-2 (Freight & Insurance Charges) :
| ● | Fill up unit rates for all the items in numeric values greater than 0 (zero). If unit rate is left blank, the corresponding item shall be deemed to be included in the total price.
| ● | Total amount shall get calculated automatically.
Sch-3 (Erection Charges) :
| ● | Fill up unit rates for all the items in numeric values greater than 0 (zero). If unit rate is left blank, the corresponding item shall be deemed to be included in the total price.
| ● | Total amount shall get calculated automatically.
Sch-4 (Training Charges) :
| ● | Not applicable, hence no cell is required to be filled up.
Sch-4b (Maintenance Charges during and after Defect Liability Period) :
| ● | Not applicable, hence no cell is required to be filled up.
Sch-5 (Summary of Taxes and Duties applicable on the Goods) :
| ● | No cell is required to be filled in by the bidder in this worksheet.
Sch -6 :
| ● | Summary of all the Schedules without considering discount (mentioned in the work sheet discount) shall be displayed automatically.
| ● | No cell is required to be filled in by the bidder in this worksheet.
Sch-7 (Type Test Charges) :
| ● | Fill up the rates & location where type tests are proposed.
| ● | Total of this Sch-7 shall automatically appear in Sch-1.
Bid from 2nd Envelope :
| ● | Fill up ref. no. as bidder's ref no. of this letter.
| ● | This letter shall consider the net price as per Sch-6 (After Discount).
| ● | Fill up names & Designation of the representatives of other JV partner(s) if the bidder is JV (Joint Venture) .
| ● | Fill up additional information as required.
* * *
Happy Bidding !
Click to Proceed

## Names of Bidder
765kV AIS Substation Extension Package SS-120 for a) Extension of 765/400/220kV Fatehgarh-III Substation, b) Extension of 400/220kV Fatehgarh-III S/S, c) Extn. of 400kV Bikaner-II S/S, d) Extn. Of 765/400kV Bhiwani S/S.
Specification No.: CC/NT/W-AIS/DOM/A00/23/13127 |  |  |  |  | Sole Bidder | 1 |  | Sole Bidder | 1
[5 empty] | Joint Venture | 2 or More |  | JV (Joint Venture) | 2 or More
Enter following details of the bidder
Specify type of Bidder [Select from drop down menu] | Sole Bidder |  | Sole Bidder | 1 | 0 | Sole Bidder | 1 | 0
2 or More
0
Name of Sole Bidder | …….. …….. …….. …….. …….. ……..
Address of Sole Bidder | …….. …….. …….. …….. …….. ……..
…….. …….. …….. …….. …….. ……..
…….. …….. …….. …….. …….. ……..
Name of other Partner - 1
Address of other Partner - 1
…….. …….. …….. …….. …….. ……..
…….. …….. …….. …….. …….. ……..
Name of other Partner - 2 (more, if any) | …….. …….. …….. …….. …….. ……..
Address of other Partner - 2 (more, if any) | …….. …….. …….. …….. …….. ……..
…….. …….. …….. …….. …….. ……..
…….. …….. …….. …….. …….. ……..
Printed Name
Designation
email ID of Bid Signatory
Mobile No. of Bid Signatory
Tel No. of Bid Signatory
Fax No. of Bid Signatory
Date |  | 31
Place
Click for Sch-1

## Sch-1
Specification No.: CC/NT/W-AIS/DOM/A00/23/13127 | [12 empty] | Schedule - 1 | Schedule - 1 |  |  | Direct Total | 0 | Sole Bidder | `
[17 empty] | BO Total | #REF! | 0
765kV AIS Substation Extension Package SS-120 for a) Extension of 765/400/220kV Fatehgarh-III Substation, b) Extension of 400/220kV Fatehgarh-III S/S, c) Extn. of 400kV Bikaner-II S/S, d) Extn. Of 765/400kV Bhiwani S/S.
(SCHEDULE OF RATES AND PRICES)
Bidder’s Name and Address (Sole Bidder) : | [11 empty] | To:
Contracts Services, 3rd Floor
Name : |  | …….. …….. …….. …….. …….. …….. | [9 empty] | Power Grid Corporation of India Ltd., | [6 empty] | …….. …….. …….. …….. …….. …….. , & …….. …….. …….. …….. …….. ……..
Address : |  | …….. …….. …….. …….. …….. …….. | [9 empty] | "Saudamini", Plot No.-2
|  | …….. …….. …….. …….. …….. …….. | [9 empty] | Sector-29,
|  | …….. …….. …….. …….. …….. …….. | [9 empty] | Gurgaon (Haryana) - 122001
PLANT AND EQUIPMENT (INCLUDING MANDATORY SPARES PARTS) TO BE SUPPLIED, INCLUDING TYPE TEST CHARGES FOR TESTS TO BE CONDUCTED | [17 empty] | Direct
[11 empty] | All Prices are in Indian Rupees. | [6 empty] | Bought-Out
SI. No. | PR No | PR Line Item No | Activity Description | Material Code | HSN Code | Whether HSN in column ‘ 6 ’ is confirmed. If not indicate applicable the HSN code * | Rate of GST applicable (in %) | Whether rate of GST in column ‘4’ is confirmed. If not indicate applicable rate of GST * | Item Description | Unit | Qty. | Unit Ex-works price (excluding GST) | Total Ex-works price (excluding GST) | GST Tax as confirmed by Bidder
1 | 2 | 3 | 4 | 5 | 6 | 7 | 8 | 9 | 10 | 11 | 12 | 13 | 14= 12 x 13 | 15
PART A (Substation Portion)
I | 1x400kV line bay at Fatehgarh-3 PS | [13 empty] | Revaluation of J column | Tax Calculation
1 | 7000025904 | 10 | 420kV, 63kA AIS EQUIPMENT | 1000004501 | 85352913 |  | 18 |  | 420kV, 3150A, 63kA Circuit Breaker (3-Phase) without closing resistorand with Support Structure | EA | 1 |  | Included | 0 | 0 | 0
2 | 7000025904 | 20 | 420kV, 63kA AIS EQUIPMENT | 1000004463 | 85359090 |  | 18 |  | 420 kV, 3000A, 63KA, 1-Phase CurrentTransformer with 120% extended currentrating | EA | 3 |  | Included | 0 | 0 | 0
3 | 7000025904 | 30 | 420kV, 63kA AIS EQUIPMENT | 1000004535 | 85359090 |  | 18 |  | 420 kV, 4400 pF Capacitive Voltage Transformer (1-Phase) | EA | 3 |  | Included | 0 | 0 | 0
4 | 7000025904 | 40 | 420kV, 63kA AIS EQUIPMENT | 1000004498 | 85353090 |  | 18 |  | 420kV, 3150A, 63KA, Isolator (3-phase)(Double Break) with one E/S | EA | 3 |  | Included | 0 | 0 | 0
5 | 7000025904 | 50 | 420kV, 63kA AIS EQUIPMENT | 1000020419 | 85354010 |  | 18 |  | 336kV Surge Arrester (1-phase) | EA | 3 |  | Included | 0 | 0 | 0
6 | 7000025904 | 60 | 420kV, 63kA AIS EQUIPMENT | 1000004401 | 85462040 |  | 18 |  | 420 kV, 1 phase Bus Post Insulator (except for Line Traps) | EA | 56 |  | Included | 0 | 0 | 0
7 | 7000025904 | 70 | 420kV, 63kA AIS EQUIPMENT | 1000004400 | 85462040 |  | 18 |  | 420 kV ,1 phase Bus Post Insulators for Line Traps | EA | 6 |  | Included | 0 | 0 | 0
8 | 7000025904 | 80 | Erection Hardware for 420kV I-Type S/Y | 1000011320 | 72169990 |  | 18 |  | Erection Hardware for 400kV I type layout-Any feeder Extn. on existinghalf dia. as per technical specification | SET | 1 |  | Included | 0 | 0 | 0
9 | 7000025904 | 90 | 420kV Insulator and Hardware | 1000055986 | 72169990 |  | 18 |  | 400KV SUSPENSION INSULATOR STRING AND ASSOCIATED HARDWARE FITTINGSWITH DROP CLAMP SUITABLE FOR QUAD CONDUCTOR | EA | 3 |  | Included | 0 | 0 | 0
10 | 7000025904 | 100 | 420kV Insulator and Hardware | 1000055991 | 72169990 |  | 18 |  | 400KV TENSION INSULATOR STRING AND ASSOCIATED HARDWARE FITTINGSWITH TURN BUCKLE SUITABLE FOR QUAD CONDUCTOR | EA | 6 |  | Included | 0 | 0 | 0
11 | 7000025904 | 110 | 420kV Insulator and Hardware | 1000055984 | 72169990 |  | 18 |  | 400KV TENSION INSULATOR STRING AND ASSOCIATED HARDWARE FITTINGSWITHOUT TURN BUCKLE SUITABLE FOR QUAD CONDUCTOR | EA | 3 |  | Included | 0 | 0 | 0
12 | 7000025904 | 600 | Earthmat | 1000032055 | 72159090 |  | 18 |  | 40 MM MS ROD FOR MAIN EARTHMAT | KM | 1 |  | Included | 0 | 0 | 0
13 | 7000025904 | 120 | CRP for 420kV Bays with SAS | 1000054970 | 85371000 |  | 18 |  | 400KV LINE PROTECTION PANEL WITH LINE DIFFERENTIAL PROTECTION (WITHAUTOMATION) | EA | 1 |  | Included | 0 | 0 | 0
14 | 7000025904 | 130 | CRP for 420kV Bays with SAS | 1000002165 | 85371000 |  | 18 |  | 400kV Circuit Breaker Relay Panel with Auto Reclose (with Automation) | EA | 1 |  | Included | 0 | 0 | 0
15 | 7000025904 | 140 | SAS-AUG | 1000003409 | 85371000 |  | 18 |  | Augmentation of Substation automation System for 400kV Main bay as perTechnical Specification | EA | 1 |  | Included | 0 | 0 | 0
16 | 7000025904 | 150 | PLCC Equipment | 1000004290 | 85176210 |  | 18 |  | 400kV,3150A,0.5mH ,63kA Line Trap | EA | 2 |  | Included | 0 | 0 | 0
17 | 7000025904 | 160 | POWER & CONTROL CABLE | 1000056265 | 85446020 |  | 18 |  | 1.1KV GRADE 27CX1.5 SQMM CONTROL CABLE | KM | 1 |  | Included | 0 | 0 | 0
18 | 7000025904 | 170 | POWER & CONTROL CABLE | 1000056264 | 85446020 |  | 18 |  | 1.1KV GRADE 19CX1.5 SQMM CONTROL CABLE | KM | 2 |  | Included | 0 | 0 | 0
19 | 7000025904 | 620 | POWER & CONTROL CABLE | 1000031887 | 85446020 |  | 18 |  | 1.1KV GRADE 10CX2.5 SQMM CONTROL CABLE | KM | 1 |  | Included | 0 | 0 | 0
20 | 7000025904 | 180 | POWER & CONTROL CABLE | 1000031987 | 85446020 |  | 18 |  | 1.1KV GRADE 5CX2.5 SQMM CONTROL CABLE | KM | 2 |  | Included | 0 | 0 | 0
21 | 7000025904 | 190 | POWER & CONTROL CABLE | 1000031964 | 85446020 |  | 18 |  | 1.1KV GRADE 3CX2.5 SQMM CONTROL CABLE | KM | 1 |  | Included | 0 | 0 | 0
22 | 7000025904 | 200 | POWER & CONTROL CABLE | 1000031943 | 85446020 |  | 18 |  | 1.1KV GRADE 2CX6 SQMM (PVC) POWER CABLE | KM | 2 |  | Included | 0 | 0 | 0
23 | 7000025904 | 210 | POWER & CONTROL CABLE | 1000031985 | 85446020 |  | 18 |  | 1.1KV GRADE 4CX6 SQMM (PVC) POWER CABLE | KM | 2 |  | Included | 0 | 0 | 0
24 | 7000025904 | 220 | POWER & CONTROL CABLE | 1000031976 | 85446020 |  | 18 |  | 1.1KV GRADE 4CX16 SQMM (PVC) POWER CABLE | KM | 2 |  | Included | 0 | 0 | 0
25 | 7000025904 | 230 | POWER & CONTROL CABLE | 1000031953 | 85446020 |  | 18 |  | 1.1KV GRADE 3.5CX35 SQMM (PVC) POWER CABLE | KM | 2 |  | Included | 0 | 0 | 0
26 | 7000025904 | 240 | ILLUMINATION SYSTEM | 1000038387 | 94051090 |  | 18 |  | LED FLOOD LIGHT LUMINARIESTYPE FL-1 (150W) AS PER TECHNICALSPECIFICATION | EA | 4 |  | Included | 0 | 0 | 0
27 | 7000025904 | 250 | ILLUMINATION SYSTEM | 1000038325 | 94059900 |  | 18 |  | LIGHTING FIXTURE LED LUMINAIRES TYPE FL2 AS PER TECH. SPECIFICATIONS | EA | 4 |  | Included | 0 | 0 | 0
28 | 7000025904 | 340 | Tele eqpt at Fatehgarh-3 for Azure end | 1000031367 | 85176260 |  | 18 |  | SDH EQUIPMENT (STM-16 MADM UPTO 5 MSP PROTECTED DIRECTIONS)-BASEEQUIPMENT (COMMON CARDS, CROSS CONNECT/CONTROL CARDS, OPTICAL BASECARDS, POWER SUPPLY CARDS, POWER CABLING, OTHER HARDWARE ANDACCESSORIES INCLUDING SUB RACKS, PATCH CORD, DDF ETC FULLY EQUIPEDEXCLUDING OPTICAL INTERFACE & TRIBUTARY CARDS | EA | 1 |  | Included | 0 | 0 | 0
29 | 7000025904 | 350 | Tele eqpt at Fatehgarh-3 for Azure end | 1000018706 | 85176990 |  | 18 |  | S16.1 SFP | EA | 4 |  | Included | 0 | 0 | 0
30 | 7000025904 | 360 | Tele eqpt at Fatehgarh-3 for Azure end | 1000031374 | 85176290 |  | 18 |  | TRIBUTARY INTERFACE- E1 INTERFACE (MINIMUM 16 NOS.) | SET | 2 |  | Included | 0 | 0 | 0
31 | 7000025904 | 370 | Tele eqpt at Fatehgarh-3 for Azure end | 1000034950 | 85176990 |  | 18 |  | ETHERNET INTERFACE 10/100 BASE T WITH LAYER-2 SWITCHING (MIN 8INTERFACES PER CARD) | EA | 2 |  | Included | 0 | 0 | 0
32 | 7000025904 | 380 | Tele eqpt at Fatehgarh-3 for Azure end | 1000031381 | 85176290 |  | 18 |  | TRIBUTARY INTERFACE-GIGABIT ETHERNET INTERFACES 10/100 MBPS WITH LAYER-2 SWITCHING (MINIMUM 2 NOS.) | SET | 1 |  | Included | 0 | 0 | 0
33 | 7000025904 | 390 | Tele eqpt at Fatehgarh-3 for Azure end | 1000026228 | 85176290 |  | 18 |  | Equipment Cabinets For SDH | EA | 1 |  | Included | 0 | 0 | 0
34 | 7000025904 | 400 | Tele eqpt at Fatehgarh-3 for Azure end | 1000030942 | 85447090 |  | 18 |  | 24F (DWSM) APPROACH FIBRE OPTIC CABLE INCLUDING ALL INSTALLATIONHARDWARE SET | KM | 1 |  | Included | 0 | 0 | 0
35 | 7000025904 | 410 | Tele eqpt at Fatehgarh-3 for Azure end | 1000023471 | 85372000 |  | 18 |  | OPGW Fibre Optic Distribution Panel (FODP): Indoor Type: 96F | EA | 1 |  | Included | 0 | 0 | 0
36 | 7000025904 | 430 | Spares-Tele Eqpt at Fatehgarh-3 | 1000031369 | 85176260 |  | 18 |  | SDH EQUIPMENT (STM-16 MADM UPTO 5 MSP PROTECTED DIRECTIONS)-COMMONCARDS, CROSS-CONNECT/CONTROL CARDS, OPTICAL BASE CARD, POWER SUPPLYCARDS, POWER CABLING, OTHER HARDWARE & ACCESSORIES (EACH). | SET | 1 |  | Included | 0 | 0 | 0
37 | 7000025904 | 440 | Spares-Tele Eqpt at Fatehgarh-3 | 1000018706 | 85176990 |  | 18 |  | S16.1 SFP | EA | 1 |  | Included | 0 | 0 | 0
38 | 7000025904 | 450 | Spares-Tele Eqpt at Fatehgarh-3 | 1000031374 | 85176290 |  | 18 |  | TRIBUTARY INTERFACE- E1 INTERFACE (MINIMUM 16 NOS.) | SET | 1 |  | Included | 0 | 0 | 0
39 | 7000025904 | 460 | Spares-Tele Eqpt at Fatehgarh-3 | 1000034950 | 85176990 |  | 18 |  | ETHERNET INTERFACE 10/100 BASE T WITH LAYER-2 SWITCHING (MIN 8INTERFACES PER CARD) | EA | 1 |  | Included | 0 | 0 | 0
40 | 7000025904 | 470 | Spares-Tele Eqpt at Fatehgarh-3 | 1000031381 | 85176290 |  | 18 |  | TRIBUTARY INTERFACE-GIGABIT ETHERNET INTERFACES 10/100 MBPS WITH LAYER-2 SWITCHING (MINIMUM 2 NOS.) | SET | 1 |  | Included | 0 | 0 | 0
41 | 7000025904 | 480 | Spares-Tele Eqpt at Fatehgarh-3 | 1000031398 | 85171890 |  | 18 |  | PRE CONNECTORIZED OPTICAL FIBER PATCH CORDS(10 MTRS) â€“ PACK OF SIXPATCH CORDS | SET | 1 |  | Included | 0 | 0 | 0
42 | 7000025904 | 490 | Spares-Tele Eqpt at Fatehgarh-3 | 1000030942 | 85447090 |  | 18 |  | 24F (DWSM) APPROACH FIBRE OPTIC CABLE INCLUDING ALL INSTALLATIONHARDWARE SET | KM | 1 |  | Included | 0 | 0 | 0
43 | 7000025904 | 500 | PMU and Associated Items | 1000017518 | 85364900 |  | 18 |  | PMU with GPS Clock (clock can be either internal or external) | EA | 1 |  | Included | 0 | 0 | 0
44 | 7000025904 | 510 | PMU and Associated Items | 1000022512 | 90311000 |  | 18 |  | WAMS Hardware - Time System (GPS receiver) | EA | 1 |  | Included | 0 | 0 | 0
45 | 7000025904 | 520 | PMU and Associated Items | 1000022510 | 85176290 |  | 18 |  | WAMS Hardware - Substation Grade Layer-3 LAN Switches with minimum 4 x10/100 Mbps Ethernet ports and 2 x 1 Gbps Ethernet ports | EA | 2 |  | Included | 0 | 0 | 0
46 | 7000025904 | 530 | PMU and Associated Items | 1000022487 | 85447090 |  | 18 |  | WAMS Miscellaneous - Armored Fibre Optic Cable and associatedtermination (e.g. L2 Switch) for connecting PMU panels located indifferent control room of a station | EA | 1 |  | Included | 0 | 0 | 0
47 | 7000025904 | 560 | Tower and gantry Structure | 1000015954 | 73082011 |  | 18 |  | Fabrication, galvanising and supply of Lattice Structures (MS Steel),to be designed during detailed engineering, for towers, beams andequipment support structure including pack plates / packwashers andgusset plates excluding fasteners and foundation bolts | MT | 44 |  | Included | 0 | 0 | 0
48 | 7000025904 | 570 | Tower and gantry Structure | 1000011713 | 73082011 |  | 18 |  | Fabrication, galvanising and supply of fasteners ( nuts, bolts andwashers ) including step bolts for lattice and pipe structures to bedesigned during detailed engineering | MT | 4 |  | Included | 0 | 0 | 0
49 | 7000025904 | 580 | Tower and gantry Structure | 1000012373 | 73082011 |  | 18 |  | Fabrication, galvanising and supply of foundation bolts including nuts,checknut and washers for lattice and pipe structures to be designedduring detailed engineering | MT | 3 |  | Included | 0 | 0 | 0
II | Fatehgarh-3 Extn. Ph-III Part E2 | [13 empty] | Revaluation of J column | Tax Calculation
1 | 7000025906 | 10 | 800kV 50kA AIS EQUIPMENT | 1000005827 | 85352919 |  | 18 |  | 765kV, 3150A, 50kA Circuit Breaker(3-Phase) with closing resistor (withsupport structure) | EA | 3 |  | Included | 0 | 0 | 0
2 | 7000025906 | 20 | 800kV 50kA AIS EQUIPMENT | 1000005826 | 85352919 |  | 18 |  | 765kV, 3150A, 50kA Circuit Breaker(3-Phase) without closing resistor(with support structure) | EA | 3 |  | Included | 0 | 0 | 0
3 | 7000025906 | 30 | 800kV 50kA AIS EQUIPMENT | 1000005848 | 85359090 |  | 18 |  | 765 kV, 3000A, 50KA, 1-Phase CurrentTransformer with 120% extended currentrating | EA | 18 |  | Included | 0 | 0 | 0
4 | 7000025906 | 40 | 800kV 50kA AIS EQUIPMENT | 1000005853 | 85353090 |  | 18 |  | 765kV, 3150A, 50Ka, Vertical Knee/DoubleBreak Isolator (3-Phase) with one E/S | EA | 9 |  | Included | 0 | 0 | 0
5 | 7000025906 | 50 | 800kV 50kA AIS EQUIPMENT | 1000005854 | 85353090 |  | 18 |  | 765kV, 3150A, 50Ka, Vertical Knee/DoubleBreak Isolator (3-Phase) with two E/S | EA | 6 |  | Included | 0 | 0 | 0
6 | 7000025906 | 60 | 800kV 50kA AIS EQUIPMENT | 1000005820 | 85353090 |  | 18 |  | 765kV, 3150A, 50kA, Vertical Knee/DoubleBreak Isolator (1-Phase) with one E/S | EA | 9 |  | Included | 0 | 0 | 0
7 | 7000025906 | 70 | 800kV 50kA AIS EQUIPMENT | 1000005819 | 85353090 |  | 18 |  | 765kV, 3150A, 50kA, Vertical Knee/DoubleBreak Isolator (1-Phase) without E/S | EA | 18 |  | Included | 0 | 0 | 0
8 | 7000025906 | 1300 | 800kV 50kA AIS EQUIPMENT | 1000020421 | 85354010 |  | 18 |  | 624kV Surge Arrester (1-Phase) | EA | 9 |  | Included | 0 | 0 | 0
9 | 7000025906 | 80 | 800kV 50kA AIS EQUIPMENT | 1000005791 | 85462040 |  | 18 |  | 765 kV, 1 phase Bus Post Insulator (except for Line Traps) | EA | 24 |  | Included | 0 | 0 | 0
10 | 7000025906 | 90 | 420kV, 63kA AIS EQUIPMENT | 1000004501 | 85352913 |  | 18 |  | 420kV, 3150A, 63kA Circuit Breaker (3-Phase) without closing resistorand with Support Structure | EA | 8 |  | Included | 0 | 0 | 0
11 | 7000025906 | 100 | 420kV, 63kA AIS EQUIPMENT | 1000004463 | 85359090 |  | 18 |  | 420 kV, 3000A, 63KA, 1-Phase CurrentTransformer with 120% extended currentrating | EA | 24 |  | Included | 0 | 0 | 0
12 | 7000025906 | 110 | 420kV, 63kA AIS EQUIPMENT | 1000004498 | 85353090 |  | 18 |  | 420kV, 3150A, 63KA, Isolator (3-phase)(Double Break) with one E/S | EA | 16 |  | Included | 0 | 0 | 0
13 | 7000025906 | 120 | 420kV, 63kA AIS EQUIPMENT | 1000004496 | 85353090 |  | 18 |  | 420kV, 3150A, 63KA, Isolator (1 phase)(Double Break) with one E/S | EA | 9 |  | Included | 0 | 0 | 0
14 | 7000025906 | 130 | 420kV, 63kA AIS EQUIPMENT | 1000004495 | 85353090 |  | 18 |  | 420kV, 3150A, 63KA, Isolator (1 phase)(Double Break) without E/S | EA | 9 |  | Included | 0 | 0 | 0
15 | 7000025906 | 140 | 420kV, 63kA AIS EQUIPMENT | 1000020419 | 85354010 |  | 18 |  | 336kV Surge Arrester (1-phase) | EA | 15 |  | Included | 0 | 0 | 0
16 | 7000025906 | 150 | 420kV, 63kA AIS EQUIPMENT | 1000004401 | 85462040 |  | 18 |  | 420 kV, 1 phase Bus Post Insulator (except for Line Traps) | EA | 52 |  | Included | 0 | 0 | 0
17 | 7000025906 | 160 | 420kV, 63kA AIS EQUIPMENT | 1000004499 | 85353090 |  | 18 |  | 420kV, 3150A, 63KA Isolator (3-phase)(Double Break) with two E/S | EA | 2 |  | Included | 0 | 0 | 0
18 | 7000025906 | 170 | 245kV, 50kA AIS EQUIPMENT | 1000001683 | 85352912 |  | 18 |  | 245kV, 1600A, 50KA Circuit Breaker(3-Phase) with support structure | EA | 2 |  | Included | 0 | 0 | 0
19 | 7000025906 | 180 | 245kV, 50kA AIS EQUIPMENT | 1000001684 | 85359090 |  | 18 |  | 245 kV, 1600A, 50KA, 1-Phase CurrentTransformer with 120% extended currentrating | EA | 6 |  | Included | 0 | 0 | 0
20 | 7000025906 | 190 | 245kV, 50kA AIS EQUIPMENT | 1000001688 | 85353090 |  | 18 |  | 245kV, 1600A, 50 KA, 3-phase DoubleBreak Isolator with one E/S | EA | 2 |  | Included | 0 | 0 | 0
21 | 7000025906 | 200 | 245kV, 50kA AIS EQUIPMENT | 1000001689 | 85353090 |  | 18 |  | 245kV, 1600A, 50 KA, 3-phase DoubleBreak Isolator with two E/S | EA | 2 |  | Included | 0 | 0 | 0
22 | 7000025906 | 210 | 245kV, 50kA AIS EQUIPMENT | 1000032777 | 85353090 |  | 18 |  | 245KV, 1600 A, 50KA, 3-PHASE, DOUBLE BREAK TANDEM ISOLATOR WITHOUT E/S | EA | 4 |  | Included | 0 | 0 | 0
23 | 7000025906 | 220 | 245kV, 50kA AIS EQUIPMENT | 1000020417 | 85354010 |  | 18 |  | 216kV Surge Arrester (1-phase) | EA | 6 |  | Included | 0 | 0 | 0
24 | 7000025906 | 230 | 245kV, 50kA AIS EQUIPMENT | 1000001695 | 85462040 |  | 18 |  | 245 kV, 1 phase Bus Post Insulator (except for Line Traps) | EA | 18 |  | Included | 0 | 0 | 0
25 | 7000025906 | 240 | 36kV AIS EQUIPMENT | 1000001998 | 85049010 |  | 18 |  | Current transformer (33kV) for transformer Netural along with supportstructure & terminal connector | SET | 3 |  | Included | 0 | 0 | 0
26 | 7000025906 | 250 | Erection Hardware for 765kV S/Y | 1000054975 | 85049010 |  | 18 |  | BUS POST INSULATORS, SPACERS, EQUIPMENT SUPPORT STRUCTURES,CONDUCTORS, AL TUBE, CLAMP, CONNECTORS (INCLUDING 765KV, 400KV,TERTIARY AND NEUTURAL BUSHING TERMINAL CONNECTORS ETC) FOR ARRANGEMENTOF NETURAL FORMATION FOR TRANSFORMER(S), DELTA FORMATION FOR THREEBANKS (EACH BANK COMPRISES OF 3 SINGLE PHASE UNITS OFAUTOTRANSFORMERS) AND MAKING CONNECTION ARRANGEMENT TO CONNECT SPAREUNIT IN PLACE OF ANY UNIT OF THE BANK WITHOUT PHYSICAL SHIFTING | LOT | 1 |  | Included | 0 | 0 | 0
27 | 7000025906 | 260 | Erection Hardware for 765kV S/Y | 1000032970 | 72169990 |  | 18 |  | ERECTION HARDWARE FOR STRINGING OF 765KV JACK BUS OVER 765KV MAINBUS-1&2. ALSO STRINGING OF EARTH WIRE FOR THE DIAMETER. (FOR ONEDIAMETER) | SET | 1 |  | Included | 0 | 0 | 0
28 | 7000025906 | 270 | Erection Hardware for 765kV S/Y | 1000011362 | 72169990 |  | 18 |  | Erection Hardware for 765kV I type layout-Spare bay of half dia. asper technical specification | SET | 3 |  | Included | 0 | 0 | 0
29 | 7000025906 | 280 | Erection Hardware for 765kV S/Y | 1000011363 | 72169990 |  | 18 |  | Erection Hardware for 765kV I type layout-Transformer bay as pertechnical specification | SET | 3 |  | Included | 0 | 0 | 0
30 | 7000025906 | 290 | Erection Hardware for 765kV S/Y | 1000011350 | 72169990 |  | 18 |  | Erection Hardware for 765kV I type layout-Bus Work (For one diameters)as per technical specification | SET | 4 |  | Included | 0 | 0 | 0
31 | 7000025906 | 300 | 765kV Insulator and Hardware | 1000055997 | 72169990 |  | 18 |  | 765KV TENSION INSULATOR STRING AND ASSOCIATED HARDWARE FITTINGS WITHTURN BUCKLE SUITABLE FOR QUAD CONDUCTOR | EA | 45 |  | Included | 0 | 0 | 0
32 | 7000025906 | 310 | 765kV Insulator and Hardware | 1000055995 | 72169990 |  | 18 |  | 765KV TENSION INSULATOR STRING AND ASSOCIATED HARDWARE FITTINGSWITHOUT TURN BUCKLE SUITABLE FOR QUAD CONDUCTOR | EA | 45 |  | Included | 0 | 0 | 0
33 | 7000025906 | 320 | 765kV Insulator and Hardware | 1000055993 | 72169990 |  | 18 |  | 765KV SUSPENSION INSULATOR STRING AND ASSOCIATED HARDWARE FITTINGSWITH THROUGH CLAMP SUITABLE FOR QUAD CONDUCTOR | EA | 12 |  | Included | 0 | 0 | 0
34 | 7000025906 | 330 | Erection Hardware for 420kV I-Type S/Y | 1000011318 | 72169990 |  | 18 |  | Erection Hardware for 400kV I type layout-Bus Work (For one diameter)as per technical specification | SET | 3 |  | Included | 0 | 0 | 0
35 | 7000025906 | 340 | Erection Hardware for 420kV I-Type S/Y | 1000011327 | 72169990 |  | 18 |  | Erection Hardware for 400kV I type layout-Transformer bay as pertechnical specification | SET | 4 |  | Included | 0 | 0 | 0
36 | 7000025906 | 350 | Erection Hardware for 420kV I-Type S/Y | 1000011320 | 72169990 |  | 18 |  | Erection Hardware for 400kV I type layout-Any feeder Extn. on existinghalf dia. as per technical specification | SET | 1 |  | Included | 0 | 0 | 0
37 | 7000025906 | 360 | 420kV Insulator and Hardware | 1000055984 | 72169990 |  | 18 |  | 400KV TENSION INSULATOR STRING AND ASSOCIATED HARDWARE FITTINGSWITHOUT TURN BUCKLE SUITABLE FOR QUAD CONDUCTOR | EA | 60 |  | Included | 0 | 0 | 0
38 | 7000025906 | 370 | 420kV Insulator and Hardware | 1000055991 | 72169990 |  | 18 |  | 400KV TENSION INSULATOR STRING AND ASSOCIATED HARDWARE FITTINGSWITH TURN BUCKLE SUITABLE FOR QUAD CONDUCTOR | EA | 60 |  | Included | 0 | 0 | 0
39 | 7000025906 | 380 | 420kV Insulator and Hardware | 1000055986 | 72169990 |  | 18 |  | 400KV SUSPENSION INSULATOR STRING AND ASSOCIATED HARDWARE FITTINGSWITH DROP CLAMP SUITABLE FOR QUAD CONDUCTOR | EA | 9 |  | Included | 0 | 0 | 0
40 | 7000025906 | 390 | Erection Hardware for 220kV DMT Type S/Y | 1000011264 | 72169990 |  | 18 |  | Erection Hardware for 220kV layout (Double Main and TransferScheme)-Transformer Bay as per technical specification | SET | 2 |  | Included | 0 | 0 | 0
41 | 7000025906 | 400 | 220kV Insulator and Hardware | 1000055981 | 72169990 |  | 18 |  | 220KV TENSION INSULATOR STRING AND ASSOCIATED HARDWARE FITTINGS WITHTURN BUCKLE SUITABLE FOR QUAD CONDUCTOR | EA | 12 |  | Included | 0 | 0 | 0
42 | 7000025906 | 410 | 220kV Insulator and Hardware | 1000055980 | 72169990 |  | 18 |  | 220KV TENSION INSULATOR STRING AND ASSOCIATED HARDWARE FITTINGSWITHOUT TURN BUCKLE SUITABLE FOR TWIN CONDUCTOR | EA | 12 |  | Included | 0 | 0 | 0
43 | 7000025906 | 420 | 220kV Insulator and Hardware | 1000055975 | 72169990 |  | 18 |  | 220KV SUSPENSION INSULATOR STRING AND ASSOCIATED HARDWARE FITTINGSWITH DROP CLAMP SUITABLE FOR TWIN CONDUCTOR | EA | 6 |  | Included | 0 | 0 | 0
44 | 7000025906 | 430 | 220kV Insulator and Hardware | 1000055977 | 72169990 |  | 18 |  | 220KV SUSPENSION INSULATOR STRING AND ASSOCIATED HARDWARE FITTINGSWITH THROUGH CLAMP SUITABLE FOR TWIN CONDUCTOR | EA | 6 |  | Included | 0 | 0 | 0
45 | 7000025906 | 440 | Earthmat | 1000032055 | 72159090 |  | 18 |  | 40 MM MS ROD FOR MAIN EARTHMAT | KM | 15 |  | Included | 0 | 0 | 0
46 | 7000025906 | 450 | CSD | 1000009713 | 85389000 |  | 18 |  | Controlled Switching Device for 420 kV, 3-ph Circuit Breaker | EA | 6 |  | Included | 0 | 0 | 0
47 | 7000025906 | 460 | CSD | 1000009714 | 85364900 |  | 18 |  | Controlled Switching Device for 765 kV, 3-ph Circuit Breaker | EA | 6 |  | Included | 0 | 0 | 0
48 | 7000025906 | 470 | CRP for 765kV Bays with SAS | 1000005789 | 85371000 |  | 18 |  | 765kV Transformer Protection Panel (For both HV & MV side)-(withAutomation) | EA | 3 |  | Included | 0 | 0 | 0
49 | 7000025906 | 480 | CRP for 765kV Bays with SAS | 1000005074 | 85371000 |  | 18 |  | 765 kV Circuit Breaker Relay Panel With Auto Reclose (with Automation) | EA | 6 |  | Included | 0 | 0 | 0
50 | 7000025906 | 490 | CRP for 420kV Bays with SAS | 1000002165 | 85371000 |  | 18 |  | 400kV Circuit Breaker Relay Panel with Auto Reclose (with Automation) | EA | 8 |  | Included | 0 | 0 | 0
51 | 7000025906 | 500 | CRP for 420kV Bays with SAS | 1000004274 | 85371000 |  | 18 |  | 400kV Transformer Protection Panel (For both HV & MV side)-(withAutomation) | EA | 2 |  | Included | 0 | 0 | 0
52 | 7000025906 | 510 | CRP for 220kV Bays with SAS | 1000001170 | 85371000 |  | 18 |  | 220kV Circuit Breaker Relay Panel with Auto Reclose (with Automation) | EA | 2 |  | Included | 0 | 0 | 0
53 | 7000025906 | 520 | SAS-AUG | 1000001333 | 85371000 |  | 18 |  | Augmentation of Substation automation System for 220kV bay as perTechnical Specification | EA | 2 |  | Included | 0 | 0 | 0
54 | 7000025906 | 530 | SAS-AUG | 1000003411 | 85371000 |  | 18 |  | Augmentation of Substation automation System for 400kV Tie bay as perTechnical Specification | EA | 3 |  | Included | 0 | 0 | 0
55 | 7000025906 | 540 | SAS-AUG | 1000003409 | 85371000 |  | 18 |  | Augmentation of Substation automation System for 400kV Main bay as perTechnical Specification | EA | 5 |  | Included | 0 | 0 | 0
56 | 7000025906 | 550 | SAS-AUG | 1000005537 | 85371000 |  | 18 |  | Augmentation of Substation automation System for 765kV Tie bay as perTechnical Specification | EA | 3 |  | Included | 0 | 0 | 0
57 | 7000025906 | 560 | SAS-AUG | 1000005535 | 85371000 |  | 18 |  | Augmentation of Substation automation system for 765kV Main bay as perTechnical Specification | EA | 3 |  | Included | 0 | 0 | 0
58 | 7000025906 | 570 | VMS | 1000030433 | 85287390 |  | 18 |  | COLOR IP CAMERA, WITH PAN, TILT AND ZOOM FACILITIES, ALONGWITH ALLREQUIRED ITEMS, ACCESSORIES, LINE INTERFACE UNITS, FIBER PATCH CORDS,POWER SUPPLY UNITS, JUNCTION BOXES, CABLES, FIBER OPTIC CABLES, ETC.,AND INCLUDING INTEGRATION IN EXISTING HARDWARE AND SOFTWARE FORAUGMENTATION OF VISUAL MONITORING SYSTEM AS PER TECHNICALSPECIFICATION. | SET | 1 |  | Included | 0 | 0 | 0
59 | 7000025906 | 580 | POWER & CONTROL CABLE | 1000031951 | 85446090 |  | 18 |  | 1.1KV GRADE 3.5CX300 SQMM (XLPE) POWER CABLE | KM | 2 |  | Included | 0 | 0 | 0
60 | 7000025906 | 590 | POWER & CONTROL CABLE | 1000031957 | 85446020 |  | 18 |  | 1.1KV GRADE 3.5CX70 SQMM (PVC) POWER CABLE | KM | 4 |  | Included | 0 | 0 | 0
61 | 7000025906 | 600 | POWER & CONTROL CABLE | 1000031953 | 85446020 |  | 18 |  | 1.1KV GRADE 3.5CX35 SQMM (PVC) POWER CABLE | KM | 2 |  | Included | 0 | 0 | 0
62 | 7000025906 | 610 | POWER & CONTROL CABLE | 1000031976 | 85446020 |  | 18 |  | 1.1KV GRADE 4CX16 SQMM (PVC) POWER CABLE | KM | 2 |  | Included | 0 | 0 | 0
63 | 7000025906 | 620 | POWER & CONTROL CABLE | 1000031985 | 85446020 |  | 18 |  | 1.1KV GRADE 4CX6 SQMM (PVC) POWER CABLE | KM | 12 |  | Included | 0 | 0 | 0
64 | 7000025906 | 630 | POWER & CONTROL CABLE | 1000031943 | 85446020 |  | 18 |  | 1.1KV GRADE 2CX6 SQMM (PVC) POWER CABLE | KM | 10 |  | Included | 0 | 0 | 0
65 | 7000025906 | 640 | POWER & CONTROL CABLE | 1000031964 | 85446020 |  | 18 |  | 1.1KV GRADE 3CX2.5 SQMM CONTROL CABLE | KM | 25 |  | Included | 0 | 0 | 0
66 | 7000025906 | 650 | POWER & CONTROL CABLE | 1000031987 | 85446020 |  | 18 |  | 1.1KV GRADE 5CX2.5 SQMM CONTROL CABLE | KM | 46 |  | Included | 0 | 0 | 0
67 | 7000025906 | 660 | POWER & CONTROL CABLE | 1000031887 | 85446020 |  | 18 |  | 1.1KV GRADE 10CX2.5 SQMM CONTROL CABLE | KM | 14 |  | Included | 0 | 0 | 0
68 | 7000025906 | 670 | POWER & CONTROL CABLE | 1000056264 | 85446020 |  | 18 |  | 1.1KV GRADE 19CX1.5 SQMM CONTROL CABLE | KM | 20 |  | Included | 0 | 0 | 0
69 | 7000025906 | 680 | POWER & CONTROL CABLE | 1000056265 | 85446020 |  | 18 |  | 1.1KV GRADE 27CX1.5 SQMM CONTROL CABLE | KM | 13 |  | Included | 0 | 0 | 0
70 | 7000025906 | 690 | POWER & CONTROL CABLE | 1000032050 | 85446020 |  | 18 |  | 4PAIR, 0.5SQMM SCREENED CABLE | KM | 6 |  | Included | 0 | 0 | 0
71 | 7000025906 | 700 | AIR CONDITIONING & VENTILATION SYSTEM | 1000006285 | 84151090 |  | 28 |  | Air conditioning system for Switchyard Panel Room of 9m length | SET | 3 |  | Included | 0 | 0 | 0
72 | 7000025906 | 710 | AIR CONDITIONING & VENTILATION SYSTEM | 1000006284 | 84151090 |  | 28 |  | Air conditioning system for Switchyard Panel Room of 6m length | SET | 3 |  | Included | 0 | 0 | 0
73 | 7000025906 | 750 | FIRE FIGHTING SYSTEM | 1000055460 | 84248990 |  | 18 |  | HVW SPRAY SYSTEM, HYDRANT SYSTEM AND COMPLETE U/G & O/G PIPING ANDACCESSORIES ETC. OUT SIDE THE PUMP HOUSE FOR 765 KV, 1-PHASEAUTOTRANSFORMER | SET | 9 |  | Included | 0 | 0 | 0
74 | 7000025906 | 760 | FIRE FIGHTING SYSTEM | 1000055456 | 84248990 |  | 18 |  | HVW SPRAY SYSTEM, HYDRANT SYSTEM AND COMPLETE U/G & O/G PIPING ANDACCESSORIES ETC. OUT SIDE THE PUMP HOUSE FOR 400KV, 3-PHASEAUTOTRANSFORMER | SET | 2 |  | Included | 0 | 0 | 0
75 | 7000025906 | 720 | FIRE FIGHTING SYSTEM | 1000012019 | 85311020 |  | 18 |  | Fire Detection and Alarm System for Switchyard Panel Room of 9 mlength | SET | 3 |  | Included | 0 | 0 | 0
76 | 7000025906 | 730 | FIRE FIGHTING SYSTEM | 1000012018 | 85311020 |  | 18 |  | Fire Detection and Alarm System for Switchyard Panel Room of 6 mlength | SET | 3 |  | Included | 0 | 0 | 0
77 | 7000025906 | 740 | FIRE FIGHTING SYSTEM | 1000012022 | 84241000 |  | 18 |  | 4.5 kg CO2 type Portable Fire extinguisher | EA | 6 |  | Included | 0 | 0 | 0
78 | 7000025906 | 770 | ILLUMINATION SYSTEM | 1000014547 | 85371000 |  | 18 |  | Lighting Panel type ACP-2 as per technical specification | EA | 4 |  | Included | 0 | 0 | 0
79 | 7000025906 | 780 | ILLUMINATION SYSTEM | 1000001894 | 94059900 |  | 18 |  | Outdoor Power Receptacle for oilfiltration unit (250A) | EA | 3 |  | Included | 0 | 0 | 0
80 | 7000025906 | 790 | ILLUMINATION SYSTEM | 1000038387 | 94051090 |  | 18 |  | LED FLOOD LIGHT LUMINARIESTYPE FL-1 (150W) AS PER TECHNICALSPECIFICATION | EA | 25 |  | Included | 0 | 0 | 0
81 | 7000025906 | 800 | ILLUMINATION SYSTEM | 1000038325 | 94059900 |  | 18 |  | LIGHTING FIXTURE LED LUMINAIRES TYPE FL2 AS PER TECH. SPECIFICATIONS | EA | 25 |  | Included | 0 | 0 | 0
82 | 7000025906 | 810 | ILLUMINATION SYSTEM | 1000013795 | 94059900 |  | 18 |  | Illumination System for switchyard panel room of 6 m length | LS | 3 |  | Included | 0 | 0 | 0
83 | 7000025906 | 820 | ILLUMINATION SYSTEM | 1000013796 | 94059900 |  | 18 |  | Illumination System for switchyard panel room of 9 m length | LS | 3 |  | Included | 0 | 0 | 0
84 | 7000025906 | 830 | Mandatory Spare LOT | 1000054979 | 85352919 |  | 18 |  | SPARE-800KV BUS POST INSULATOR | LOT | 1 |  | Included | 0 | 0 | 0
85 | 7000025906 | 840 | Mandatory Spare LOT | 1000025930 | 85354010 |  | 18 |  | Spare-216kV Surge Arrester | SET | 1 |  | Included | 0 | 0 | 0
86 | 7000025906 | 850 | Mandatory Spare LOT | 1000019925 | 84819090 |  | 18 |  | Spares for Fire Protection System | LS | 1 |  | Included | 0 | 0 | 0
87 | 7000025906 | 860 | Mandatory Spare LOT | 1000027625 | 85352919 |  | 18 |  | Spare-765KV Circuit Breaker | LOT | 1 |  | Included | 0 | 0 | 0
88 | 7000025906 | 870 | Mandatory Spare LOT | 1000028091 | 85353090 |  | 18 |  | Spare-765kV VKDB Isolator | LOT | 1 |  | Included | 0 | 0 | 0
89 | 7000025906 | 880 | Mandatory Spare LOT | 1000054976 | 85352919 |  | 18 |  | SPARE-765KV CURRENT TRANSFORMER | LOT | 1 |  | Included | 0 | 0 | 0
90 | 7000025906 | 890 | Mandatory Spare LOT | 1000028372 | 85354010 |  | 18 |  | SPARES FOR 624KV SURGE ARRESTER | LS | 1 |  | Included | 0 | 0 | 0
91 | 7000025906 | 900 | Mandatory Spare LOT | 1000019918 | 85359090 |  | 18 |  | Spares for 420kV Circuit Breaker | LS | 1 |  | Included | 0 | 0 | 0
92 | 7000025906 | 910 | Mandatory Spare LOT | 1000019919 | 85353090 |  | 18 |  | Spares for 420kV Double break Isolator | LS | 1 |  | Included | 0 | 0 | 0
93 | 7000025906 | 920 | Mandatory Spare LOT | 1000024186 | 85354010 |  | 18 |  | SPARES FOR 336KV SURGE ARRESTER | LS | 1 |  | Included | 0 | 0 | 0
94 | 7000025906 | 930 | Mandatory Spare LOT | 1000025940 | 85462040 |  | 18 |  | Spare-420kV BPI | SET | 1 |  | Included | 0 | 0 | 0
95 | 7000025906 | 940 | Mandatory Spare LOT | 1000025941 | 85389000 |  | 18 |  | Spare-420kV CT 1 | SET | 1 |  | Included | 0 | 0 | 0
96 | 7000025906 | 950 | Mandatory Spare LOT | 1000025935 | 85389000 |  | 18 |  | Spare-245kV Circuit Breaker | SET | 1 |  | Included | 0 | 0 | 0
97 | 7000025906 | 960 | Mandatory Spare LOT | 1000025936 | 85353090 |  | 18 |  | Spare-245kV Isolator | SET | 1 |  | Included | 0 | 0 | 0
98 | 7000025906 | 970 | Mandatory Spare LOT | 1000025933 | 85389000 |  | 18 |  | Spare-245kV CT | SET | 1 |  | Included | 0 | 0 | 0
99 | 7000025906 | 980 | Mandatory Spare LOT | 1000025932 | 85462040 |  | 18 |  | Spare-245kV BPI | SET | 1 |  | Included | 0 | 0 | 0
100 | 7000025906 | 990 | Mandatory Spare LOT | 1000019912 | 85371000 |  | 18 |  | Relay & protection Panels (with automation) | LS | 1 |  | Included | 0 | 0 | 0
101 | 7000025906 | 1000 | Mandatory Spare LOT | 1000019927 | 85389000 |  | 18 |  | Spares-Substation Automation System | LS | 1 |  | Included | 0 | 0 | 0
102 | 7000025906 | 1010 | Mandatory Spare LOT | 1000053851 | 76169990 |  | 18 |  | SPARES FOR CLAMPS & CONNECTORS | LOT | 1 |  | Included | 0 | 0 | 0
103 | 7000025906 | 1260 | Tower and gantry Structure | 1000015954 | 73082011 |  | 18 |  | Fabrication, galvanising and supply of Lattice Structures (MS Steel),to be designed during detailed engineering, for towers, beams andequipment support structure including pack plates / packwashers andgusset plates excluding fasteners and foundation bolts | MT | 810 |  | Included | 0 | 0 | 0
104 | 7000025906 | 1270 | Tower and gantry Structure | 1000015953 | 73082011 |  | 18 |  | Fabrication, galvanising and supply of Lattice Structures (HT Steel),to be designed during detailed engineering, for towers, beams andequipment support structure including pack plates / packwashers andgusset plates excluding fasteners and foundation bolts | MT | 430 |  | Included | 0 | 0 | 0
105 | 7000025906 | 1280 | Tower and gantry Structure | 1000011713 | 73082011 |  | 18 |  | Fabrication, galvanising and supply of fasteners ( nuts, bolts andwashers ) including step bolts for lattice and pipe structures to bedesigned during detailed engineering | MT | 59 |  | Included | 0 | 0 | 0
106 | 7000025906 | 1290 | Tower and gantry Structure | 1000012373 | 73082011 |  | 18 |  | Fabrication, galvanising and supply of foundation bolts including nuts,checknut and washers for lattice and pipe structures to be designedduring detailed engineering | MT | 79 |  | Included | 0 | 0 | 0
III | Fatehgarh-3 Extn._Bays For RE Gen | [13 empty] | Revaluation of J column | Tax Calculation
1 | 7000025896 | 10 | 420kV, 63kA AIS EQUIPMENT | 1000004501 | 85352913 |  | 18 |  | 420kV, 3150A, 63kA Circuit Breaker (3-Phase) without closing resistorand with Support Structure | EA | 6 |  | Included | 0 | 0 | 0
2 | 7000025896 | 20 | 420kV, 63kA AIS EQUIPMENT | 1000004463 | 85359090 |  | 18 |  | 420 kV, 3000A, 63KA, 1-Phase CurrentTransformer with 120% extended currentrating | EA | 18 |  | Included | 0 | 0 | 0
3 | 7000025896 | 30 | 420kV, 63kA AIS EQUIPMENT | 1000004535 | 85359090 |  | 18 |  | 420 kV, 4400 pF Capacitive Voltage Transformer (1-Phase) | EA | 15 |  | Included | 0 | 0 | 0
4 | 7000025896 | 40 | 420kV, 63kA AIS EQUIPMENT | 1000004498 | 85353090 |  | 18 |  | 420kV, 3150A, 63KA, Isolator (3-phase)(Double Break) with one E/S | EA | 15 |  | Included | 0 | 0 | 0
5 | 7000025896 | 50 | 420kV, 63kA AIS EQUIPMENT | 1000020419 | 85354010 |  | 18 |  | 336kV Surge Arrester (1-phase) | EA | 9 |  | Included | 0 | 0 | 0
6 | 7000025896 | 60 | 420kV, 63kA AIS EQUIPMENT | 1000004400 | 85462040 |  | 18 |  | 420 kV ,1 phase Bus Post Insulators for Line Traps | EA | 18 |  | Included | 0 | 0 | 0
7 | 7000025896 | 70 | 420kV, 63kA AIS EQUIPMENT | 1000004401 | 85462040 |  | 18 |  | 420 kV, 1 phase Bus Post Insulator (except for Line Traps) | EA | 9 |  | Included | 0 | 0 | 0
8 | 7000025896 | 80 | 245kV, 50kA AIS EQUIPMENT | 1000001694 | 85462040 |  | 18 |  | 245 kV ,1 phase Bus Post Insulators for Line Traps | EA | 36 |  | Included | 0 | 0 | 0
9 | 7000025896 | 90 | 245kV, 50kA AIS EQUIPMENT | 1000001695 | 85462040 |  | 18 |  | 245 kV, 1 phase Bus Post Insulator (except for Line Traps) | EA | 92 |  | Included | 0 | 0 | 0
10 | 7000025896 | 100 | 245kV, 50kA AIS EQUIPMENT | 1000020417 | 85354010 |  | 18 |  | 216kV Surge Arrester (1-phase) | EA | 18 |  | Included | 0 | 0 | 0
11 | 7000025896 | 110 | 245kV, 50kA AIS EQUIPMENT | 1000051760 | 85353090 |  | 18 |  | 245KV, 3150A, 50KA, 3-PHASE DOUBLE BREAK ISOLATOR WITH TWO E/S | EA | 4 |  | Included | 0 | 0 | 0
12 | 7000025896 | 120 | 245kV, 50kA AIS EQUIPMENT | 1000051850 | 85353090 |  | 18 |  | 245KV, 3150A, 50KA, 3-PHASE DOUBLE BREAK ISOLATOR WITH ONE E/S | EA | 8 |  | Included | 0 | 0 | 0
13 | 7000025896 | 130 | 245kV, 50kA AIS EQUIPMENT | 1000032777 | 85353090 |  | 18 |  | 245KV, 1600 A, 50KA, 3-PHASE, DOUBLE BREAK TANDEM ISOLATOR WITHOUT E/S | EA | 14 |  | Included | 0 | 0 | 0
14 | 7000025896 | 140 | 245kV, 50kA AIS EQUIPMENT | 1000001689 | 85353090 |  | 18 |  | 245kV, 1600A, 50 KA, 3-phase DoubleBreak Isolator with two E/S | EA | 8 |  | Included | 0 | 0 | 0
15 | 7000025896 | 150 | 245kV, 50kA AIS EQUIPMENT | 1000001688 | 85353090 |  | 18 |  | 245kV, 1600A, 50 KA, 3-phase DoubleBreak Isolator with one E/S | EA | 8 |  | Included | 0 | 0 | 0
16 | 7000025896 | 160 | 245kV, 50kA AIS EQUIPMENT | 1000001772 | 85359090 |  | 18 |  | 245 kV, 4400pf Capacitive Voltage Transformer (1- Phase) | EA | 30 |  | Included | 0 | 0 | 0
17 | 7000025896 | 170 | 245kV, 50kA AIS EQUIPMENT | 1000001739 | 85359090 |  | 18 |  | 245 kV, 2500A, 50KA, 1-Phase CurrentTransformer with 120% extended currentrating | EA | 18 |  | Included | 0 | 0 | 0
18 | 7000025896 | 180 | 245kV, 50kA AIS EQUIPMENT | 1000001684 | 85359090 |  | 18 |  | 245 kV, 1600A, 50KA, 1-Phase CurrentTransformer with 120% extended currentrating | EA | 24 |  | Included | 0 | 0 | 0
19 | 7000025896 | 190 | 245kV, 50kA AIS EQUIPMENT | 1000028442 | 85352912 |  | 18 |  | 245kV, 3150A, 50KA Circuit Breaker(3-Phase) with support structure | EA | 6 |  | Included | 0 | 0 | 0
20 | 7000025896 | 200 | 245kV, 50kA AIS EQUIPMENT | 1000001683 | 85352912 |  | 18 |  | 245kV, 1600A, 50KA Circuit Breaker(3-Phase) with support structure | EA | 8 |  | Included | 0 | 0 | 0
21 | 7000025896 | 210 | Erection Hardware for 420kV I-Type S/Y | 1000029277 | 72169990 |  | 18 |  | Erection H/W-420kV I-type Jack Bus for future Scope (No. of Diameters) | SET | 1 |  | Included | 0 | 0 | 0
22 | 7000025896 | 220 | Erection Hardware for 420kV I-Type S/Y | 1000049683 | 72169990 |  | 18 |  | ERECTION HARDWARE FOR 400KV LAYOUT (ONE AND HALF BREAKER SCHEME)-BUSSECTION BAY AS PER TECHNICAL SPECIFICATION | SET | 2 |  | Included | 0 | 0 | 0
23 | 7000025896 | 230 | Erection Hardware for 420kV I-Type S/Y | 1000011322 | 72169990 |  | 18 |  | Erection Hardware for 400kV I type layout-Line bay as per technicalspecification | SET | 1 |  | Included | 0 | 0 | 0
24 | 7000025896 | 240 | Erection Hardware for 420kV I-Type S/Y | 1000011320 | 72169990 |  | 18 |  | Erection Hardware for 400kV I type layout-Any feeder Extn. on existinghalf dia. as per technical specification | SET | 2 |  | Included | 0 | 0 | 0
25 | 7000025896 | 250 | Erection Hardware for 420kV I-Type S/Y | 1000011326 | 72169990 |  | 18 |  | Erection Hardware for 400kV I type layout-Spare bay of half dia as pertechnical specification | SET | 1 |  | Included | 0 | 0 | 0
26 | 7000025896 | 260 | 420kV Insulator and Hardware | 1000055984 | 72169990 |  | 18 |  | 400KV TENSION INSULATOR STRING AND ASSOCIATED HARDWARE FITTINGSWITHOUT TURN BUCKLE SUITABLE FOR QUAD CONDUCTOR | EA | 24 |  | Included | 0 | 0 | 0
27 | 7000025896 | 270 | 420kV Insulator and Hardware | 1000055991 | 72169990 |  | 18 |  | 400KV TENSION INSULATOR STRING AND ASSOCIATED HARDWARE FITTINGSWITH TURN BUCKLE SUITABLE FOR QUAD CONDUCTOR | EA | 15 |  | Included | 0 | 0 | 0
28 | 7000025896 | 280 | 420kV Insulator and Hardware | 1000055986 | 72169990 |  | 18 |  | 400KV SUSPENSION INSULATOR STRING AND ASSOCIATED HARDWARE FITTINGSWITH DROP CLAMP SUITABLE FOR QUAD CONDUCTOR | EA | 15 |  | Included | 0 | 0 | 0
29 | 7000025896 | 290 | 420kV Insulator and Hardware | 1000055988 | 72169990 |  | 18 |  | 400KV SUSPENSION INSULATOR STRING AND ASSOCIATED HARDWARE FITTINGSWITH THROUGH CLAMP SUITABLE FOR QUAD CONDUCTOR | EA | 9 |  | Included | 0 | 0 | 0
30 | 7000025896 | 300 | Erection Hardware for 220kV DMT Type S/Y | 1000011255 | 72169990 |  | 18 |  | Erection Hardware for 220kV layout (Double Main and TransferScheme)-Bus work (one Bay) as per technical specification | SET | 16 |  | Included | 0 | 0 | 0
31 | 7000025896 | 310 | Erection Hardware for 220kV DMT Type S/Y | 1000011261 | 72169990 |  | 18 |  | Erection Hardware for 220kV layout (Double Main and TransferScheme)-Line Bay as per technical specification | SET | 6 |  | Included | 0 | 0 | 0
32 | 7000025896 | 320 | Erection Hardware for 220kV DMT Type S/Y | 1000011253 | 72169990 |  | 18 |  | Erection Hardware for 220kV layout (Double Main and TransferScheme)-Bus Coupler Bay as per technical specification | SET | 2 |  | Included | 0 | 0 | 0
33 | 7000025896 | 330 | Erection Hardware for 220kV DMT Type S/Y | 1000011265 | 72169990 |  | 18 |  | Erection Hardware for 220kV layout (Double Main and TransferScheme)-Transfer Bus Coupler Bay as per technical specification | SET | 2 |  | Included | 0 | 0 | 0
34 | 7000025896 | 340 | Erection Hardware for 220kV DMT Type S/Y | 1000011254 | 72169990 |  | 18 |  | Erection Hardware for 220kV layout (Double Main and TransferScheme)-Bus section Bay as per technical specification | SET | 4 |  | Included | 0 | 0 | 0
35 | 7000025896 | 350 | Erection Hardware for 220kV DMT Type S/Y | 1000033098 | 72169990 |  | 18 |  | ERECTION HARDWARE FOR 220KV LAYOUT (DOUBLE MAIN SCHEME)-BUS WORK(THREE BAY) AS PER TECHNICAL SPECIFICATION | SET | 1 |  | Included | 0 | 0 | 0
36 | 7000025896 | 360 | 220kV Insulator and Hardware | 1000055983 | 72169990 |  | 18 |  | 220KV TENSION INSULATOR STRING AND ASSOCIATED HARDWARE FITTINGS WITHTURN BUCKLE SUITABLE FOR TWIN CONDUCTOR | EA | 54 |  | Included | 0 | 0 | 0
37 | 7000025896 | 370 | 220kV Insulator and Hardware | 1000055981 | 72169990 |  | 18 |  | 220KV TENSION INSULATOR STRING AND ASSOCIATED HARDWARE FITTINGS WITHTURN BUCKLE SUITABLE FOR QUAD CONDUCTOR | EA | 45 |  | Included | 0 | 0 | 0
38 | 7000025896 | 380 | 220kV Insulator and Hardware | 1000055980 | 72169990 |  | 18 |  | 220KV TENSION INSULATOR STRING AND ASSOCIATED HARDWARE FITTINGSWITHOUT TURN BUCKLE SUITABLE FOR TWIN CONDUCTOR | EA | 36 |  | Included | 0 | 0 | 0
39 | 7000025896 | 390 | 220kV Insulator and Hardware | 1000055978 | 72169990 |  | 18 |  | 220KV TENSION INSULATOR STRING AND ASSOCIATED HARDWARE FITTINGSWITHOUT TURN BUCKLE SUITABLE FOR QUAD CONDUCTOR | EA | 45 |  | Included | 0 | 0 | 0
40 | 7000025896 | 400 | 220kV Insulator and Hardware | 1000055977 | 72169990 |  | 18 |  | 220KV SUSPENSION INSULATOR STRING AND ASSOCIATED HARDWARE FITTINGSWITH THROUGH CLAMP SUITABLE FOR TWIN CONDUCTOR | EA | 12 |  | Included | 0 | 0 | 0
41 | 7000025896 | 410 | 220kV Insulator and Hardware | 1000055975 | 72169990 |  | 18 |  | 220KV SUSPENSION INSULATOR STRING AND ASSOCIATED HARDWARE FITTINGSWITH DROP CLAMP SUITABLE FOR TWIN CONDUCTOR | EA | 18 |  | Included | 0 | 0 | 0
42 | 7000025896 | 420 | Earthmat | 1000032055 | 72159090 |  | 18 |  | 40 MM MS ROD FOR MAIN EARTHMAT | KM | 7 |  | Included | 0 | 0 | 0
43 | 7000025896 | 430 | CRP for 420kV Bays with SAS | 1000002165 | 85371000 |  | 18 |  | 400kV Circuit Breaker Relay Panel with Auto Reclose (with Automation) | EA | 6 |  | Included | 0 | 0 | 0
44 | 7000025896 | 440 | CRP for 420kV Bays with SAS | 1000003398 | 85371000 |  | 18 |  | 400kV Line Protection Panel (with Automation) | EA | 3 |  | Included | 0 | 0 | 0
45 | 7000025896 | 450 | CRP for 220kV Bays with SAS | 1000001166 | 85371000 |  | 18 |  | 220kV Bus Bar Protection Panel (Single)-(with Automation) | SET | 2 |  | Included | 0 | 0 | 0
46 | 7000025896 | 460 | CRP for 220kV Bays with SAS | 1000001330 | 85371000 |  | 18 |  | 220kV Line Protection Panel (with Automation) | EA | 6 |  | Included | 0 | 0 | 0
47 | 7000025896 | 470 | CRP for 220kV Bays with SAS | 1000001170 | 85371000 |  | 18 |  | 220kV Circuit Breaker Relay Panel with Auto Reclose (with Automation) | EA | 14 |  | Included | 0 | 0 | 0
48 | 7000025896 | 480 | SAS-AUG | 1000001333 | 85371000 |  | 18 |  | Augmentation of Substation automation System for 220kV bay as perTechnical Specification | EA | 14 |  | Included | 0 | 0 | 0
49 | 7000025896 | 490 | SAS-AUG | 1000003409 | 85371000 |  | 18 |  | Augmentation of Substation automation System for 400kV Main bay as perTechnical Specification | EA | 5 |  | Included | 0 | 0 | 0
50 | 7000025896 | 500 | SAS-AUG | 1000003411 | 85371000 |  | 18 |  | Augmentation of Substation automation System for 400kV Tie bay as perTechnical Specification | EA | 1 |  | Included | 0 | 0 | 0
51 | 7000025896 | 510 | VMS | 1000030433 | 85287390 |  | 18 |  | COLOR IP CAMERA, WITH PAN, TILT AND ZOOM FACILITIES, ALONGWITH ALLREQUIRED ITEMS, ACCESSORIES, LINE INTERFACE UNITS, FIBER PATCH CORDS,POWER SUPPLY UNITS, JUNCTION BOXES, CABLES, FIBER OPTIC CABLES, ETC.,AND INCLUDING INTEGRATION IN EXISTING HARDWARE AND SOFTWARE FORAUGMENTATION OF VISUAL MONITORING SYSTEM AS PER TECHNICALSPECIFICATION. | SET | 1 |  | Included | 0 | 0 | 0
52 | 7000025896 | 520 | PLCC Equipment | 1000001568 | 85176210 |  | 18 |  | 220kV,1600A,0.5mH ,50kA Line Trap | EA | 12 |  | Included | 0 | 0 | 0
53 | 7000025896 | 530 | PLCC Equipment | 1000004290 | 85176210 |  | 18 |  | 400kV,3150A,0.5mH ,63kA Line Trap | EA | 6 |  | Included | 0 | 0 | 0
54 | 7000025896 | 540 | POWER & CONTROL CABLE | 1000032050 | 85446020 |  | 18 |  | 4PAIR, 0.5SQMM SCREENED CABLE | KM | 1 |  | Included | 0 | 0 | 0
55 | 7000025896 | 550 | POWER & CONTROL CABLE | 1000056265 | 85446020 |  | 18 |  | 1.1KV GRADE 27CX1.5 SQMM CONTROL CABLE | KM | 2 |  | Included | 0 | 0 | 0
56 | 7000025896 | 560 | POWER & CONTROL CABLE | 1000056264 | 85446020 |  | 18 |  | 1.1KV GRADE 19CX1.5 SQMM CONTROL CABLE | KM | 7 |  | Included | 0 | 0 | 0
57 | 7000025896 | 1250 | POWER & CONTROL CABLE | 1000031887 | 85446020 |  | 18 |  | 1.1KV GRADE 10CX2.5 SQMM CONTROL CABLE | KM | 9 |  | Included | 0 | 0 | 0
58 | 7000025896 | 570 | POWER & CONTROL CABLE | 1000031987 | 85446020 |  | 18 |  | 1.1KV GRADE 5CX2.5 SQMM CONTROL CABLE | KM | 13 |  | Included | 0 | 0 | 0
59 | 7000025896 | 580 | POWER & CONTROL CABLE | 1000031964 | 85446020 |  | 18 |  | 1.1KV GRADE 3CX2.5 SQMM CONTROL CABLE | KM | 13 |  | Included | 0 | 0 | 0
60 | 7000025896 | 590 | POWER & CONTROL CABLE | 1000031943 | 85446020 |  | 18 |  | 1.1KV GRADE 2CX6 SQMM (PVC) POWER CABLE | KM | 5 |  | Included | 0 | 0 | 0
61 | 7000025896 | 600 | POWER & CONTROL CABLE | 1000031985 | 85446020 |  | 18 |  | 1.1KV GRADE 4CX6 SQMM (PVC) POWER CABLE | KM | 6 |  | Included | 0 | 0 | 0
62 | 7000025896 | 610 | POWER & CONTROL CABLE | 1000031976 | 85446020 |  | 18 |  | 1.1KV GRADE 4CX16 SQMM (PVC) POWER CABLE | KM | 3 |  | Included | 0 | 0 | 0
63 | 7000025896 | 620 | POWER & CONTROL CABLE | 1000031953 | 85446020 |  | 18 |  | 1.1KV GRADE 3.5CX35 SQMM (PVC) POWER CABLE | KM | 3 |  | Included | 0 | 0 | 0
64 | 7000025896 | 630 | POWER & CONTROL CABLE | 1000031957 | 85446020 |  | 18 |  | 1.1KV GRADE 3.5CX70 SQMM (PVC) POWER CABLE | KM | 5 |  | Included | 0 | 0 | 0
65 | 7000025896 | 760 | AIR CONDITIONING & VENTILATION SYSTEM | 1000006284 | 84151090 |  | 28 |  | Air conditioning system for Switchyard Panel Room of 6m length | SET | 7 |  | Included | 0 | 0 | 0
66 | 7000025896 | 640 | FIRE FIGHTING SYSTEM | 1000012018 | 85311020 |  | 18 |  | Fire Detection and Alarm System for Switchyard Panel Room of 6 mlength | SET | 7 |  | Included | 0 | 0 | 0
67 | 7000025896 | 650 | FIRE FIGHTING SYSTEM | 1000012022 | 84241000 |  | 18 |  | 4.5 kg CO2 type Portable Fire extinguisher | EA | 7 |  | Included | 0 | 0 | 0
68 | 7000025896 | 660 | ILLUMINATION SYSTEM | 1000013795 | 94059900 |  | 18 |  | Illumination System for switchyard panel room of 6 m length | LS | 7 |  | Included | 0 | 0 | 0
69 | 7000025896 | 670 | ILLUMINATION SYSTEM | 1000038325 | 94059900 |  | 18 |  | LIGHTING FIXTURE LED LUMINAIRES TYPE FL2 AS PER TECH. SPECIFICATIONS | EA | 30 |  | Included | 0 | 0 | 0
70 | 7000025896 | 680 | ILLUMINATION SYSTEM | 1000038387 | 94051090 |  | 18 |  | LED FLOOD LIGHT LUMINARIESTYPE FL-1 (150W) AS PER TECHNICALSPECIFICATION | EA | 30 |  | Included | 0 | 0 | 0
71 | 7000025896 | 690 | ILLUMINATION SYSTEM | 1000014547 | 85371000 |  | 18 |  | Lighting Panel type ACP-2 as per technical specification | EA | 4 |  | Included | 0 | 0 | 0
72 | 7000025896 | 700 | Mandatory Spare LOT | 1000019912 | 85371000 |  | 18 |  | Relay & protection Panels (with automation) | LS | 1 |  | Included | 0 | 0 | 0
73 | 7000025896 | 710 | Mandatory Spare LOT | 1000025934 | 85359090 |  | 18 |  | Spare-245kV CVT | SET | 1 |  | Included | 0 | 0 | 0
74 | 7000025896 | 720 | Mandatory Spare LOT | 1000025933 | 85389000 |  | 18 |  | Spare-245kV CT | SET | 1 |  | Included | 0 | 0 | 0
75 | 7000025896 | 730 | Mandatory Spare LOT | 1000025936 | 85353090 |  | 18 |  | Spare-245kV Isolator | SET | 1 |  | Included | 0 | 0 | 0
76 | 7000025896 | 740 | Mandatory Spare LOT | 1000025935 | 85389000 |  | 18 |  | Spare-245kV Circuit Breaker | SET | 1 |  | Included | 0 | 0 | 0
77 | 7000025896 | 750 | Mandatory Spare LOT | 1000025943 | 85359090 |  | 18 |  | Spare-420kV CVT 1 | SET | 1 |  | Included | 0 | 0 | 0
78 | 7000025896 | 930 | Tele eqpt at Fatehgarh-3 | 1000031367 | 85176260 |  | 18 |  | SDH EQUIPMENT (STM-16 MADM UPTO 5 MSP PROTECTED DIRECTIONS)-BASEEQUIPMENT (COMMON CARDS, CROSS CONNECT/CONTROL CARDS, OPTICAL BASECARDS, POWER SUPPLY CARDS, POWER CABLING, OTHER HARDWARE ANDACCESSORIES INCLUDING SUB RACKS, PATCH CORD, DDF ETC FULLY EQUIPEDEXCLUDING OPTICAL INTERFACE & TRIBUTARY CARDS | EA | 3 |  | Included | 0 | 0 | 0
79 | 7000025896 | 940 | Tele eqpt at Fatehgarh-3 | 1000018706 | 85176990 |  | 18 |  | S16.1 SFP | EA | 12 |  | Included | 0 | 0 | 0
80 | 7000025896 | 950 | Tele eqpt at Fatehgarh-3 | 1000031374 | 85176290 |  | 18 |  | TRIBUTARY INTERFACE- E1 INTERFACE (MINIMUM 16 NOS.) | SET | 6 |  | Included | 0 | 0 | 0
81 | 7000025896 | 960 | Tele eqpt at Fatehgarh-3 | 1000034950 | 85176990 |  | 18 |  | ETHERNET INTERFACE 10/100 BASE T WITH LAYER-2 SWITCHING (MIN 8INTERFACES PER CARD) | EA | 6 |  | Included | 0 | 0 | 0
82 | 7000025896 | 970 | Tele eqpt at Fatehgarh-3 | 1000031381 | 85176290 |  | 18 |  | TRIBUTARY INTERFACE-GIGABIT ETHERNET INTERFACES 10/100 MBPS WITH LAYER-2 SWITCHING (MINIMUM 2 NOS.) | SET | 3 |  | Included | 0 | 0 | 0
83 | 7000025896 | 980 | Tele eqpt at Fatehgarh-3 | 1000026228 | 85176290 |  | 18 |  | Equipment Cabinets For SDH | EA | 3 |  | Included | 0 | 0 | 0
84 | 7000025896 | 1030 | Tele eqpt at Fatehgarh-3 | 1000037545 | 85447090 |  | 18 |  | 24F (DWSM) APPROACH FIBRE OPTIC CABLE | KM | 2 |  | Included | 0 | 0 | 0
85 | 7000025896 | 1000 | Tele eqpt at Fatehgarh-3 | 1000066614 | 73069011 |  | 18 |  | GI PIPE INSTALLATION HARDWARE FOR APPROACH CABLING | KM | 2 |  | Included | 0 | 0 | 0
86 | 7000025896 | 1010 | Tele eqpt at Fatehgarh-3 | 1000066612 | 73071900 |  | 18 |  | GI ELBOW INSTALLATION HARDWARE FOR APPROAH CABLING | EA | 300 |  | Included | 0 | 0 | 0
87 | 7000025896 | 1020 | Tele eqpt at Fatehgarh-3 | 1000066613 | 83071000 |  | 18 |  | GI FLEXIBLE CONDUIT INSTALLATION HARDWARE FOR APPROAH CABLING | EA | 150 |  | Included | 0 | 0 | 0
88 | 7000025896 | 990 | Tele eqpt at Fatehgarh-3 | 1000023471 | 85372000 |  | 18 |  | OPGW Fibre Optic Distribution Panel (FODP): Indoor Type: 96F | EA | 2 |  | Included | 0 | 0 | 0
89 | 7000025896 | 1050 | Spares-Tele Eqpt at Fatehgarh-3 | 1000031369 | 85176260 |  | 18 |  | SDH EQUIPMENT (STM-16 MADM UPTO 5 MSP PROTECTED DIRECTIONS)-COMMONCARDS, CROSS-CONNECT/CONTROL CARDS, OPTICAL BASE CARD, POWER SUPPLYCARDS, POWER CABLING, OTHER HARDWARE & ACCESSORIES (EACH). | SET | 1 |  | Included | 0 | 0 | 0
90 | 7000025896 | 1060 | Spares-Tele Eqpt at Fatehgarh-3 | 1000018706 | 85176990 |  | 18 |  | S16.1 SFP | EA | 1 |  | Included | 0 | 0 | 0
91 | 7000025896 | 1070 | Spares-Tele Eqpt at Fatehgarh-3 | 1000031374 | 85176290 |  | 18 |  | TRIBUTARY INTERFACE- E1 INTERFACE (MINIMUM 16 NOS.) | SET | 1 |  | Included | 0 | 0 | 0
92 | 7000025896 | 1080 | Spares-Tele Eqpt at Fatehgarh-3 | 1000034950 | 85176990 |  | 18 |  | ETHERNET INTERFACE 10/100 BASE T WITH LAYER-2 SWITCHING (MIN 8INTERFACES PER CARD) | EA | 1 |  | Included | 0 | 0 | 0
93 | 7000025896 | 1090 | Spares-Tele Eqpt at Fatehgarh-3 | 1000031381 | 85176290 |  | 18 |  | TRIBUTARY INTERFACE-GIGABIT ETHERNET INTERFACES 10/100 MBPS WITH LAYER-2 SWITCHING (MINIMUM 2 NOS.) | SET | 1 |  | Included | 0 | 0 | 0
94 | 7000025896 | 1100 | Spares-Tele Eqpt at Fatehgarh-3 | 1000031398 | 85171890 |  | 18 |  | PRE CONNECTORIZED OPTICAL FIBER PATCH CORDS(10 MTRS) â€“ PACK OF SIXPATCH CORDS | SET | 1 |  | Included | 0 | 0 | 0
95 | 7000025896 | 1110 | Spares-Tele Eqpt at Fatehgarh-3 | 1000037545 | 85447090 |  | 18 |  | 24F (DWSM) APPROACH FIBRE OPTIC CABLE | KM | 1 |  | Included | 0 | 0 | 0
96 | 7000025896 | 1120 | Spares-Tele Eqpt at Fatehgarh-3 | 1000066614 | 73069011 |  | 18 |  | GI PIPE INSTALLATION HARDWARE FOR APPROACH CABLING | KM | 0.007 |  | Included | 0 | 0 | 0
97 | 7000025896 | 1130 | Spares-Tele Eqpt at Fatehgarh-3 | 1000066612 | 73071900 |  | 18 |  | GI ELBOW INSTALLATION HARDWARE FOR APPROAH CABLING | EA | 8 |  | Included | 0 | 0 | 0
98 | 7000025896 | 1140 | Spares-Tele Eqpt at Fatehgarh-3 | 1000066613 | 83071000 |  | 18 |  | GI FLEXIBLE CONDUIT INSTALLATION HARDWARE FOR APPROAH CABLING | EA | 6 |  | Included | 0 | 0 | 0
99 | 7000025896 | 1150 | PMU and Associated Items | 1000017518 | 85364900 |  | 18 |  | PMU with GPS Clock (clock can be either internal or external) | EA | 3 |  | Included | 0 | 0 | 0
100 | 7000025896 | 1160 | PMU and Associated Items | 1000022512 | 90311000 |  | 18 |  | WAMS Hardware - Time System (GPS receiver) | EA | 3 |  | Included | 0 | 0 | 0
101 | 7000025896 | 1170 | PMU and Associated Items | 1000022510 | 85176290 |  | 18 |  | WAMS Hardware - Substation Grade Layer-3 LAN Switches with minimum 4 x10/100 Mbps Ethernet ports and 2 x 1 Gbps Ethernet ports | EA | 4 |  | Included | 0 | 0 | 0
102 | 7000025896 | 1180 | PMU and Associated Items | 1000022487 | 85447090 |  | 18 |  | WAMS Miscellaneous - Armored Fibre Optic Cable and associatedtermination (e.g. L2 Switch) for connecting PMU panels located indifferent control room of a station | EA | 1 |  | Included | 0 | 0 | 0
103 | 7000025896 | 1220 | Tower and gantry Structure | 1000015954 | 73082011 |  | 18 |  | Fabrication, galvanising and supply of Lattice Structures (MS Steel),to be designed during detailed engineering, for towers, beams andequipment support structure including pack plates / packwashers andgusset plates excluding fasteners and foundation bolts | MT | 531 |  | Included | 0 | 0 | 0
104 | 7000025896 | 1230 | Tower and gantry Structure | 1000011713 | 73082011 |  | 18 |  | Fabrication, galvanising and supply of fasteners ( nuts, bolts andwashers ) including step bolts for lattice and pipe structures to bedesigned during detailed engineering | MT | 34 |  | Included | 0 | 0 | 0
105 | 7000025896 | 1240 | Tower and gantry Structure | 1000012373 | 73082011 |  | 18 |  | Fabrication, galvanising and supply of foundation bolts including nuts,checknut and washers for lattice and pipe structures to be designedduring detailed engineering | MT | 40 |  | Included | 0 | 0 | 0
IV | 500MVA, 400/220kV ICT Aug at Fatehgarh-3 | [13 empty] | Revaluation of J column | Tax Calculation
1 | 7000025905 | 10 | 420kV, 63kA AIS EQUIPMENT | 1000004401 | 85462040 |  | 18 |  | 420 kV, 1 phase Bus Post Insulator (except for Line Traps) | EA | 5 |  | Included | 0 | 0 | 0
2 | 7000025905 | 20 | 420kV, 63kA AIS EQUIPMENT | 1000020419 | 85354010 |  | 18 |  | 336kV Surge Arrester (1-phase) | EA | 3 |  | Included | 0 | 0 | 0
3 | 7000025905 | 30 | 420kV, 63kA AIS EQUIPMENT | 1000004498 | 85353090 |  | 18 |  | 420kV, 3150A, 63KA, Isolator (3-phase)(Double Break) with one E/S | EA | 5 |  | Included | 0 | 0 | 0
4 | 7000025905 | 40 | 420kV, 63kA AIS EQUIPMENT | 1000004463 | 85359090 |  | 18 |  | 420 kV, 3000A, 63KA, 1-Phase CurrentTransformer with 120% extended currentrating | EA | 6 |  | Included | 0 | 0 | 0
5 | 7000025905 | 50 | 420kV, 63kA AIS EQUIPMENT | 1000004501 | 85352913 |  | 18 |  | 420kV, 3150A, 63kA Circuit Breaker (3-Phase) without closing resistorand with Support Structure | EA | 2 |  | Included | 0 | 0 | 0
6 | 7000025905 | 60 | 245kV, 50kA AIS EQUIPMENT | 1000001695 | 85462040 |  | 18 |  | 245 kV, 1 phase Bus Post Insulator (except for Line Traps) | EA | 9 |  | Included | 0 | 0 | 0
7 | 7000025905 | 70 | 245kV, 50kA AIS EQUIPMENT | 1000020417 | 85354010 |  | 18 |  | 216kV Surge Arrester (1-phase) | EA | 3 |  | Included | 0 | 0 | 0
8 | 7000025905 | 80 | 245kV, 50kA AIS EQUIPMENT | 1000032777 | 85353090 |  | 18 |  | 245KV, 1600 A, 50KA, 3-PHASE, DOUBLE BREAK TANDEM ISOLATOR WITHOUT E/S | EA | 2 |  | Included | 0 | 0 | 0
9 | 7000025905 | 90 | 245kV, 50kA AIS EQUIPMENT | 1000001689 | 85353090 |  | 18 |  | 245kV, 1600A, 50 KA, 3-phase DoubleBreak Isolator with two E/S | EA | 1 |  | Included | 0 | 0 | 0
10 | 7000025905 | 100 | 245kV, 50kA AIS EQUIPMENT | 1000001688 | 85353090 |  | 18 |  | 245kV, 1600A, 50 KA, 3-phase DoubleBreak Isolator with one E/S | EA | 1 |  | Included | 0 | 0 | 0
11 | 7000025905 | 110 | 245kV, 50kA AIS EQUIPMENT | 1000001684 | 85359090 |  | 18 |  | 245 kV, 1600A, 50KA, 1-Phase CurrentTransformer with 120% extended currentrating | EA | 3 |  | Included | 0 | 0 | 0
12 | 7000025905 | 120 | 245kV, 50kA AIS EQUIPMENT | 1000001683 | 85352912 |  | 18 |  | 245kV, 1600A, 50KA Circuit Breaker(3-Phase) with support structure | EA | 1 |  | Included | 0 | 0 | 0
13 | 7000025905 | 130 | Erection Hardware for 420 kV I Type S/Y | 1000011327 | 72169990 |  | 18 |  | Erection Hardware for 400kV I type layout-Transformer bay as pertechnical specification | SET | 1 |  | Included | 0 | 0 | 0
14 | 7000025905 | 140 | Erection Hardware for 420 kV I Type S/Y | 1000011326 | 72169990 |  | 18 |  | Erection Hardware for 400kV I type layout-Spare bay of half dia as pertechnical specification | SET | 1 |  | Included | 0 | 0 | 0
15 | 7000025905 | 150 | 420kV Insulator and Hardware | 1000055984 | 72169990 |  | 18 |  | 400KV TENSION INSULATOR STRING AND ASSOCIATED HARDWARE FITTINGSWITHOUT TURN BUCKLE SUITABLE FOR QUAD CONDUCTOR | EA | 6 |  | Included | 0 | 0 | 0
16 | 7000025905 | 160 | 420kV Insulator and Hardware | 1000055991 | 72169990 |  | 18 |  | 400KV TENSION INSULATOR STRING AND ASSOCIATED HARDWARE FITTINGSWITH TURN BUCKLE SUITABLE FOR QUAD CONDUCTOR | EA | 6 |  | Included | 0 | 0 | 0
17 | 7000025905 | 170 | 420kV Insulator and Hardware | 1000055986 | 72169990 |  | 18 |  | 400KV SUSPENSION INSULATOR STRING AND ASSOCIATED HARDWARE FITTINGSWITH DROP CLAMP SUITABLE FOR QUAD CONDUCTOR | EA | 3 |  | Included | 0 | 0 | 0
18 | 7000025905 | 180 | Erection Hardware for 220 kV DMT Type S | 1000011255 | 72169990 |  | 18 |  | Erection Hardware for 220kV layout (Double Main and TransferScheme)-Bus work (one Bay) as per technical specification | SET | 1 |  | Included | 0 | 0 | 0
19 | 7000025905 | 190 | Erection Hardware for 220 kV DMT Type S | 1000011264 | 72169990 |  | 18 |  | Erection Hardware for 220kV layout (Double Main and TransferScheme)-Transformer Bay as per technical specification | SET | 1 |  | Included | 0 | 0 | 0
20 | 7000025905 | 200 | 220kV Insulator and Hardware | 1000055975 | 72169990 |  | 18 |  | 220KV SUSPENSION INSULATOR STRING AND ASSOCIATED HARDWARE FITTINGSWITH DROP CLAMP SUITABLE FOR TWIN CONDUCTOR | EA | 3 |  | Included | 0 | 0 | 0
21 | 7000025905 | 210 | 220kV Insulator and Hardware | 1000055977 | 72169990 |  | 18 |  | 220KV SUSPENSION INSULATOR STRING AND ASSOCIATED HARDWARE FITTINGSWITH THROUGH CLAMP SUITABLE FOR TWIN CONDUCTOR | EA | 6 |  | Included | 0 | 0 | 0
22 | 7000025905 | 220 | 220kV Insulator and Hardware | 1000055978 | 72169990 |  | 18 |  | 220KV TENSION INSULATOR STRING AND ASSOCIATED HARDWARE FITTINGSWITHOUT TURN BUCKLE SUITABLE FOR QUAD CONDUCTOR | EA | 9 |  | Included | 0 | 0 | 0
23 | 7000025905 | 230 | 220kV Insulator and Hardware | 1000055980 | 72169990 |  | 18 |  | 220KV TENSION INSULATOR STRING AND ASSOCIATED HARDWARE FITTINGSWITHOUT TURN BUCKLE SUITABLE FOR TWIN CONDUCTOR | EA | 15 |  | Included | 0 | 0 | 0
24 | 7000025905 | 240 | 220kV Insulator and Hardware | 1000055981 | 72169990 |  | 18 |  | 220KV TENSION INSULATOR STRING AND ASSOCIATED HARDWARE FITTINGS WITHTURN BUCKLE SUITABLE FOR QUAD CONDUCTOR | EA | 9 |  | Included | 0 | 0 | 0
25 | 7000025905 | 250 | 220kV Insulator and Hardware | 1000055983 | 72169990 |  | 18 |  | 220KV TENSION INSULATOR STRING AND ASSOCIATED HARDWARE FITTINGS WITHTURN BUCKLE SUITABLE FOR TWIN CONDUCTOR | EA | 15 |  | Included | 0 | 0 | 0
26 | 7000025905 | 260 | Earthmat | 1000032055 | 72159090 |  | 18 |  | 40 MM MS ROD FOR MAIN EARTHMAT | KM | 2 |  | Included | 0 | 0 | 0
27 | 7000025905 | 270 | CRP for 420kV Bays with SAS | 1000004274 | 85371000 |  | 18 |  | 400kV Transformer Protection Panel (For both HV & MV side)-(withAutomation) | EA | 1 |  | Included | 0 | 0 | 0
28 | 7000025905 | 280 | CRP for 420kV Bays with SAS | 1000002165 | 85371000 |  | 18 |  | 400kV Circuit Breaker Relay Panel with Auto Reclose (with Automation) | EA | 2 |  | Included | 0 | 0 | 0
29 | 7000025905 | 710 | CRP for 220kV Bays with SAS | 1000001170 | 85371000 |  | 18 |  | 220kV Circuit Breaker Relay Panel with Auto Reclose (with Automation) | EA | 1 |  | Included | 0 | 0 | 0
30 | 7000025905 | 290 | SAS-AUG | 1000003409 | 85371000 |  | 18 |  | Augmentation of Substation automation System for 400kV Main bay as perTechnical Specification | EA | 1 |  | Included | 0 | 0 | 0
31 | 7000025905 | 300 | SAS-AUG | 1000003411 | 85371000 |  | 18 |  | Augmentation of Substation automation System for 400kV Tie bay as perTechnical Specification | EA | 1 |  | Included | 0 | 0 | 0
32 | 7000025905 | 310 | SAS-AUG | 1000001333 | 85371000 |  | 18 |  | Augmentation of Substation automation System for 220kV bay as perTechnical Specification | EA | 1 |  | Included | 0 | 0 | 0
33 | 7000025905 | 320 | VMS | 1000030433 | 85287390 |  | 18 |  | COLOR IP CAMERA, WITH PAN, TILT AND ZOOM FACILITIES, ALONGWITH ALLREQUIRED ITEMS, ACCESSORIES, LINE INTERFACE UNITS, FIBER PATCH CORDS,POWER SUPPLY UNITS, JUNCTION BOXES, CABLES, FIBER OPTIC CABLES, ETC.,AND INCLUDING INTEGRATION IN EXISTING HARDWARE AND SOFTWARE FORAUGMENTATION OF VISUAL MONITORING SYSTEM AS PER TECHNICALSPECIFICATION. | SET | 1 |  | Included | 0 | 0 | 0
34 | 7000025905 | 330 | POWER & CONTROL CABLE | 1000031951 | 85446090 |  | 18 |  | 1.1KV GRADE 3.5CX300 SQMM (XLPE) POWER CABLE | KM | 0.2 |  | Included | 0 | 0 | 0
35 | 7000025905 | 340 | POWER & CONTROL CABLE | 1000031953 | 85446020 |  | 18 |  | 1.1KV GRADE 3.5CX35 SQMM (PVC) POWER CABLE | KM | 0.5 |  | Included | 0 | 0 | 0
36 | 7000025905 | 350 | POWER & CONTROL CABLE | 1000031964 | 85446020 |  | 18 |  | 1.1KV GRADE 3CX2.5 SQMM CONTROL CABLE | KM | 3 |  | Included | 0 | 0 | 0
37 | 7000025905 | 360 | POWER & CONTROL CABLE | 1000031987 | 85446020 |  | 18 |  | 1.1KV GRADE 5CX2.5 SQMM CONTROL CABLE | KM | 6.5 |  | Included | 0 | 0 | 0
38 | 7000025905 | 780 | POWER & CONTROL CABLE | 1000031887 | 85446020 |  | 18 |  | 1.1KV GRADE 10CX2.5 SQMM CONTROL CABLE | KM | 1.5 |  | Included | 0 | 0 | 0
39 | 7000025905 | 370 | POWER & CONTROL CABLE | 1000056264 | 85446020 |  | 18 |  | 1.1KV GRADE 19CX1.5 SQMM CONTROL CABLE | KM | 3 |  | Included | 0 | 0 | 0
40 | 7000025905 | 380 | POWER & CONTROL CABLE | 1000056265 | 85446020 |  | 18 |  | 1.1KV GRADE 27CX1.5 SQMM CONTROL CABLE | KM | 1 |  | Included | 0 | 0 | 0
41 | 7000025905 | 390 | POWER & CONTROL CABLE | 1000032050 | 85446020 |  | 18 |  | 4PAIR, 0.5SQMM SCREENED CABLE | KM | 0.2 |  | Included | 0 | 0 | 0
42 | 7000025905 | 400 | AIR CONDITIONING & VENTILATION SYSTEM | 1000006284 | 84151090 |  | 28 |  | Air conditioning system for Switchyard Panel Room of 6m length | SET | 2 |  | Included | 0 | 0 | 0
43 | 7000025905 | 410 | FIRE FIGHTING SYSTEM | 1000055456 | 84248990 |  | 18 |  | HVW SPRAY SYSTEM, HYDRANT SYSTEM AND COMPLETE U/G & O/G PIPING ANDACCESSORIES ETC. OUT SIDE THE PUMP HOUSE FOR 400KV, 3-PHASEAUTOTRANSFORMER | SET | 1 |  | Included | 0 | 0 | 0
44 | 7000025905 | 420 | FIRE FIGHTING SYSTEM | 1000012018 | 85311020 |  | 18 |  | Fire Detection and Alarm System for Switchyard Panel Room of 6 mlength | SET | 2 |  | Included | 0 | 0 | 0
45 | 7000025905 | 430 | ILLUMINATION SYSTEM | 1000013795 | 94059900 |  | 18 |  | Illumination System for switchyard panel room of 6 m length | LS | 2 |  | Included | 0 | 0 | 0
46 | 7000025905 | 440 | ILLUMINATION SYSTEM | 1000038325 | 94059900 |  | 18 |  | LIGHTING FIXTURE LED LUMINAIRES TYPE FL2 AS PER TECH. SPECIFICATIONS | EA | 10 |  | Included | 0 | 0 | 0
47 | 7000025905 | 450 | ILLUMINATION SYSTEM | 1000038387 | 94051090 |  | 18 |  | LED FLOOD LIGHT LUMINARIESTYPE FL-1 (150W) AS PER TECHNICALSPECIFICATION | EA | 10 |  | Included | 0 | 0 | 0
48 | 7000025905 | 460 | ILLUMINATION SYSTEM | 1000001894 | 94059900 |  | 18 |  | Outdoor Power Receptacle for oilfiltration unit (250A) | EA | 1 |  | Included | 0 | 0 | 0
49 | 7000025905 | 470 | ILLUMINATION SYSTEM | 1000014547 | 85371000 |  | 18 |  | Lighting Panel type ACP-2 as per technical specification | EA | 1 |  | Included | 0 | 0 | 0
50 | 7000025905 | 480 | Mandatory Spare LOT | 1000019918 | 85359090 |  | 18 |  | Spares for 420kV Circuit Breaker | LS | 1 |  | Included | 0 | 0 | 0
51 | 7000025905 | 490 | Mandatory Spare LOT | 1000019919 | 85353090 |  | 18 |  | Spares for 420kV Double break Isolator | LS | 1 |  | Included | 0 | 0 | 0
52 | 7000025905 | 500 | Mandatory Spare LOT | 1000024186 | 85354010 |  | 18 |  | SPARES FOR 336KV SURGE ARRESTER | LS | 1 |  | Included | 0 | 0 | 0
53 | 7000025905 | 510 | Mandatory Spare LOT | 1000025941 | 85389000 |  | 18 |  | Spare-420kV CT 1 | SET | 1 |  | Included | 0 | 0 | 0
54 | 7000025905 | 520 | Mandatory Spare LOT | 1000025935 | 85389000 |  | 18 |  | Spare-245kV Circuit Breaker | SET | 1 |  | Included | 0 | 0 | 0
55 | 7000025905 | 530 | Mandatory Spare LOT | 1000025936 | 85353090 |  | 18 |  | Spare-245kV Isolator | SET | 1 |  | Included | 0 | 0 | 0
56 | 7000025905 | 540 | Mandatory Spare LOT | 1000025933 | 85389000 |  | 18 |  | Spare-245kV CT | SET | 1 |  | Included | 0 | 0 | 0
57 | 7000025905 | 550 | Mandatory Spare LOT | 1000019912 | 85371000 |  | 18 |  | Relay & protection Panels (with automation) | LS | 1 |  | Included | 0 | 0 | 0
58 | 7000025905 | 740 | Tower Gantry and Equipment SuppStructure | 1000015954 | 73082011 |  | 18 |  | Fabrication, galvanising and supply of Lattice Structures (MS Steel),to be designed during detailed engineering, for towers, beams andequipment support structure including pack plates / packwashers andgusset plates excluding fasteners and foundation bolts | MT | 63 |  | Included | 0 | 0 | 0
59 | 7000025905 | 750 | Tower Gantry and Equipment SuppStructure | 1000011713 | 73082011 |  | 18 |  | Fabrication, galvanising and supply of fasteners ( nuts, bolts andwashers ) including step bolts for lattice and pipe structures to bedesigned during detailed engineering | MT | 5 |  | Included | 0 | 0 | 0
60 | 7000025905 | 760 | Tower Gantry and Equipment SuppStructure | 1000012373 | 73082011 |  | 18 |  | Fabrication, galvanising and supply of foundation bolts including nuts,checknut and washers for lattice and pipe structures to be designedduring detailed engineering | MT | 5 |  | Included | 0 | 0 | 0
V | Tie bay(ICT-4) & Bus-Sec Bay Bikaner-2 | [13 empty] | Revaluation of J column | Tax Calculation
1 | 7000025907 | 10 | 420kV, 63kA AIS EQUIPMENT | 1000004502 | 85352913 |  | 18 |  | 420kV, 3150A, 63KA Circuit Breaker (3-Phase) with closing resistor with support structure | EA | 1 |  | Included | 0 | 0 | 0
2 | 7000025907 | 20 | 420kV, 63kA AIS EQUIPMENT | 1000004501 | 85352913 |  | 18 |  | 420kV, 3150A, 63kA Circuit Breaker (3-Phase) without closing resistorand with Support Structure | EA | 2 |  | Included | 0 | 0 | 0
3 | 7000025907 | 30 | 420kV, 63kA AIS EQUIPMENT | 1000004463 | 85359090 |  | 18 |  | 420 kV, 3000A, 63KA, 1-Phase CurrentTransformer with 120% extended currentrating | EA | 9 |  | Included | 0 | 0 | 0
4 | 7000025907 | 40 | 420kV, 63kA AIS EQUIPMENT | 1000004498 | 85353090 |  | 18 |  | 420kV, 3150A, 63KA, Isolator (3-phase)(Double Break) with one E/S | EA | 4 |  | Included | 0 | 0 | 0
5 | 7000025907 | 50 | 420kV, 63kA AIS EQUIPMENT | 1000004499 | 85353090 |  | 18 |  | 420kV, 3150A, 63KA Isolator (3-phase)(Double Break) with two E/S | EA | 2 |  | Included | 0 | 0 | 0
6 | 7000025907 | 60 | Erection Hardware for 420 kV I Type S/Y | 1000011320 | 72169990 |  | 18 |  | Erection Hardware for 400kV I type layout-Any feeder Extn. on existinghalf dia. as per technical specification | SET | 3 |  | Included | 0 | 0 | 0
7 | 7000025907 | 70 | 420kV Insulator and Hardware | 1000055986 | 72169990 |  | 18 |  | 400KV SUSPENSION INSULATOR STRING AND ASSOCIATED HARDWARE FITTINGSWITH DROP CLAMP SUITABLE FOR QUAD CONDUCTOR | EA | 12 |  | Included | 0 | 0 | 0
8 | 7000025907 | 80 | CRP for 420kV Bays with SAS | 1000002165 | 85371000 |  | 18 |  | 400kV Circuit Breaker Relay Panel with Auto Reclose (with Automation) | EA | 3 |  | Included | 0 | 0 | 0
9 | 7000025907 | 90 | SAS-AUG | 1000003409 | 85371000 |  | 18 |  | Augmentation of Substation automation System for 400kV Main bay as perTechnical Specification | EA | 2 |  | Included | 0 | 0 | 0
10 | 7000025907 | 100 | SAS-AUG | 1000003411 | 85371000 |  | 18 |  | Augmentation of Substation automation System for 400kV Tie bay as perTechnical Specification | EA | 1 |  | Included | 0 | 0 | 0
11 | 7000025907 | 110 | POWER & CONTROL CABLE | 1000031985 | 85446020 |  | 18 |  | 1.1KV GRADE 4CX6 SQMM (PVC) POWER CABLE | KM | 1 |  | Included | 0 | 0 | 0
12 | 7000025907 | 120 | POWER & CONTROL CABLE | 1000031943 | 85446020 |  | 18 |  | 1.1KV GRADE 2CX6 SQMM (PVC) POWER CABLE | KM | 1 |  | Included | 0 | 0 | 0
13 | 7000025907 | 130 | POWER & CONTROL CABLE | 1000031964 | 85446020 |  | 18 |  | 1.1KV GRADE 3CX2.5 SQMM CONTROL CABLE | KM | 1 |  | Included | 0 | 0 | 0
14 | 7000025907 | 140 | POWER & CONTROL CABLE | 1000031987 | 85446020 |  | 18 |  | 1.1KV GRADE 5CX2.5 SQMM CONTROL CABLE | KM | 2.5 |  | Included | 0 | 0 | 0
15 | 7000025907 | 280 | POWER & CONTROL CABLE | 1000031887 | 85446020 |  | 18 |  | 1.1KV GRADE 10CX2.5 SQMM CONTROL CABLE | KM | 1 |  | Included | 0 | 0 | 0
16 | 7000025907 | 150 | POWER & CONTROL CABLE | 1000056264 | 85446020 |  | 18 |  | 1.1KV GRADE 19CX1.5 SQMM CONTROL CABLE | KM | 2 |  | Included | 0 | 0 | 0
17 | 7000025907 | 160 | POWER & CONTROL CABLE | 1000056265 | 85446020 |  | 18 |  | 1.1KV GRADE 27CX1.5 SQMM CONTROL CABLE | KM | 2 |  | Included | 0 | 0 | 0
18 | 7000025907 | 250 | Equipment Support Structures | 1000015954 | 73082011 |  | 18 |  | Fabrication, galvanising and supply of Lattice Structures (MS Steel),to be designed during detailed engineering, for towers, beams andequipment support structure including pack plates / packwashers andgusset plates excluding fasteners and foundation bolts | MT | 10 |  | Included | 0 | 0 | 0
19 | 7000025907 | 260 | Equipment Support Structures | 1000011713 | 73082011 |  | 18 |  | Fabrication, galvanising and supply of fasteners ( nuts, bolts andwashers ) including step bolts for lattice and pipe structures to bedesigned during detailed engineering | MT | 3 |  | Included | 0 | 0 | 0
20 | 7000025907 | 270 | Equipment Support Structures | 1000012373 | 73082011 |  | 18 |  | Fabrication, galvanising and supply of foundation bolts including nuts,checknut and washers for lattice and pipe structures to be designedduring detailed engineering | MT | 1 |  | Included | 0 | 0 | 0
VI | 765kV,1500MVA ICT-4 Bhiwani SS
1 | 7000025908 | 10 | 800kV 50kA AIS EQUIPMENT | 1000005827 | 85352919 |  | 18 |  | 765kV, 3150A, 50kA Circuit Breaker(3-Phase) with closing resistor (withsupport structure) | EA | 1 |  | Included | 0 | 0 | 0
2 | 7000025908 | 20 | 800kV 50kA AIS EQUIPMENT | 1000005826 | 85352919 |  | 18 |  | 765kV, 3150A, 50kA Circuit Breaker(3-Phase) without closing resistor(with support structure) | EA | 1 |  | Included | 0 | 0 | 0
3 | 7000025908 | 30 | 800kV 50kA AIS EQUIPMENT | 1000005848 | 85359090 |  | 18 |  | 765 kV, 3000A, 50KA, 1-Phase CurrentTransformer with 120% extended currentrating | EA | 6 |  | Included | 0 | 0 | 0
4 | 7000025908 | 40 | 800kV 50kA AIS EQUIPMENT | 1000005853 | 85353090 |  | 18 |  | 765kV, 3150A, 50Ka, Vertical Knee/DoubleBreak Isolator (3-Phase) with one E/S | EA | 4 |  | Included | 0 | 0 | 0
5 | 7000025908 | 50 | 800kV 50kA AIS EQUIPMENT | 1000005854 | 85353090 |  | 18 |  | 765kV, 3150A, 50Ka, Vertical Knee/DoubleBreak Isolator (3-Phase) with two E/S | EA | 2 |  | Included | 0 | 0 | 0
6 | 7000025908 | 60 | 800kV 50kA AIS EQUIPMENT | 1000020421 | 85354010 |  | 18 |  | 624kV Surge Arrester (1-Phase) | EA | 3 |  | Included | 0 | 0 | 0
7 | 7000025908 | 70 | 800kV 50kA AIS EQUIPMENT | 1000005791 | 85462040 |  | 18 |  | 765 kV, 1 phase Bus Post Insulator (except for Line Traps) | EA | 22 |  | Included | 0 | 0 | 0
8 | 7000025908 | 80 | 420kV, 63kA AIS EQUIPMENT | 1000004501 | 85352913 |  | 18 |  | 420kV, 3150A, 63kA Circuit Breaker (3-Phase) without closing resistorand with Support Structure | EA | 2 |  | Included | 0 | 0 | 0
9 | 7000025908 | 90 | 420kV, 63kA AIS EQUIPMENT | 1000004463 | 85359090 |  | 18 |  | 420 kV, 3000A, 63KA, 1-Phase CurrentTransformer with 120% extended currentrating | EA | 6 |  | Included | 0 | 0 | 0
10 | 7000025908 | 100 | 420kV, 63kA AIS EQUIPMENT | 1000004498 | 85353090 |  | 18 |  | 420kV, 3150A, 63KA, Isolator (3-phase)(Double Break) with one E/S | EA | 6 |  | Included | 0 | 0 | 0
11 | 7000025908 | 110 | 420kV, 63kA AIS EQUIPMENT | 1000020419 | 85354010 |  | 18 |  | 336kV Surge Arrester (1-phase) | EA | 3 |  | Included | 0 | 0 | 0
12 | 7000025908 | 120 | 420kV, 63kA AIS EQUIPMENT | 1000004401 | 85462040 |  | 18 |  | 420 kV, 1 phase Bus Post Insulator (except for Line Traps) | EA | 16 |  | Included | 0 | 0 | 0
13 | 7000025908 | 130 | 36kV AIS EQUIPMENT | 1000001998 | 85049010 |  | 18 |  | Current transformer (33kV) for transformer Netural along with supportstructure & terminal connector | SET | 1 |  | Included | 0 | 0 | 0
14 | 7000025908 | 140 | Erection Hardware for 765 kV S/Y | 1000011350 | 72169990 |  | 18 |  | Erection Hardware for 765kV I type layout-Bus Work (For one diameters)as per technical specification | SET | 1 |  | Included | 0 | 0 | 0
15 | 7000025908 | 150 | Erection Hardware for 765 kV S/Y | 1000011363 | 72169990 |  | 18 |  | Erection Hardware for 765kV I type layout-Transformer bay as pertechnical specification | SET | 1 |  | Included | 0 | 0 | 0
16 | 7000025908 | 160 | Erection Hardware for 765 kV S/Y | 1000011362 | 72169990 |  | 18 |  | Erection Hardware for 765kV I type layout-Spare bay of half dia. asper technical specification | SET | 1 |  | Included | 0 | 0 | 0
17 | 7000025908 | 170 | Erection Hardware for 765 kV S/Y | 1000015788 | 85049010 |  | 18 |  | Bus post insulators, spacers, equipmentsupport structures, conductors, Altube, clamp, connectors (including765kV, 400kV, tertiary and neuturalbushing terminal connectors etc) forarrangement of netural formation forTransformer(s), DELTA formation for onebank (each bank comprises of 3 singlephase units of Autotransformers) andmaking connection arrangement toconnect spare unit in place of any unitof the bank without physical shifting | LOT | 1 |  | Included | 0 | 0 | 0
18 | 7000025908 | 180 | 765kV Insulator and Hardware | 1000055997 | 72169990 |  | 18 |  | 765KV TENSION INSULATOR STRING AND ASSOCIATED HARDWARE FITTINGS WITHTURN BUCKLE SUITABLE FOR QUAD CONDUCTOR | EA | 12 |  | Included | 0 | 0 | 0
19 | 7000025908 | 190 | 765kV Insulator and Hardware | 1000055995 | 72169990 |  | 18 |  | 765KV TENSION INSULATOR STRING AND ASSOCIATED HARDWARE FITTINGSWITHOUT TURN BUCKLE SUITABLE FOR QUAD CONDUCTOR | EA | 12 |  | Included | 0 | 0 | 0
20 | 7000025908 | 200 | 765kV Insulator and Hardware | 1000055993 | 72169990 |  | 18 |  | 765KV SUSPENSION INSULATOR STRING AND ASSOCIATED HARDWARE FITTINGSWITH THROUGH CLAMP SUITABLE FOR QUAD CONDUCTOR | EA | 6 |  | Included | 0 | 0 | 0
21 | 7000025908 | 210 | 765kV Insulator and Hardware | 1000055992 | 72169990 |  | 18 |  | 765KV SUSPENSION INSULATOR STRING AND ASSOCIATED HARDWARE FITTINGSWITH DROP CLAMP SUITABLE FOR QUAD CONDUCTOR | EA | 9 |  | Included | 0 | 0 | 0
22 | 7000025908 | 220 | Erection Hardware for 420 kV I Type S/Y | 1000011327 | 72169990 |  | 18 |  | Erection Hardware for 400kV I type layout-Transformer bay as pertechnical specification | SET | 1 |  | Included | 0 | 0 | 0
23 | 7000025908 | 230 | Erection Hardware for 420 kV I Type S/Y | 1000011326 | 72169990 |  | 18 |  | Erection Hardware for 400kV I type layout-Spare bay of half dia as pertechnical specification | SET | 1 |  | Included | 0 | 0 | 0
24 | 7000025908 | 240 | 420kV Insulator and Hardware | 1000055984 | 72169990 |  | 18 |  | 400KV TENSION INSULATOR STRING AND ASSOCIATED HARDWARE FITTINGSWITHOUT TURN BUCKLE SUITABLE FOR QUAD CONDUCTOR | EA | 9 |  | Included | 0 | 0 | 0
25 | 7000025908 | 250 | 420kV Insulator and Hardware | 1000055991 | 72169990 |  | 18 |  | 400KV TENSION INSULATOR STRING AND ASSOCIATED HARDWARE FITTINGSWITH TURN BUCKLE SUITABLE FOR QUAD CONDUCTOR | EA | 9 |  | Included | 0 | 0 | 0
26 | 7000025908 | 260 | 420kV Insulator and Hardware | 1000055986 | 72169990 |  | 18 |  | 400KV SUSPENSION INSULATOR STRING AND ASSOCIATED HARDWARE FITTINGSWITH DROP CLAMP SUITABLE FOR QUAD CONDUCTOR | EA | 6 |  | Included | 0 | 0 | 0
27 | 7000025908 | 270 | Earthmat | 1000032055 | 72159090 |  | 18 |  | 40 MM MS ROD FOR MAIN EARTHMAT | KM | 2 |  | Included | 0 | 0 | 0
28 | 7000025908 | 280 | CSD | 1000009713 | 85389000 |  | 18 |  | Controlled Switching Device for 420 kV, 3-ph Circuit Breaker | EA | 2 |  | Included | 0 | 0 | 0
29 | 7000025908 | 290 | CSD | 1000009714 | 85364900 |  | 18 |  | Controlled Switching Device for 765 kV, 3-ph Circuit Breaker | EA | 2 |  | Included | 0 | 0 | 0
30 | 7000025908 | 300 | CRP for 765kV Bays | 1000005074 | 85371000 |  | 18 |  | 765 kV Circuit Breaker Relay Panel With Auto Reclose (with Automation) | EA | 2 |  | Included | 0 | 0 | 0
31 | 7000025908 | 310 | CRP for 765kV Bays | 1000005789 | 85371000 |  | 18 |  | 765kV Transformer Protection Panel (For both HV & MV side)-(withAutomation) | EA | 1 |  | Included | 0 | 0 | 0
32 | 7000025908 | 320 | CRP for 765kV Bays | 1000005072 | 85371000 |  | 18 |  | Augmentation of existing 765kV bus bar protection scheme.(No. of baysas per specification)-(with Automation) | SET | 1 |  | Included | 0 | 0 | 0
33 | 7000025908 | 330 | CRP for 420kV Bays with SAS | 1000055446 | 85371000 |  | 18 |  | 400KV CIRCUIT BREAKER RELAY PANEL (WITH AUTOMATION) | EA | 2 |  | Included | 0 | 0 | 0
34 | 7000025908 | 340 | CRP for 420kV Bays with SAS | 1000002146 | 85371000 |  | 18 |  | Augmentation of existing 400kV bus bar protection scheme.(No. of baysas per specification)-(with Automation) | SET | 1 |  | Included | 0 | 0 | 0
35 | 7000025908 | 350 | SAS-AUG | 1000005535 | 85371000 |  | 18 |  | Augmentation of Substation automation system for 765kV Main bay as perTechnical Specification | EA | 1 |  | Included | 0 | 0 | 0
36 | 7000025908 | 360 | SAS-AUG | 1000005537 | 85371000 |  | 18 |  | Augmentation of Substation automation System for 765kV Tie bay as perTechnical Specification | EA | 1 |  | Included | 0 | 0 | 0
37 | 7000025908 | 370 | SAS-AUG | 1000003409 | 85371000 |  | 18 |  | Augmentation of Substation automation System for 400kV Main bay as perTechnical Specification | EA | 1 |  | Included | 0 | 0 | 0
38 | 7000025908 | 380 | SAS-AUG | 1000003411 | 85371000 |  | 18 |  | Augmentation of Substation automation System for 400kV Tie bay as perTechnical Specification | EA | 1 |  | Included | 0 | 0 | 0
39 | 7000025908 | 390 | VMS | 1000030433 | 85287390 |  | 18 |  | COLOR IP CAMERA, WITH PAN, TILT AND ZOOM FACILITIES, ALONGWITH ALLREQUIRED ITEMS, ACCESSORIES, LINE INTERFACE UNITS, FIBER PATCH CORDS,POWER SUPPLY UNITS, JUNCTION BOXES, CABLES, FIBER OPTIC CABLES, ETC.,AND INCLUDING INTEGRATION IN EXISTING HARDWARE AND SOFTWARE FORAUGMENTATION OF VISUAL MONITORING SYSTEM AS PER TECHNICALSPECIFICATION. | SET | 1 |  | Included | 0 | 0 | 0
40 | 7000025908 | 400 | 220V Battery & Charger | 1000001152 | 85044030 |  | 18 |  | 220V, 150A/150A Float Cum Boost BatteryCharger | EA | 2 |  | Included | 0 | 0 | 0
41 | 7000025908 | 410 | 220V Battery & Charger | 1000001151 | 85072000 |  | 28 |  | 220V, 1500 Ah Battery | SET | 2 |  | Included | 0 | 0 | 0
42 | 7000025908 | 420 | POWER & CONTROL CABLE | 1000031951 | 85446090 |  | 18 |  | 1.1KV GRADE 3.5CX300 SQMM (XLPE) POWER CABLE | KM | 0.5 |  | Included | 0 | 0 | 0
43 | 7000025908 | 430 | POWER & CONTROL CABLE | 1000031957 | 85446020 |  | 18 |  | 1.1KV GRADE 3.5CX70 SQMM (PVC) POWER CABLE | KM | 1 |  | Included | 0 | 0 | 0
44 | 7000025908 | 440 | POWER & CONTROL CABLE | 1000031953 | 85446020 |  | 18 |  | 1.1KV GRADE 3.5CX35 SQMM (PVC) POWER CABLE | KM | 1 |  | Included | 0 | 0 | 0
45 | 7000025908 | 450 | POWER & CONTROL CABLE | 1000031985 | 85446020 |  | 18 |  | 1.1KV GRADE 4CX6 SQMM (PVC) POWER CABLE | KM | 3 |  | Included | 0 | 0 | 0
46 | 7000025908 | 460 | POWER & CONTROL CABLE | 1000031943 | 85446020 |  | 18 |  | 1.1KV GRADE 2CX6 SQMM (PVC) POWER CABLE | KM | 4 |  | Included | 0 | 0 | 0
47 | 7000025908 | 470 | POWER & CONTROL CABLE | 1000031964 | 85446020 |  | 18 |  | 1.1KV GRADE 3CX2.5 SQMM CONTROL CABLE | KM | 7 |  | Included | 0 | 0 | 0
48 | 7000025908 | 480 | POWER & CONTROL CABLE | 1000031987 | 85446020 |  | 18 |  | 1.1KV GRADE 5CX2.5 SQMM CONTROL CABLE | KM | 12 |  | Included | 0 | 0 | 0
49 | 7000025908 | 490 | POWER & CONTROL CABLE | 1000031887 | 85446020 |  | 18 |  | 1.1KV GRADE 10CX2.5 SQMM CONTROL CABLE | KM | 4 |  | Included | 0 | 0 | 0
50 | 7000025908 | 500 | POWER & CONTROL CABLE | 1000056264 | 85446020 |  | 18 |  | 1.1KV GRADE 19CX1.5 SQMM CONTROL CABLE | KM | 5 |  | Included | 0 | 0 | 0
51 | 7000025908 | 510 | POWER & CONTROL CABLE | 1000056265 | 85446020 |  | 18 |  | 1.1KV GRADE 27CX1.5 SQMM CONTROL CABLE | KM | 5 |  | Included | 0 | 0 | 0
52 | 7000025908 | 520 | POWER & CONTROL CABLE | 1000032050 | 85446020 |  | 18 |  | 4PAIR, 0.5SQMM SCREENED CABLE | KM | 3 |  | Included | 0 | 0 | 0
53 | 7000025908 | 530 | AIR CONDITIONING & VENTILATION SYSTEM | 1000006284 | 84151090 |  | 28 |  | Air conditioning system for Switchyard Panel Room of 6m length | SET | 2 |  | Included | 0 | 0 | 0
54 | 7000025908 | 540 | FIRE FIGHTING SYSTEM | 1000055460 | 84248990 |  | 18 |  | HVW SPRAY SYSTEM, HYDRANT SYSTEM AND COMPLETE U/G & O/G PIPING ANDACCESSORIES ETC. OUT SIDE THE PUMP HOUSE FOR 765 KV, 1-PHASEAUTOTRANSFORMER | SET | 3 |  | Included | 0 | 0 | 0
55 | 7000025908 | 550 | FIRE FIGHTING SYSTEM | 1000012018 | 85311020 |  | 18 |  | Fire Detection and Alarm System for Switchyard Panel Room of 6 mlength | SET | 2 |  | Included | 0 | 0 | 0
56 | 7000025908 | 560 | ILLUMINATION SYSTEM | 1000013795 | 94059900 |  | 18 |  | Illumination System for switchyard panel room of 6 m length | LS | 2 |  | Included | 0 | 0 | 0
57 | 7000025908 | 570 | ILLUMINATION SYSTEM | 1000038325 | 94059900 |  | 18 |  | LIGHTING FIXTURE LED LUMINAIRES TYPE FL2 AS PER TECH. SPECIFICATIONS | EA | 10 |  | Included | 0 | 0 | 0
58 | 7000025908 | 580 | ILLUMINATION SYSTEM | 1000038387 | 94051090 |  | 18 |  | LED FLOOD LIGHT LUMINARIESTYPE FL-1 (150W) AS PER TECHNICALSPECIFICATION | EA | 10 |  | Included | 0 | 0 | 0
59 | 7000025908 | 590 | ILLUMINATION SYSTEM | 1000001894 | 94059900 |  | 18 |  | Outdoor Power Receptacle for oilfiltration unit (250A) | EA | 1 |  | Included | 0 | 0 | 0
60 | 7000025908 | 600 | ILLUMINATION SYSTEM | 1000014547 | 85371000 |  | 18 |  | Lighting Panel type ACP-2 as per technical specification | EA | 1 |  | Included | 0 | 0 | 0
61 | 7000025908 | 610 | Mandatory Spare LOT | 1000027625 | 85352919 |  | 18 |  | Spare-765KV Circuit Breaker | LOT | 1 |  | Included | 0 | 0 | 0
62 | 7000025908 | 620 | Mandatory Spare LOT | 1000028091 | 85353090 |  | 18 |  | Spare-765kV VKDB Isolator | LOT | 1 |  | Included | 0 | 0 | 0
63 | 7000025908 | 630 | Mandatory Spare LOT | 1000054976 | 85352919 |  | 18 |  | SPARE-765KV CURRENT TRANSFORMER | LOT | 1 |  | Included | 0 | 0 | 0
64 | 7000025908 | 640 | Mandatory Spare LOT | 1000028372 | 85354010 |  | 18 |  | SPARES FOR 624KV SURGE ARRESTER | LS | 1 |  | Included | 0 | 0 | 0
65 | 7000025908 | 650 | Mandatory Spare LOT | 1000019918 | 85359090 |  | 18 |  | Spares for 420kV Circuit Breaker | LS | 1 |  | Included | 0 | 0 | 0
66 | 7000025908 | 660 | Mandatory Spare LOT | 1000019919 | 85353090 |  | 18 |  | Spares for 420kV Double break Isolator | LS | 1 |  | Included | 0 | 0 | 0
67 | 7000025908 | 670 | Mandatory Spare LOT | 1000024186 | 85354010 |  | 18 |  | SPARES FOR 336KV SURGE ARRESTER | LS | 1 |  | Included | 0 | 0 | 0
68 | 7000025908 | 680 | Mandatory Spare LOT | 1000025941 | 85389000 |  | 18 |  | Spare-420kV CT 1 | SET | 1 |  | Included | 0 | 0 | 0
69 | 7000025908 | 690 | Mandatory Spare LOT | 1000019912 | 85371000 |  | 18 |  | Relay & protection Panels (with automation) | LS | 1 |  | Included | 0 | 0 | 0
70 | 7000025908 | 700 | Mandatory Spare LOT | 1000019927 | 85389000 |  | 18 |  | Spares-Substation Automation System | LS | 1 |  | Included | 0 | 0 | 0
71 | 7000025908 | 710 | Mandatory Spare LOT | 1000032289 | 84819090 |  | 18 |  | SPARES FOFIRE PROTECTION SYSTEM | SET | 1 |  | Included | 0 | 0 | 0
72 | 7000025908 | 920 | Tower Gantry and Equipment SuppStructure | 1000015954 | 73082011 |  | 18 |  | Fabrication, galvanising and supply of Lattice Structures (MS Steel),to be designed during detailed engineering, for towers, beams andequipment support structure including pack plates / packwashers andgusset plates excluding fasteners and foundation bolts | MT | 191 |  | Included | 0 | 0 | 0
73 | 7000025908 | 930 | Tower Gantry and Equipment SuppStructure | 1000015953 | 73082011 |  | 18 |  | Fabrication, galvanising and supply of Lattice Structures (HT Steel),to be designed during detailed engineering, for towers, beams andequipment support structure including pack plates / packwashers andgusset plates excluding fasteners and foundation bolts | MT | 136 |  | Included | 0 | 0 | 0
74 | 7000025908 | 940 | Tower Gantry and Equipment SuppStructure | 1000011713 | 73082011 |  | 18 |  | Fabrication, galvanising and supply of fasteners ( nuts, bolts andwashers ) including step bolts for lattice and pipe structures to bedesigned during detailed engineering | MT | 14 |  | Included | 0 | 0 | 0
75 | 7000025908 | 950 | Tower Gantry and Equipment SuppStructure | 1000012373 | 73082011 |  | 18 |  | Fabrication, galvanising and supply of foundation bolts including nuts,checknut and washers for lattice and pipe structures to be designedduring detailed engineering | MT | 11 |  | Included | 0 | 0 | 0
[7 empty] | Total Ex-works Price | [5 empty] | 0 | 0
[7 empty] | Total Type Test charges as per Schedule-7 | [5 empty] | 0
[7 empty] | Total Ex-works Price including Type Test charges | [5 empty] | 0
[7 empty] | Total GST Tax as confirmed by Bidder | [5 empty] | 0
Note : | Specify amount of GST on the transaction between the Contractor and the Employer.
* | In case the bidder leaves the cell for confirmation of the HSN code and/or GST rate “blank”, the HSN code and corresponding GST rate indicated by the Employer shall be deemed to be the one confirmed by the Bidder.
Date : | --
Place : | [10 empty] | Printed Name :
Designation :
Click for Sch-2

## Sch-1 dis (hidden)
Specification No.: CC/NT/W-AIS/DOM/A00/23/13127 | [5 empty] | Schedule - 1 |  |  |  | Direct Total | 0 | Sole Bidder | `
[10 empty] | BO Total | #REF! | 0
765kV AIS Substation Extension Package SS-120 for a) Extension of 765/400/220kV Fatehgarh-III Substation, b) Extension of 400/220kV Fatehgarh-III S/S, c) Extn. of 400kV Bikaner-II S/S, d) Extn. Of 765/400kV Bhiwani S/S.
(SCHEDULE OF RATES AND PRICES : EX-WORKS PRICES)
Bidder’s Name and Address (Sole Bidder) : |  |  |  | To:
Contract Services
Name : | …….. …….. …….. …….. …….. …….. |  |  | Power Grid Corporation of India Ltd., | [7 empty] | …….. …….. …….. …….. …….. …….. , & …….. …….. …….. …….. …….. ……..
Address : | …….. …….. …….. …….. …….. …….. |  |  | "Saudamini", Plot No.-2
| …….. …….. …….. …….. …….. …….. |  |  | Sector-29,
| …….. …….. …….. …….. …….. …….. |  |  | Gurgaon (Haryana) - 122001
Plant and Equipment (including Mandatory Spares Parts) to be supplied, including Type Test Charges for Tests to be conducted. | [10 empty] | Direct
[6 empty] | All Prices are in Indian Rupees. |  |  |  |  | Bought-Out
SI. No. | Item Description | Unit | Qty. | Unit Ex-works price | Total Ex-works price | Mode of Transaction (Direct / Bought-out)
1 | 2 | 3 | 4 | 5 | 6 = 4 x 5 | 7
0 | 0
#REF! | #REF!
0 | 0
#REF! | #REF! | #REF! | #REF! | #REF! | #REF! | #REF!
#REF! | #REF! | #REF! | #REF! | #REF! | #REF! | #REF!
#REF! | #REF!
#REF! | #REF! | #REF! | #REF! | #REF! | #REF! | #REF!
#REF! | #REF! | #REF! | #REF! | #REF! | #REF! | #REF!
#REF! | #REF!
#REF! | #REF! | #REF! | #REF! | #REF! | #REF! | #REF!
#REF! | #REF! | #REF! | #REF! | #REF! | #REF! | #REF!
#REF! | #REF!
#REF! | #REF!
#REF! | #REF! | #REF! | #REF! | #REF! | #REF! | #REF!
#REF! | #REF! | #REF! | #REF! | #REF! | #REF! | #REF!
#REF! | #REF!
#REF! | #REF! | #REF! | #REF! | #REF! | #REF! | #REF!
#REF! | #REF! | #REF! | #REF! | #REF! | #REF! | #REF!
#REF! | #REF! | #REF! | #REF! | #REF! | #REF! | #REF!
#REF! | #REF! | #REF! | #REF! | #REF! | #REF! | #REF!
#REF! | #REF! | #REF! | #REF! | #REF! | #REF! | #REF!
#REF! | #REF! | #REF! | #REF! | #REF! | #REF! | #REF!
#REF! | #REF!
#REF! | #REF! | #REF! | #REF! | #REF! | #REF! | #REF!
#REF! | #REF!
#REF! | #REF! | #REF! | #REF! | #REF! | #REF! | #REF!
#REF! | #REF! | #REF! | #REF! | #REF! | #REF! | #REF!
#REF! | #REF! | #REF! | #REF! | #REF! | #REF! | #REF!
#REF! | #REF! | #REF! | #REF! | #REF! | #REF! | #REF!
#REF! | #REF!
#REF! | #REF! | #REF! | #REF! | #REF! | #REF! | #REF!
#REF! | #REF! | #REF! | #REF! | #REF! | #REF! | #REF!
#REF! | #REF! | #REF! | #REF! | #REF! | #REF! | #REF!
#REF! | #REF!
#REF! | #REF! | #REF! | #REF! | #REF! | #REF! | #REF!
#REF! | #REF! | #REF! | #REF! | #REF! | #REF! | #REF!
#REF! | #REF! | #REF! | #REF! | #REF! | #REF! | #REF!
#REF! | #REF! | #REF! | #REF! | #REF! | #REF! | #REF!
#REF! | #REF! | #REF! | #REF! | #REF! | #REF! | #REF!
#REF! | #REF!
| #REF! | #REF! | #REF! | #REF! | #REF! | #REF!
#REF!
| #REF! | #REF! | #REF! | #REF! | #REF! | #REF!
| #REF! | #REF! | #REF! | #REF! | #REF! | #REF!
| Total Ex-Works Price Direct |  |  |  | 0 | Direct
| Total Ex-Works Price Bought Out |  |  |  | 0
| Total Ex-Works Price |  |  |  | 0
| Total Type Test charges as per Schedule-7 |  |  |  | #REF! |  |  | #REF! |  | #REF!
| Total Ex-works Price including Type Test charges |  |  |  | #REF! |  |  | #REF! |  | #REF!
[7 empty] | Discount Sch-1 | #REF! | MPD Sch-1 | #REF!
[7 empty] | Dis Alert | #REF!
Note : | Specify amount of Excise Duty, Sales Tax/'VAT and other taxes payable on the transaction between the Contractor and the Employer and octroi/entry tax as applicable for destination site/state on all items of supply including bought-out finished items (to be identified in the Contract), which shall be dispatched directly from the sub-vendor’s works to the Employer’s site (sale-in-transit), separately in Schedule-5. Excise Duty, Sales tax and other levies for all the bought-out items are to be included in the EXW Price (Col. No. 5) only and not to be indicated in Schedule-5.
Date : | --
Place : |  |  | Printed Name :
Designation :
Click for Sch-2

## Sch-2
Specification No.: CC/NT/W-AIS/DOM/A00/23/13127 | [8 empty] | Schedule - 2
765kV AIS Substation Extension Package SS-120 for a) Extension of 765/400/220kV Fatehgarh-III Substation, b) Extension of 400/220kV Fatehgarh-III S/S, c) Extn. of 400kV Bikaner-II S/S, d) Extn. Of 765/400kV Bhiwani S/S.
(SCHEDULE OF RATES AND PRICES)
Bidder’s Name and Address (Sole Bidder) : | [7 empty] | To:
Contracts Services, 3rd Floor
Name : |  | …….. …….. …….. …….. …….. …….. | [5 empty] | Power Grid Corporation of India Ltd.,
Address : |  | …….. …….. …….. …….. …….. …….. | [5 empty] | "Saudamini", Plot No.-2
|  | …….. …….. …….. …….. …….. …….. | [5 empty] | Sector-29,
|  | …….. …….. …….. …….. …….. …….. | [5 empty] | Gurgaon (Haryana) - 122001
LOCAL TRANSPORTATION, IN-TRANSIT INSURANCE, LOADING AND UNLOADING
All Prices are in Indian Rupees.
SI. No. | PR No | PR Line Item No | Activity Description | Material Code | Description | Unit | Quantity | Unit Freight, In-transit Insurance, loading & unloading Charges | Total Freight, In-transit Insurance, loading & unloading Charges
1 | 2 | 3 | 4 | 5 | 4 | 5 | 6 | 7 | 8= 6 x 7
PART A (Substation Portion)
I | 1x400kV line bay at Fatehgarh-3 PS
1 | 7000025904 | 10 | 420kV, 63kA AIS EQUIPMENT | 1000004501 | 420kV, 3150A, 63kA Circuit Breaker (3-Phase) without closing resistorand with Support Structure | EA | 1 |  | Included
2 | 7000025904 | 20 | 420kV, 63kA AIS EQUIPMENT | 1000004463 | 420 kV, 3000A, 63KA, 1-Phase CurrentTransformer with 120% extended currentrating | EA | 3 |  | Included
3 | 7000025904 | 30 | 420kV, 63kA AIS EQUIPMENT | 1000004535 | 420 kV, 4400 pF Capacitive Voltage Transformer (1-Phase) | EA | 3 |  | Included
4 | 7000025904 | 40 | 420kV, 63kA AIS EQUIPMENT | 1000004498 | 420kV, 3150A, 63KA, Isolator (3-phase)(Double Break) with one E/S | EA | 3 |  | Included
5 | 7000025904 | 50 | 420kV, 63kA AIS EQUIPMENT | 1000020419 | 336kV Surge Arrester (1-phase) | EA | 3 |  | Included
6 | 7000025904 | 60 | 420kV, 63kA AIS EQUIPMENT | 1000004401 | 420 kV, 1 phase Bus Post Insulator (except for Line Traps) | EA | 56 |  | Included
7 | 7000025904 | 70 | 420kV, 63kA AIS EQUIPMENT | 1000004400 | 420 kV ,1 phase Bus Post Insulators for Line Traps | EA | 6 |  | Included
8 | 7000025904 | 80 | Erection Hardware for 420kV I-Type S/Y | 1000011320 | Erection Hardware for 400kV I type layout-Any feeder Extn. on existinghalf dia. as per technical specification | SET | 1 |  | Included
9 | 7000025904 | 90 | 420kV Insulator and Hardware | 1000055986 | 400KV SUSPENSION INSULATOR STRING AND ASSOCIATED HARDWARE FITTINGSWITH DROP CLAMP SUITABLE FOR QUAD CONDUCTOR | EA | 3 |  | Included
10 | 7000025904 | 100 | 420kV Insulator and Hardware | 1000055991 | 400KV TENSION INSULATOR STRING AND ASSOCIATED HARDWARE FITTINGSWITH TURN BUCKLE SUITABLE FOR QUAD CONDUCTOR | EA | 6 |  | Included
11 | 7000025904 | 110 | 420kV Insulator and Hardware | 1000055984 | 400KV TENSION INSULATOR STRING AND ASSOCIATED HARDWARE FITTINGSWITHOUT TURN BUCKLE SUITABLE FOR QUAD CONDUCTOR | EA | 3 |  | Included
12 | 7000025904 | 600 | Earthmat | 1000032055 | 40 MM MS ROD FOR MAIN EARTHMAT | KM | 1 |  | Included
13 | 7000025904 | 120 | CRP for 420kV Bays with SAS | 1000054970 | 400KV LINE PROTECTION PANEL WITH LINE DIFFERENTIAL PROTECTION (WITHAUTOMATION) | EA | 1 |  | Included
14 | 7000025904 | 130 | CRP for 420kV Bays with SAS | 1000002165 | 400kV Circuit Breaker Relay Panel with Auto Reclose (with Automation) | EA | 1 |  | Included
15 | 7000025904 | 140 | SAS-AUG | 1000003409 | Augmentation of Substation automation System for 400kV Main bay as perTechnical Specification | EA | 1 |  | Included
16 | 7000025904 | 150 | PLCC Equipment | 1000004290 | 400kV,3150A,0.5mH ,63kA Line Trap | EA | 2 |  | Included
17 | 7000025904 | 160 | POWER & CONTROL CABLE | 1000056265 | 1.1KV GRADE 27CX1.5 SQMM CONTROL CABLE | KM | 1 |  | Included
18 | 7000025904 | 170 | POWER & CONTROL CABLE | 1000056264 | 1.1KV GRADE 19CX1.5 SQMM CONTROL CABLE | KM | 2 |  | Included
19 | 7000025904 | 620 | POWER & CONTROL CABLE | 1000031887 | 1.1KV GRADE 10CX2.5 SQMM CONTROL CABLE | KM | 1 |  | Included
20 | 7000025904 | 180 | POWER & CONTROL CABLE | 1000031987 | 1.1KV GRADE 5CX2.5 SQMM CONTROL CABLE | KM | 2 |  | Included
21 | 7000025904 | 190 | POWER & CONTROL CABLE | 1000031964 | 1.1KV GRADE 3CX2.5 SQMM CONTROL CABLE | KM | 1 |  | Included
22 | 7000025904 | 200 | POWER & CONTROL CABLE | 1000031943 | 1.1KV GRADE 2CX6 SQMM (PVC) POWER CABLE | KM | 2 |  | Included
23 | 7000025904 | 210 | POWER & CONTROL CABLE | 1000031985 | 1.1KV GRADE 4CX6 SQMM (PVC) POWER CABLE | KM | 2 |  | Included
24 | 7000025904 | 220 | POWER & CONTROL CABLE | 1000031976 | 1.1KV GRADE 4CX16 SQMM (PVC) POWER CABLE | KM | 2 |  | Included
25 | 7000025904 | 230 | POWER & CONTROL CABLE | 1000031953 | 1.1KV GRADE 3.5CX35 SQMM (PVC) POWER CABLE | KM | 2 |  | Included
26 | 7000025904 | 240 | ILLUMINATION SYSTEM | 1000038387 | LED FLOOD LIGHT LUMINARIESTYPE FL-1 (150W) AS PER TECHNICALSPECIFICATION | EA | 4 |  | Included
27 | 7000025904 | 250 | ILLUMINATION SYSTEM | 1000038325 | LIGHTING FIXTURE LED LUMINAIRES TYPE FL2 AS PER TECH. SPECIFICATIONS | EA | 4 |  | Included
28 | 7000025904 | 340 | Tele eqpt at Fatehgarh-3 for Azure end | 1000031367 | SDH EQUIPMENT (STM-16 MADM UPTO 5 MSP PROTECTED DIRECTIONS)-BASEEQUIPMENT (COMMON CARDS, CROSS CONNECT/CONTROL CARDS, OPTICAL BASECARDS, POWER SUPPLY CARDS, POWER CABLING, OTHER HARDWARE ANDACCESSORIES INCLUDING SUB RACKS, PATCH CORD, DDF ETC FULLY EQUIPEDEXCLUDING OPTICAL INTERFACE & TRIBUTARY CARDS | EA | 1 |  | Included
29 | 7000025904 | 350 | Tele eqpt at Fatehgarh-3 for Azure end | 1000018706 | S16.1 SFP | EA | 4 |  | Included
30 | 7000025904 | 360 | Tele eqpt at Fatehgarh-3 for Azure end | 1000031374 | TRIBUTARY INTERFACE- E1 INTERFACE (MINIMUM 16 NOS.) | SET | 2 |  | Included
31 | 7000025904 | 370 | Tele eqpt at Fatehgarh-3 for Azure end | 1000034950 | ETHERNET INTERFACE 10/100 BASE T WITH LAYER-2 SWITCHING (MIN 8INTERFACES PER CARD) | EA | 2 |  | Included
32 | 7000025904 | 380 | Tele eqpt at Fatehgarh-3 for Azure end | 1000031381 | TRIBUTARY INTERFACE-GIGABIT ETHERNET INTERFACES 10/100 MBPS WITH LAYER-2 SWITCHING (MINIMUM 2 NOS.) | SET | 1 |  | Included
33 | 7000025904 | 390 | Tele eqpt at Fatehgarh-3 for Azure end | 1000026228 | Equipment Cabinets For SDH | EA | 1 |  | Included
34 | 7000025904 | 400 | Tele eqpt at Fatehgarh-3 for Azure end | 1000030942 | 24F (DWSM) APPROACH FIBRE OPTIC CABLE INCLUDING ALL INSTALLATIONHARDWARE SET | KM | 1 |  | Included
35 | 7000025904 | 410 | Tele eqpt at Fatehgarh-3 for Azure end | 1000023471 | OPGW Fibre Optic Distribution Panel (FODP): Indoor Type: 96F | EA | 1 |  | Included
36 | 7000025904 | 430 | Spares-Tele Eqpt at Fatehgarh-3 | 1000031369 | SDH EQUIPMENT (STM-16 MADM UPTO 5 MSP PROTECTED DIRECTIONS)-COMMONCARDS, CROSS-CONNECT/CONTROL CARDS, OPTICAL BASE CARD, POWER SUPPLYCARDS, POWER CABLING, OTHER HARDWARE & ACCESSORIES (EACH). | SET | 1 |  | Included
37 | 7000025904 | 440 | Spares-Tele Eqpt at Fatehgarh-3 | 1000018706 | S16.1 SFP | EA | 1 |  | Included
38 | 7000025904 | 450 | Spares-Tele Eqpt at Fatehgarh-3 | 1000031374 | TRIBUTARY INTERFACE- E1 INTERFACE (MINIMUM 16 NOS.) | SET | 1 |  | Included
39 | 7000025904 | 460 | Spares-Tele Eqpt at Fatehgarh-3 | 1000034950 | ETHERNET INTERFACE 10/100 BASE T WITH LAYER-2 SWITCHING (MIN 8INTERFACES PER CARD) | EA | 1 |  | Included
40 | 7000025904 | 470 | Spares-Tele Eqpt at Fatehgarh-3 | 1000031381 | TRIBUTARY INTERFACE-GIGABIT ETHERNET INTERFACES 10/100 MBPS WITH LAYER-2 SWITCHING (MINIMUM 2 NOS.) | SET | 1 |  | Included
41 | 7000025904 | 480 | Spares-Tele Eqpt at Fatehgarh-3 | 1000031398 | PRE CONNECTORIZED OPTICAL FIBER PATCH CORDS(10 MTRS) â€“ PACK OF SIXPATCH CORDS | SET | 1 |  | Included
42 | 7000025904 | 490 | Spares-Tele Eqpt at Fatehgarh-3 | 1000030942 | 24F (DWSM) APPROACH FIBRE OPTIC CABLE INCLUDING ALL INSTALLATIONHARDWARE SET | KM | 1 |  | Included
43 | 7000025904 | 500 | PMU and Associated Items | 1000017518 | PMU with GPS Clock (clock can be either internal or external) | EA | 1 |  | Included
44 | 7000025904 | 510 | PMU and Associated Items | 1000022512 | WAMS Hardware - Time System (GPS receiver) | EA | 1 |  | Included
45 | 7000025904 | 520 | PMU and Associated Items | 1000022510 | WAMS Hardware - Substation Grade Layer-3 LAN Switches with minimum 4 x10/100 Mbps Ethernet ports and 2 x 1 Gbps Ethernet ports | EA | 2 |  | Included
46 | 7000025904 | 530 | PMU and Associated Items | 1000022487 | WAMS Miscellaneous - Armored Fibre Optic Cable and associatedtermination (e.g. L2 Switch) for connecting PMU panels located indifferent control room of a station | EA | 1 |  | Included
47 | 7000025904 | 560 | Tower and gantry Structure | 1000015954 | Fabrication, galvanising and supply of Lattice Structures (MS Steel),to be designed during detailed engineering, for towers, beams andequipment support structure including pack plates / packwashers andgusset plates excluding fasteners and foundation bolts | MT | 44 |  | Included
48 | 7000025904 | 570 | Tower and gantry Structure | 1000011713 | Fabrication, galvanising and supply of fasteners ( nuts, bolts andwashers ) including step bolts for lattice and pipe structures to bedesigned during detailed engineering | MT | 4 |  | Included
49 | 7000025904 | 580 | Tower and gantry Structure | 1000012373 | Fabrication, galvanising and supply of foundation bolts including nuts,checknut and washers for lattice and pipe structures to be designedduring detailed engineering | MT | 3 |  | Included
II | Fatehgarh-3 Extn. Ph-III Part E2
1 | 7000025906 | 10 | 800kV 50kA AIS EQUIPMENT | 1000005827 | 765kV, 3150A, 50kA Circuit Breaker(3-Phase) with closing resistor (withsupport structure) | EA | 3 |  | Included
2 | 7000025906 | 20 | 800kV 50kA AIS EQUIPMENT | 1000005826 | 765kV, 3150A, 50kA Circuit Breaker(3-Phase) without closing resistor(with support structure) | EA | 3 |  | Included
3 | 7000025906 | 30 | 800kV 50kA AIS EQUIPMENT | 1000005848 | 765 kV, 3000A, 50KA, 1-Phase CurrentTransformer with 120% extended currentrating | EA | 18 |  | Included
4 | 7000025906 | 40 | 800kV 50kA AIS EQUIPMENT | 1000005853 | 765kV, 3150A, 50Ka, Vertical Knee/DoubleBreak Isolator (3-Phase) with one E/S | EA | 9 |  | Included
5 | 7000025906 | 50 | 800kV 50kA AIS EQUIPMENT | 1000005854 | 765kV, 3150A, 50Ka, Vertical Knee/DoubleBreak Isolator (3-Phase) with two E/S | EA | 6 |  | Included
6 | 7000025906 | 60 | 800kV 50kA AIS EQUIPMENT | 1000005820 | 765kV, 3150A, 50kA, Vertical Knee/DoubleBreak Isolator (1-Phase) with one E/S | EA | 9 |  | Included
7 | 7000025906 | 70 | 800kV 50kA AIS EQUIPMENT | 1000005819 | 765kV, 3150A, 50kA, Vertical Knee/DoubleBreak Isolator (1-Phase) without E/S | EA | 18 |  | Included
8 | 7000025906 | 1300 | 800kV 50kA AIS EQUIPMENT | 1000020421 | 624kV Surge Arrester (1-Phase) | EA | 9 |  | Included
9 | 7000025906 | 80 | 800kV 50kA AIS EQUIPMENT | 1000005791 | 765 kV, 1 phase Bus Post Insulator (except for Line Traps) | EA | 24 |  | Included
10 | 7000025906 | 90 | 420kV, 63kA AIS EQUIPMENT | 1000004501 | 420kV, 3150A, 63kA Circuit Breaker (3-Phase) without closing resistorand with Support Structure | EA | 8 |  | Included
11 | 7000025906 | 100 | 420kV, 63kA AIS EQUIPMENT | 1000004463 | 420 kV, 3000A, 63KA, 1-Phase CurrentTransformer with 120% extended currentrating | EA | 24 |  | Included
12 | 7000025906 | 110 | 420kV, 63kA AIS EQUIPMENT | 1000004498 | 420kV, 3150A, 63KA, Isolator (3-phase)(Double Break) with one E/S | EA | 16 |  | Included
13 | 7000025906 | 120 | 420kV, 63kA AIS EQUIPMENT | 1000004496 | 420kV, 3150A, 63KA, Isolator (1 phase)(Double Break) with one E/S | EA | 9 |  | Included
14 | 7000025906 | 130 | 420kV, 63kA AIS EQUIPMENT | 1000004495 | 420kV, 3150A, 63KA, Isolator (1 phase)(Double Break) without E/S | EA | 9 |  | Included
15 | 7000025906 | 140 | 420kV, 63kA AIS EQUIPMENT | 1000020419 | 336kV Surge Arrester (1-phase) | EA | 15 |  | Included
16 | 7000025906 | 150 | 420kV, 63kA AIS EQUIPMENT | 1000004401 | 420 kV, 1 phase Bus Post Insulator (except for Line Traps) | EA | 52 |  | Included
17 | 7000025906 | 160 | 420kV, 63kA AIS EQUIPMENT | 1000004499 | 420kV, 3150A, 63KA Isolator (3-phase)(Double Break) with two E/S | EA | 2 |  | Included
18 | 7000025906 | 170 | 245kV, 50kA AIS EQUIPMENT | 1000001683 | 245kV, 1600A, 50KA Circuit Breaker(3-Phase) with support structure | EA | 2 |  | Included
19 | 7000025906 | 180 | 245kV, 50kA AIS EQUIPMENT | 1000001684 | 245 kV, 1600A, 50KA, 1-Phase CurrentTransformer with 120% extended currentrating | EA | 6 |  | Included
20 | 7000025906 | 190 | 245kV, 50kA AIS EQUIPMENT | 1000001688 | 245kV, 1600A, 50 KA, 3-phase DoubleBreak Isolator with one E/S | EA | 2 |  | Included
21 | 7000025906 | 200 | 245kV, 50kA AIS EQUIPMENT | 1000001689 | 245kV, 1600A, 50 KA, 3-phase DoubleBreak Isolator with two E/S | EA | 2 |  | Included
22 | 7000025906 | 210 | 245kV, 50kA AIS EQUIPMENT | 1000032777 | 245KV, 1600 A, 50KA, 3-PHASE, DOUBLE BREAK TANDEM ISOLATOR WITHOUT E/S | EA | 4 |  | Included
23 | 7000025906 | 220 | 245kV, 50kA AIS EQUIPMENT | 1000020417 | 216kV Surge Arrester (1-phase) | EA | 6 |  | Included
24 | 7000025906 | 230 | 245kV, 50kA AIS EQUIPMENT | 1000001695 | 245 kV, 1 phase Bus Post Insulator (except for Line Traps) | EA | 18 |  | Included
25 | 7000025906 | 240 | 36kV AIS EQUIPMENT | 1000001998 | Current transformer (33kV) for transformer Netural along with supportstructure & terminal connector | SET | 3 |  | Included
26 | 7000025906 | 250 | Erection Hardware for 765kV S/Y | 1000054975 | BUS POST INSULATORS, SPACERS, EQUIPMENT SUPPORT STRUCTURES,CONDUCTORS, AL TUBE, CLAMP, CONNECTORS (INCLUDING 765KV, 400KV,TERTIARY AND NEUTURAL BUSHING TERMINAL CONNECTORS ETC) FOR ARRANGEMENTOF NETURAL FORMATION FOR TRANSFORMER(S), DELTA FORMATION FOR THREEBANKS (EACH BANK COMPRISES OF 3 SINGLE PHASE UNITS OFAUTOTRANSFORMERS) AND MAKING CONNECTION ARRANGEMENT TO CONNECT SPAREUNIT IN PLACE OF ANY UNIT OF THE BANK WITHOUT PHYSICAL SHIFTING | LOT | 1 |  | Included
27 | 7000025906 | 260 | Erection Hardware for 765kV S/Y | 1000032970 | ERECTION HARDWARE FOR STRINGING OF 765KV JACK BUS OVER 765KV MAINBUS-1&2. ALSO STRINGING OF EARTH WIRE FOR THE DIAMETER. (FOR ONEDIAMETER) | SET | 1 |  | Included
28 | 7000025906 | 270 | Erection Hardware for 765kV S/Y | 1000011362 | Erection Hardware for 765kV I type layout-Spare bay of half dia. asper technical specification | SET | 3 |  | Included
29 | 7000025906 | 280 | Erection Hardware for 765kV S/Y | 1000011363 | Erection Hardware for 765kV I type layout-Transformer bay as pertechnical specification | SET | 3 |  | Included
30 | 7000025906 | 290 | Erection Hardware for 765kV S/Y | 1000011350 | Erection Hardware for 765kV I type layout-Bus Work (For one diameters)as per technical specification | SET | 4 |  | Included
31 | 7000025906 | 300 | 765kV Insulator and Hardware | 1000055997 | 765KV TENSION INSULATOR STRING AND ASSOCIATED HARDWARE FITTINGS WITHTURN BUCKLE SUITABLE FOR QUAD CONDUCTOR | EA | 45 |  | Included
32 | 7000025906 | 310 | 765kV Insulator and Hardware | 1000055995 | 765KV TENSION INSULATOR STRING AND ASSOCIATED HARDWARE FITTINGSWITHOUT TURN BUCKLE SUITABLE FOR QUAD CONDUCTOR | EA | 45 |  | Included
33 | 7000025906 | 320 | 765kV Insulator and Hardware | 1000055993 | 765KV SUSPENSION INSULATOR STRING AND ASSOCIATED HARDWARE FITTINGSWITH THROUGH CLAMP SUITABLE FOR QUAD CONDUCTOR | EA | 12 |  | Included
34 | 7000025906 | 330 | Erection Hardware for 420kV I-Type S/Y | 1000011318 | Erection Hardware for 400kV I type layout-Bus Work (For one diameter)as per technical specification | SET | 3 |  | Included
35 | 7000025906 | 340 | Erection Hardware for 420kV I-Type S/Y | 1000011327 | Erection Hardware for 400kV I type layout-Transformer bay as pertechnical specification | SET | 4 |  | Included
36 | 7000025906 | 350 | Erection Hardware for 420kV I-Type S/Y | 1000011320 | Erection Hardware for 400kV I type layout-Any feeder Extn. on existinghalf dia. as per technical specification | SET | 1 |  | Included
37 | 7000025906 | 360 | 420kV Insulator and Hardware | 1000055984 | 400KV TENSION INSULATOR STRING AND ASSOCIATED HARDWARE FITTINGSWITHOUT TURN BUCKLE SUITABLE FOR QUAD CONDUCTOR | EA | 60 |  | Included
38 | 7000025906 | 370 | 420kV Insulator and Hardware | 1000055991 | 400KV TENSION INSULATOR STRING AND ASSOCIATED HARDWARE FITTINGSWITH TURN BUCKLE SUITABLE FOR QUAD CONDUCTOR | EA | 60 |  | Included
39 | 7000025906 | 380 | 420kV Insulator and Hardware | 1000055986 | 400KV SUSPENSION INSULATOR STRING AND ASSOCIATED HARDWARE FITTINGSWITH DROP CLAMP SUITABLE FOR QUAD CONDUCTOR | EA | 9 |  | Included
40 | 7000025906 | 390 | Erection Hardware for 220kV DMT Type S/Y | 1000011264 | Erection Hardware for 220kV layout (Double Main and TransferScheme)-Transformer Bay as per technical specification | SET | 2 |  | Included
41 | 7000025906 | 400 | 220kV Insulator and Hardware | 1000055981 | 220KV TENSION INSULATOR STRING AND ASSOCIATED HARDWARE FITTINGS WITHTURN BUCKLE SUITABLE FOR QUAD CONDUCTOR | EA | 12 |  | Included
42 | 7000025906 | 410 | 220kV Insulator and Hardware | 1000055980 | 220KV TENSION INSULATOR STRING AND ASSOCIATED HARDWARE FITTINGSWITHOUT TURN BUCKLE SUITABLE FOR TWIN CONDUCTOR | EA | 12 |  | Included
43 | 7000025906 | 420 | 220kV Insulator and Hardware | 1000055975 | 220KV SUSPENSION INSULATOR STRING AND ASSOCIATED HARDWARE FITTINGSWITH DROP CLAMP SUITABLE FOR TWIN CONDUCTOR | EA | 6 |  | Included
44 | 7000025906 | 430 | 220kV Insulator and Hardware | 1000055977 | 220KV SUSPENSION INSULATOR STRING AND ASSOCIATED HARDWARE FITTINGSWITH THROUGH CLAMP SUITABLE FOR TWIN CONDUCTOR | EA | 6 |  | Included
45 | 7000025906 | 440 | Earthmat | 1000032055 | 40 MM MS ROD FOR MAIN EARTHMAT | KM | 15 |  | Included
46 | 7000025906 | 450 | CSD | 1000009713 | Controlled Switching Device for 420 kV, 3-ph Circuit Breaker | EA | 6 |  | Included
47 | 7000025906 | 460 | CSD | 1000009714 | Controlled Switching Device for 765 kV, 3-ph Circuit Breaker | EA | 6 |  | Included
48 | 7000025906 | 470 | CRP for 765kV Bays with SAS | 1000005789 | 765kV Transformer Protection Panel (For both HV & MV side)-(withAutomation) | EA | 3 |  | Included
49 | 7000025906 | 480 | CRP for 765kV Bays with SAS | 1000005074 | 765 kV Circuit Breaker Relay Panel With Auto Reclose (with Automation) | EA | 6 |  | Included
50 | 7000025906 | 490 | CRP for 420kV Bays with SAS | 1000002165 | 400kV Circuit Breaker Relay Panel with Auto Reclose (with Automation) | EA | 8 |  | Included
51 | 7000025906 | 500 | CRP for 420kV Bays with SAS | 1000004274 | 400kV Transformer Protection Panel (For both HV & MV side)-(withAutomation) | EA | 2 |  | Included
52 | 7000025906 | 510 | CRP for 220kV Bays with SAS | 1000001170 | 220kV Circuit Breaker Relay Panel with Auto Reclose (with Automation) | EA | 2 |  | Included
53 | 7000025906 | 520 | SAS-AUG | 1000001333 | Augmentation of Substation automation System for 220kV bay as perTechnical Specification | EA | 2 |  | Included
54 | 7000025906 | 530 | SAS-AUG | 1000003411 | Augmentation of Substation automation System for 400kV Tie bay as perTechnical Specification | EA | 3 |  | Included
55 | 7000025906 | 540 | SAS-AUG | 1000003409 | Augmentation of Substation automation System for 400kV Main bay as perTechnical Specification | EA | 5 |  | Included
56 | 7000025906 | 550 | SAS-AUG | 1000005537 | Augmentation of Substation automation System for 765kV Tie bay as perTechnical Specification | EA | 3 |  | Included
57 | 7000025906 | 560 | SAS-AUG | 1000005535 | Augmentation of Substation automation system for 765kV Main bay as perTechnical Specification | EA | 3 |  | Included
58 | 7000025906 | 570 | VMS | 1000030433 | COLOR IP CAMERA, WITH PAN, TILT AND ZOOM FACILITIES, ALONGWITH ALLREQUIRED ITEMS, ACCESSORIES, LINE INTERFACE UNITS, FIBER PATCH CORDS,POWER SUPPLY UNITS, JUNCTION BOXES, CABLES, FIBER OPTIC CABLES, ETC.,AND INCLUDING INTEGRATION IN EXISTING HARDWARE AND SOFTWARE FORAUGMENTATION OF VISUAL MONITORING SYSTEM AS PER TECHNICALSPECIFICATION. | SET | 1 |  | Included
59 | 7000025906 | 580 | POWER & CONTROL CABLE | 1000031951 | 1.1KV GRADE 3.5CX300 SQMM (XLPE) POWER CABLE | KM | 2 |  | Included
60 | 7000025906 | 590 | POWER & CONTROL CABLE | 1000031957 | 1.1KV GRADE 3.5CX70 SQMM (PVC) POWER CABLE | KM | 4 |  | Included
61 | 7000025906 | 600 | POWER & CONTROL CABLE | 1000031953 | 1.1KV GRADE 3.5CX35 SQMM (PVC) POWER CABLE | KM | 2 |  | Included
62 | 7000025906 | 610 | POWER & CONTROL CABLE | 1000031976 | 1.1KV GRADE 4CX16 SQMM (PVC) POWER CABLE | KM | 2 |  | Included
63 | 7000025906 | 620 | POWER & CONTROL CABLE | 1000031985 | 1.1KV GRADE 4CX6 SQMM (PVC) POWER CABLE | KM | 12 |  | Included
64 | 7000025906 | 630 | POWER & CONTROL CABLE | 1000031943 | 1.1KV GRADE 2CX6 SQMM (PVC) POWER CABLE | KM | 10 |  | Included
65 | 7000025906 | 640 | POWER & CONTROL CABLE | 1000031964 | 1.1KV GRADE 3CX2.5 SQMM CONTROL CABLE | KM | 25 |  | Included
66 | 7000025906 | 650 | POWER & CONTROL CABLE | 1000031987 | 1.1KV GRADE 5CX2.5 SQMM CONTROL CABLE | KM | 46 |  | Included
67 | 7000025906 | 660 | POWER & CONTROL CABLE | 1000031887 | 1.1KV GRADE 10CX2.5 SQMM CONTROL CABLE | KM | 14 |  | Included
68 | 7000025906 | 670 | POWER & CONTROL CABLE | 1000056264 | 1.1KV GRADE 19CX1.5 SQMM CONTROL CABLE | KM | 20 |  | Included
69 | 7000025906 | 680 | POWER & CONTROL CABLE | 1000056265 | 1.1KV GRADE 27CX1.5 SQMM CONTROL CABLE | KM | 13 |  | Included
70 | 7000025906 | 690 | POWER & CONTROL CABLE | 1000032050 | 4PAIR, 0.5SQMM SCREENED CABLE | KM | 6 |  | Included
71 | 7000025906 | 700 | AIR CONDITIONING & VENTILATION SYSTEM | 1000006285 | Air conditioning system for Switchyard Panel Room of 9m length | SET | 3 |  | Included
72 | 7000025906 | 710 | AIR CONDITIONING & VENTILATION SYSTEM | 1000006284 | Air conditioning system for Switchyard Panel Room of 6m length | SET | 3 |  | Included
73 | 7000025906 | 750 | FIRE FIGHTING SYSTEM | 1000055460 | HVW SPRAY SYSTEM, HYDRANT SYSTEM AND COMPLETE U/G & O/G PIPING ANDACCESSORIES ETC. OUT SIDE THE PUMP HOUSE FOR 765 KV, 1-PHASEAUTOTRANSFORMER | SET | 9 |  | Included
74 | 7000025906 | 760 | FIRE FIGHTING SYSTEM | 1000055456 | HVW SPRAY SYSTEM, HYDRANT SYSTEM AND COMPLETE U/G & O/G PIPING ANDACCESSORIES ETC. OUT SIDE THE PUMP HOUSE FOR 400KV, 3-PHASEAUTOTRANSFORMER | SET | 2 |  | Included
75 | 7000025906 | 720 | FIRE FIGHTING SYSTEM | 1000012019 | Fire Detection and Alarm System for Switchyard Panel Room of 9 mlength | SET | 3 |  | Included
76 | 7000025906 | 730 | FIRE FIGHTING SYSTEM | 1000012018 | Fire Detection and Alarm System for Switchyard Panel Room of 6 mlength | SET | 3 |  | Included
77 | 7000025906 | 740 | FIRE FIGHTING SYSTEM | 1000012022 | 4.5 kg CO2 type Portable Fire extinguisher | EA | 6 |  | Included
78 | 7000025906 | 770 | ILLUMINATION SYSTEM | 1000014547 | Lighting Panel type ACP-2 as per technical specification | EA | 4 |  | Included
79 | 7000025906 | 780 | ILLUMINATION SYSTEM | 1000001894 | Outdoor Power Receptacle for oilfiltration unit (250A) | EA | 3 |  | Included
80 | 7000025906 | 790 | ILLUMINATION SYSTEM | 1000038387 | LED FLOOD LIGHT LUMINARIESTYPE FL-1 (150W) AS PER TECHNICALSPECIFICATION | EA | 25 |  | Included
81 | 7000025906 | 800 | ILLUMINATION SYSTEM | 1000038325 | LIGHTING FIXTURE LED LUMINAIRES TYPE FL2 AS PER TECH. SPECIFICATIONS | EA | 25 |  | Included
82 | 7000025906 | 810 | ILLUMINATION SYSTEM | 1000013795 | Illumination System for switchyard panel room of 6 m length | LS | 3 |  | Included
83 | 7000025906 | 820 | ILLUMINATION SYSTEM | 1000013796 | Illumination System for switchyard panel room of 9 m length | LS | 3 |  | Included
84 | 7000025906 | 830 | Mandatory Spare LOT | 1000054979 | SPARE-800KV BUS POST INSULATOR | LOT | 1 |  | Included
85 | 7000025906 | 840 | Mandatory Spare LOT | 1000025930 | Spare-216kV Surge Arrester | SET | 1 |  | Included
86 | 7000025906 | 850 | Mandatory Spare LOT | 1000019925 | Spares for Fire Protection System | LS | 1 |  | Included
87 | 7000025906 | 860 | Mandatory Spare LOT | 1000027625 | Spare-765KV Circuit Breaker | LOT | 1 |  | Included
88 | 7000025906 | 870 | Mandatory Spare LOT | 1000028091 | Spare-765kV VKDB Isolator | LOT | 1 |  | Included
89 | 7000025906 | 880 | Mandatory Spare LOT | 1000054976 | SPARE-765KV CURRENT TRANSFORMER | LOT | 1 |  | Included
90 | 7000025906 | 890 | Mandatory Spare LOT | 1000028372 | SPARES FOR 624KV SURGE ARRESTER | LS | 1 |  | Included
91 | 7000025906 | 900 | Mandatory Spare LOT | 1000019918 | Spares for 420kV Circuit Breaker | LS | 1 |  | Included
92 | 7000025906 | 910 | Mandatory Spare LOT | 1000019919 | Spares for 420kV Double break Isolator | LS | 1 |  | Included
93 | 7000025906 | 920 | Mandatory Spare LOT | 1000024186 | SPARES FOR 336KV SURGE ARRESTER | LS | 1 |  | Included
94 | 7000025906 | 930 | Mandatory Spare LOT | 1000025940 | Spare-420kV BPI | SET | 1 |  | Included
95 | 7000025906 | 940 | Mandatory Spare LOT | 1000025941 | Spare-420kV CT 1 | SET | 1 |  | Included
96 | 7000025906 | 950 | Mandatory Spare LOT | 1000025935 | Spare-245kV Circuit Breaker | SET | 1 |  | Included
97 | 7000025906 | 960 | Mandatory Spare LOT | 1000025936 | Spare-245kV Isolator | SET | 1 |  | Included
98 | 7000025906 | 970 | Mandatory Spare LOT | 1000025933 | Spare-245kV CT | SET | 1 |  | Included
99 | 7000025906 | 980 | Mandatory Spare LOT | 1000025932 | Spare-245kV BPI | SET | 1 |  | Included
100 | 7000025906 | 990 | Mandatory Spare LOT | 1000019912 | Relay & protection Panels (with automation) | LS | 1 |  | Included
101 | 7000025906 | 1000 | Mandatory Spare LOT | 1000019927 | Spares-Substation Automation System | LS | 1 |  | Included
102 | 7000025906 | 1010 | Mandatory Spare LOT | 1000053851 | SPARES FOR CLAMPS & CONNECTORS | LOT | 1 |  | Included
103 | 7000025906 | 1260 | Tower and gantry Structure | 1000015954 | Fabrication, galvanising and supply of Lattice Structures (MS Steel),to be designed during detailed engineering, for towers, beams andequipment support structure including pack plates / packwashers andgusset plates excluding fasteners and foundation bolts | MT | 810 |  | Included
104 | 7000025906 | 1270 | Tower and gantry Structure | 1000015953 | Fabrication, galvanising and supply of Lattice Structures (HT Steel),to be designed during detailed engineering, for towers, beams andequipment support structure including pack plates / packwashers andgusset plates excluding fasteners and foundation bolts | MT | 430 |  | Included
105 | 7000025906 | 1280 | Tower and gantry Structure | 1000011713 | Fabrication, galvanising and supply of fasteners ( nuts, bolts andwashers ) including step bolts for lattice and pipe structures to bedesigned during detailed engineering | MT | 59 |  | Included
106 | 7000025906 | 1290 | Tower and gantry Structure | 1000012373 | Fabrication, galvanising and supply of foundation bolts including nuts,checknut and washers for lattice and pipe structures to be designedduring detailed engineering | MT | 79 |  | Included
III | Fatehgarh-3 Extn._Bays For RE Gen
1 | 7000025896 | 10 | 420kV, 63kA AIS EQUIPMENT | 1000004501 | 420kV, 3150A, 63kA Circuit Breaker (3-Phase) without closing resistorand with Support Structure | EA | 6 |  | Included
2 | 7000025896 | 20 | 420kV, 63kA AIS EQUIPMENT | 1000004463 | 420 kV, 3000A, 63KA, 1-Phase CurrentTransformer with 120% extended currentrating | EA | 18 |  | Included
3 | 7000025896 | 30 | 420kV, 63kA AIS EQUIPMENT | 1000004535 | 420 kV, 4400 pF Capacitive Voltage Transformer (1-Phase) | EA | 15 |  | Included
4 | 7000025896 | 40 | 420kV, 63kA AIS EQUIPMENT | 1000004498 | 420kV, 3150A, 63KA, Isolator (3-phase)(Double Break) with one E/S | EA | 15 |  | Included
5 | 7000025896 | 50 | 420kV, 63kA AIS EQUIPMENT | 1000020419 | 336kV Surge Arrester (1-phase) | EA | 9 |  | Included
6 | 7000025896 | 60 | 420kV, 63kA AIS EQUIPMENT | 1000004400 | 420 kV ,1 phase Bus Post Insulators for Line Traps | EA | 18 |  | Included
7 | 7000025896 | 70 | 420kV, 63kA AIS EQUIPMENT | 1000004401 | 420 kV, 1 phase Bus Post Insulator (except for Line Traps) | EA | 9 |  | Included
8 | 7000025896 | 80 | 245kV, 50kA AIS EQUIPMENT | 1000001694 | 245 kV ,1 phase Bus Post Insulators for Line Traps | EA | 36 |  | Included
9 | 7000025896 | 90 | 245kV, 50kA AIS EQUIPMENT | 1000001695 | 245 kV, 1 phase Bus Post Insulator (except for Line Traps) | EA | 92 |  | Included
10 | 7000025896 | 100 | 245kV, 50kA AIS EQUIPMENT | 1000020417 | 216kV Surge Arrester (1-phase) | EA | 18 |  | Included
11 | 7000025896 | 110 | 245kV, 50kA AIS EQUIPMENT | 1000051760 | 245KV, 3150A, 50KA, 3-PHASE DOUBLE BREAK ISOLATOR WITH TWO E/S | EA | 4 |  | Included
12 | 7000025896 | 120 | 245kV, 50kA AIS EQUIPMENT | 1000051850 | 245KV, 3150A, 50KA, 3-PHASE DOUBLE BREAK ISOLATOR WITH ONE E/S | EA | 8 |  | Included
13 | 7000025896 | 130 | 245kV, 50kA AIS EQUIPMENT | 1000032777 | 245KV, 1600 A, 50KA, 3-PHASE, DOUBLE BREAK TANDEM ISOLATOR WITHOUT E/S | EA | 14 |  | Included
14 | 7000025896 | 140 | 245kV, 50kA AIS EQUIPMENT | 1000001689 | 245kV, 1600A, 50 KA, 3-phase DoubleBreak Isolator with two E/S | EA | 8 |  | Included
15 | 7000025896 | 150 | 245kV, 50kA AIS EQUIPMENT | 1000001688 | 245kV, 1600A, 50 KA, 3-phase DoubleBreak Isolator with one E/S | EA | 8 |  | Included
16 | 7000025896 | 160 | 245kV, 50kA AIS EQUIPMENT | 1000001772 | 245 kV, 4400pf Capacitive Voltage Transformer (1- Phase) | EA | 30 |  | Included
17 | 7000025896 | 170 | 245kV, 50kA AIS EQUIPMENT | 1000001739 | 245 kV, 2500A, 50KA, 1-Phase CurrentTransformer with 120% extended currentrating | EA | 18 |  | Included
18 | 7000025896 | 180 | 245kV, 50kA AIS EQUIPMENT | 1000001684 | 245 kV, 1600A, 50KA, 1-Phase CurrentTransformer with 120% extended currentrating | EA | 24 |  | Included
19 | 7000025896 | 190 | 245kV, 50kA AIS EQUIPMENT | 1000028442 | 245kV, 3150A, 50KA Circuit Breaker(3-Phase) with support structure | EA | 6 |  | Included
20 | 7000025896 | 200 | 245kV, 50kA AIS EQUIPMENT | 1000001683 | 245kV, 1600A, 50KA Circuit Breaker(3-Phase) with support structure | EA | 8 |  | Included
21 | 7000025896 | 210 | Erection Hardware for 420kV I-Type S/Y | 1000029277 | Erection H/W-420kV I-type Jack Bus for future Scope (No. of Diameters) | SET | 1 |  | Included
22 | 7000025896 | 220 | Erection Hardware for 420kV I-Type S/Y | 1000049683 | ERECTION HARDWARE FOR 400KV LAYOUT (ONE AND HALF BREAKER SCHEME)-BUSSECTION BAY AS PER TECHNICAL SPECIFICATION | SET | 2 |  | Included
23 | 7000025896 | 230 | Erection Hardware for 420kV I-Type S/Y | 1000011322 | Erection Hardware for 400kV I type layout-Line bay as per technicalspecification | SET | 1 |  | Included
24 | 7000025896 | 240 | Erection Hardware for 420kV I-Type S/Y | 1000011320 | Erection Hardware for 400kV I type layout-Any feeder Extn. on existinghalf dia. as per technical specification | SET | 2 |  | Included
25 | 7000025896 | 250 | Erection Hardware for 420kV I-Type S/Y | 1000011326 | Erection Hardware for 400kV I type layout-Spare bay of half dia as pertechnical specification | SET | 1 |  | Included
26 | 7000025896 | 260 | 420kV Insulator and Hardware | 1000055984 | 400KV TENSION INSULATOR STRING AND ASSOCIATED HARDWARE FITTINGSWITHOUT TURN BUCKLE SUITABLE FOR QUAD CONDUCTOR | EA | 24 |  | Included
27 | 7000025896 | 270 | 420kV Insulator and Hardware | 1000055991 | 400KV TENSION INSULATOR STRING AND ASSOCIATED HARDWARE FITTINGSWITH TURN BUCKLE SUITABLE FOR QUAD CONDUCTOR | EA | 15 |  | Included
28 | 7000025896 | 280 | 420kV Insulator and Hardware | 1000055986 | 400KV SUSPENSION INSULATOR STRING AND ASSOCIATED HARDWARE FITTINGSWITH DROP CLAMP SUITABLE FOR QUAD CONDUCTOR | EA | 15 |  | Included
29 | 7000025896 | 290 | 420kV Insulator and Hardware | 1000055988 | 400KV SUSPENSION INSULATOR STRING AND ASSOCIATED HARDWARE FITTINGSWITH THROUGH CLAMP SUITABLE FOR QUAD CONDUCTOR | EA | 9 |  | Included
30 | 7000025896 | 300 | Erection Hardware for 220kV DMT Type S/Y | 1000011255 | Erection Hardware for 220kV layout (Double Main and TransferScheme)-Bus work (one Bay) as per technical specification | SET | 16 |  | Included
31 | 7000025896 | 310 | Erection Hardware for 220kV DMT Type S/Y | 1000011261 | Erection Hardware for 220kV layout (Double Main and TransferScheme)-Line Bay as per technical specification | SET | 6 |  | Included
32 | 7000025896 | 320 | Erection Hardware for 220kV DMT Type S/Y | 1000011253 | Erection Hardware for 220kV layout (Double Main and TransferScheme)-Bus Coupler Bay as per technical specification | SET | 2 |  | Included
33 | 7000025896 | 330 | Erection Hardware for 220kV DMT Type S/Y | 1000011265 | Erection Hardware for 220kV layout (Double Main and TransferScheme)-Transfer Bus Coupler Bay as per technical specification | SET | 2 |  | Included
34 | 7000025896 | 340 | Erection Hardware for 220kV DMT Type S/Y | 1000011254 | Erection Hardware for 220kV layout (Double Main and TransferScheme)-Bus section Bay as per technical specification | SET | 4 |  | Included
35 | 7000025896 | 350 | Erection Hardware for 220kV DMT Type S/Y | 1000033098 | ERECTION HARDWARE FOR 220KV LAYOUT (DOUBLE MAIN SCHEME)-BUS WORK(THREE BAY) AS PER TECHNICAL SPECIFICATION | SET | 1 |  | Included
36 | 7000025896 | 360 | 220kV Insulator and Hardware | 1000055983 | 220KV TENSION INSULATOR STRING AND ASSOCIATED HARDWARE FITTINGS WITHTURN BUCKLE SUITABLE FOR TWIN CONDUCTOR | EA | 54 |  | Included
37 | 7000025896 | 370 | 220kV Insulator and Hardware | 1000055981 | 220KV TENSION INSULATOR STRING AND ASSOCIATED HARDWARE FITTINGS WITHTURN BUCKLE SUITABLE FOR QUAD CONDUCTOR | EA | 45 |  | Included
38 | 7000025896 | 380 | 220kV Insulator and Hardware | 1000055980 | 220KV TENSION INSULATOR STRING AND ASSOCIATED HARDWARE FITTINGSWITHOUT TURN BUCKLE SUITABLE FOR TWIN CONDUCTOR | EA | 36 |  | Included
39 | 7000025896 | 390 | 220kV Insulator and Hardware | 1000055978 | 220KV TENSION INSULATOR STRING AND ASSOCIATED HARDWARE FITTINGSWITHOUT TURN BUCKLE SUITABLE FOR QUAD CONDUCTOR | EA | 45 |  | Included
40 | 7000025896 | 400 | 220kV Insulator and Hardware | 1000055977 | 220KV SUSPENSION INSULATOR STRING AND ASSOCIATED HARDWARE FITTINGSWITH THROUGH CLAMP SUITABLE FOR TWIN CONDUCTOR | EA | 12 |  | Included
41 | 7000025896 | 410 | 220kV Insulator and Hardware | 1000055975 | 220KV SUSPENSION INSULATOR STRING AND ASSOCIATED HARDWARE FITTINGSWITH DROP CLAMP SUITABLE FOR TWIN CONDUCTOR | EA | 18 |  | Included
42 | 7000025896 | 420 | Earthmat | 1000032055 | 40 MM MS ROD FOR MAIN EARTHMAT | KM | 7 |  | Included
43 | 7000025896 | 430 | CRP for 420kV Bays with SAS | 1000002165 | 400kV Circuit Breaker Relay Panel with Auto Reclose (with Automation) | EA | 6 |  | Included
44 | 7000025896 | 440 | CRP for 420kV Bays with SAS | 1000003398 | 400kV Line Protection Panel (with Automation) | EA | 3 |  | Included
45 | 7000025896 | 450 | CRP for 220kV Bays with SAS | 1000001166 | 220kV Bus Bar Protection Panel (Single)-(with Automation) | SET | 2 |  | Included
46 | 7000025896 | 460 | CRP for 220kV Bays with SAS | 1000001330 | 220kV Line Protection Panel (with Automation) | EA | 6 |  | Included
47 | 7000025896 | 470 | CRP for 220kV Bays with SAS | 1000001170 | 220kV Circuit Breaker Relay Panel with Auto Reclose (with Automation) | EA | 14 |  | Included
48 | 7000025896 | 480 | SAS-AUG | 1000001333 | Augmentation of Substation automation System for 220kV bay as perTechnical Specification | EA | 14 |  | Included
49 | 7000025896 | 490 | SAS-AUG | 1000003409 | Augmentation of Substation automation System for 400kV Main bay as perTechnical Specification | EA | 5 |  | Included
50 | 7000025896 | 500 | SAS-AUG | 1000003411 | Augmentation of Substation automation System for 400kV Tie bay as perTechnical Specification | EA | 1 |  | Included
51 | 7000025896 | 510 | VMS | 1000030433 | COLOR IP CAMERA, WITH PAN, TILT AND ZOOM FACILITIES, ALONGWITH ALLREQUIRED ITEMS, ACCESSORIES, LINE INTERFACE UNITS, FIBER PATCH CORDS,POWER SUPPLY UNITS, JUNCTION BOXES, CABLES, FIBER OPTIC CABLES, ETC.,AND INCLUDING INTEGRATION IN EXISTING HARDWARE AND SOFTWARE FORAUGMENTATION OF VISUAL MONITORING SYSTEM AS PER TECHNICALSPECIFICATION. | SET | 1 |  | Included
52 | 7000025896 | 520 | PLCC Equipment | 1000001568 | 220kV,1600A,0.5mH ,50kA Line Trap | EA | 12 |  | Included
53 | 7000025896 | 530 | PLCC Equipment | 1000004290 | 400kV,3150A,0.5mH ,63kA Line Trap | EA | 6 |  | Included
54 | 7000025896 | 540 | POWER & CONTROL CABLE | 1000032050 | 4PAIR, 0.5SQMM SCREENED CABLE | KM | 1 |  | Included
55 | 7000025896 | 550 | POWER & CONTROL CABLE | 1000056265 | 1.1KV GRADE 27CX1.5 SQMM CONTROL CABLE | KM | 2 |  | Included
56 | 7000025896 | 560 | POWER & CONTROL CABLE | 1000056264 | 1.1KV GRADE 19CX1.5 SQMM CONTROL CABLE | KM | 7 |  | Included
57 | 7000025896 | 1250 | POWER & CONTROL CABLE | 1000031887 | 1.1KV GRADE 10CX2.5 SQMM CONTROL CABLE | KM | 9 |  | Included
58 | 7000025896 | 570 | POWER & CONTROL CABLE | 1000031987 | 1.1KV GRADE 5CX2.5 SQMM CONTROL CABLE | KM | 13 |  | Included
59 | 7000025896 | 580 | POWER & CONTROL CABLE | 1000031964 | 1.1KV GRADE 3CX2.5 SQMM CONTROL CABLE | KM | 13 |  | Included
60 | 7000025896 | 590 | POWER & CONTROL CABLE | 1000031943 | 1.1KV GRADE 2CX6 SQMM (PVC) POWER CABLE | KM | 5 |  | Included
61 | 7000025896 | 600 | POWER & CONTROL CABLE | 1000031985 | 1.1KV GRADE 4CX6 SQMM (PVC) POWER CABLE | KM | 6 |  | Included
62 | 7000025896 | 610 | POWER & CONTROL CABLE | 1000031976 | 1.1KV GRADE 4CX16 SQMM (PVC) POWER CABLE | KM | 3 |  | Included
63 | 7000025896 | 620 | POWER & CONTROL CABLE | 1000031953 | 1.1KV GRADE 3.5CX35 SQMM (PVC) POWER CABLE | KM | 3 |  | Included
64 | 7000025896 | 630 | POWER & CONTROL CABLE | 1000031957 | 1.1KV GRADE 3.5CX70 SQMM (PVC) POWER CABLE | KM | 5 |  | Included
65 | 7000025896 | 760 | AIR CONDITIONING & VENTILATION SYSTEM | 1000006284 | Air conditioning system for Switchyard Panel Room of 6m length | SET | 7 |  | Included
66 | 7000025896 | 640 | FIRE FIGHTING SYSTEM | 1000012018 | Fire Detection and Alarm System for Switchyard Panel Room of 6 mlength | SET | 7 |  | Included
67 | 7000025896 | 650 | FIRE FIGHTING SYSTEM | 1000012022 | 4.5 kg CO2 type Portable Fire extinguisher | EA | 7 |  | Included
68 | 7000025896 | 660 | ILLUMINATION SYSTEM | 1000013795 | Illumination System for switchyard panel room of 6 m length | LS | 7 |  | Included
69 | 7000025896 | 670 | ILLUMINATION SYSTEM | 1000038325 | LIGHTING FIXTURE LED LUMINAIRES TYPE FL2 AS PER TECH. SPECIFICATIONS | EA | 30 |  | Included
70 | 7000025896 | 680 | ILLUMINATION SYSTEM | 1000038387 | LED FLOOD LIGHT LUMINARIESTYPE FL-1 (150W) AS PER TECHNICALSPECIFICATION | EA | 30 |  | Included
71 | 7000025896 | 690 | ILLUMINATION SYSTEM | 1000014547 | Lighting Panel type ACP-2 as per technical specification | EA | 4 |  | Included
72 | 7000025896 | 700 | Mandatory Spare LOT | 1000019912 | Relay & protection Panels (with automation) | LS | 1 |  | Included
73 | 7000025896 | 710 | Mandatory Spare LOT | 1000025934 | Spare-245kV CVT | SET | 1 |  | Included
74 | 7000025896 | 720 | Mandatory Spare LOT | 1000025933 | Spare-245kV CT | SET | 1 |  | Included
75 | 7000025896 | 730 | Mandatory Spare LOT | 1000025936 | Spare-245kV Isolator | SET | 1 |  | Included
76 | 7000025896 | 740 | Mandatory Spare LOT | 1000025935 | Spare-245kV Circuit Breaker | SET | 1 |  | Included
77 | 7000025896 | 750 | Mandatory Spare LOT | 1000025943 | Spare-420kV CVT 1 | SET | 1 |  | Included
78 | 7000025896 | 930 | Tele eqpt at Fatehgarh-3 | 1000031367 | SDH EQUIPMENT (STM-16 MADM UPTO 5 MSP PROTECTED DIRECTIONS)-BASEEQUIPMENT (COMMON CARDS, CROSS CONNECT/CONTROL CARDS, OPTICAL BASECARDS, POWER SUPPLY CARDS, POWER CABLING, OTHER HARDWARE ANDACCESSORIES INCLUDING SUB RACKS, PATCH CORD, DDF ETC FULLY EQUIPEDEXCLUDING OPTICAL INTERFACE & TRIBUTARY CARDS | EA | 3 |  | Included
79 | 7000025896 | 940 | Tele eqpt at Fatehgarh-3 | 1000018706 | S16.1 SFP | EA | 12 |  | Included
80 | 7000025896 | 950 | Tele eqpt at Fatehgarh-3 | 1000031374 | TRIBUTARY INTERFACE- E1 INTERFACE (MINIMUM 16 NOS.) | SET | 6 |  | Included
81 | 7000025896 | 960 | Tele eqpt at Fatehgarh-3 | 1000034950 | ETHERNET INTERFACE 10/100 BASE T WITH LAYER-2 SWITCHING (MIN 8INTERFACES PER CARD) | EA | 6 |  | Included
82 | 7000025896 | 970 | Tele eqpt at Fatehgarh-3 | 1000031381 | TRIBUTARY INTERFACE-GIGABIT ETHERNET INTERFACES 10/100 MBPS WITH LAYER-2 SWITCHING (MINIMUM 2 NOS.) | SET | 3 |  | Included
83 | 7000025896 | 980 | Tele eqpt at Fatehgarh-3 | 1000026228 | Equipment Cabinets For SDH | EA | 3 |  | Included
84 | 7000025896 | 1030 | Tele eqpt at Fatehgarh-3 | 1000037545 | 24F (DWSM) APPROACH FIBRE OPTIC CABLE | KM | 2 |  | Included
85 | 7000025896 | 1000 | Tele eqpt at Fatehgarh-3 | 1000066614 | GI PIPE INSTALLATION HARDWARE FOR APPROACH CABLING | KM | 2 |  | Included
86 | 7000025896 | 1010 | Tele eqpt at Fatehgarh-3 | 1000066612 | GI ELBOW INSTALLATION HARDWARE FOR APPROAH CABLING | EA | 300 |  | Included
87 | 7000025896 | 1020 | Tele eqpt at Fatehgarh-3 | 1000066613 | GI FLEXIBLE CONDUIT INSTALLATION HARDWARE FOR APPROAH CABLING | EA | 150 |  | Included
88 | 7000025896 | 990 | Tele eqpt at Fatehgarh-3 | 1000023471 | OPGW Fibre Optic Distribution Panel (FODP): Indoor Type: 96F | EA | 2 |  | Included
89 | 7000025896 | 1050 | Spares-Tele Eqpt at Fatehgarh-3 | 1000031369 | SDH EQUIPMENT (STM-16 MADM UPTO 5 MSP PROTECTED DIRECTIONS)-COMMONCARDS, CROSS-CONNECT/CONTROL CARDS, OPTICAL BASE CARD, POWER SUPPLYCARDS, POWER CABLING, OTHER HARDWARE & ACCESSORIES (EACH). | SET | 1 |  | Included
90 | 7000025896 | 1060 | Spares-Tele Eqpt at Fatehgarh-3 | 1000018706 | S16.1 SFP | EA | 1 |  | Included
91 | 7000025896 | 1070 | Spares-Tele Eqpt at Fatehgarh-3 | 1000031374 | TRIBUTARY INTERFACE- E1 INTERFACE (MINIMUM 16 NOS.) | SET | 1 |  | Included
92 | 7000025896 | 1080 | Spares-Tele Eqpt at Fatehgarh-3 | 1000034950 | ETHERNET INTERFACE 10/100 BASE T WITH LAYER-2 SWITCHING (MIN 8INTERFACES PER CARD) | EA | 1 |  | Included
93 | 7000025896 | 1090 | Spares-Tele Eqpt at Fatehgarh-3 | 1000031381 | TRIBUTARY INTERFACE-GIGABIT ETHERNET INTERFACES 10/100 MBPS WITH LAYER-2 SWITCHING (MINIMUM 2 NOS.) | SET | 1 |  | Included
94 | 7000025896 | 1100 | Spares-Tele Eqpt at Fatehgarh-3 | 1000031398 | PRE CONNECTORIZED OPTICAL FIBER PATCH CORDS(10 MTRS) â€“ PACK OF SIXPATCH CORDS | SET | 1 |  | Included
95 | 7000025896 | 1110 | Spares-Tele Eqpt at Fatehgarh-3 | 1000037545 | 24F (DWSM) APPROACH FIBRE OPTIC CABLE | KM | 1 |  | Included
96 | 7000025896 | 1120 | Spares-Tele Eqpt at Fatehgarh-3 | 1000066614 | GI PIPE INSTALLATION HARDWARE FOR APPROACH CABLING | KM | 0.007 |  | Included
97 | 7000025896 | 1130 | Spares-Tele Eqpt at Fatehgarh-3 | 1000066612 | GI ELBOW INSTALLATION HARDWARE FOR APPROAH CABLING | EA | 8 |  | Included
98 | 7000025896 | 1140 | Spares-Tele Eqpt at Fatehgarh-3 | 1000066613 | GI FLEXIBLE CONDUIT INSTALLATION HARDWARE FOR APPROAH CABLING | EA | 6 |  | Included
99 | 7000025896 | 1150 | PMU and Associated Items | 1000017518 | PMU with GPS Clock (clock can be either internal or external) | EA | 3 |  | Included
100 | 7000025896 | 1160 | PMU and Associated Items | 1000022512 | WAMS Hardware - Time System (GPS receiver) | EA | 3 |  | Included
101 | 7000025896 | 1170 | PMU and Associated Items | 1000022510 | WAMS Hardware - Substation Grade Layer-3 LAN Switches with minimum 4 x10/100 Mbps Ethernet ports and 2 x 1 Gbps Ethernet ports | EA | 4 |  | Included
102 | 7000025896 | 1180 | PMU and Associated Items | 1000022487 | WAMS Miscellaneous - Armored Fibre Optic Cable and associatedtermination (e.g. L2 Switch) for connecting PMU panels located indifferent control room of a station | EA | 1 |  | Included
103 | 7000025896 | 1220 | Tower and gantry Structure | 1000015954 | Fabrication, galvanising and supply of Lattice Structures (MS Steel),to be designed during detailed engineering, for towers, beams andequipment support structure including pack plates / packwashers andgusset plates excluding fasteners and foundation bolts | MT | 531 |  | Included
104 | 7000025896 | 1230 | Tower and gantry Structure | 1000011713 | Fabrication, galvanising and supply of fasteners ( nuts, bolts andwashers ) including step bolts for lattice and pipe structures to bedesigned during detailed engineering | MT | 34 |  | Included
105 | 7000025896 | 1240 | Tower and gantry Structure | 1000012373 | Fabrication, galvanising and supply of foundation bolts including nuts,checknut and washers for lattice and pipe structures to be designedduring detailed engineering | MT | 40 |  | Included
IV | 500MVA, 400/220kV ICT Aug at Fatehgarh-3
1 | 7000025905 | 10 | 420kV, 63kA AIS EQUIPMENT | 1000004401 | 420 kV, 1 phase Bus Post Insulator (except for Line Traps) | EA | 5 |  | Included
2 | 7000025905 | 20 | 420kV, 63kA AIS EQUIPMENT | 1000020419 | 336kV Surge Arrester (1-phase) | EA | 3 |  | Included
3 | 7000025905 | 30 | 420kV, 63kA AIS EQUIPMENT | 1000004498 | 420kV, 3150A, 63KA, Isolator (3-phase)(Double Break) with one E/S | EA | 5 |  | Included
4 | 7000025905 | 40 | 420kV, 63kA AIS EQUIPMENT | 1000004463 | 420 kV, 3000A, 63KA, 1-Phase CurrentTransformer with 120% extended currentrating | EA | 6 |  | Included
5 | 7000025905 | 50 | 420kV, 63kA AIS EQUIPMENT | 1000004501 | 420kV, 3150A, 63kA Circuit Breaker (3-Phase) without closing resistorand with Support Structure | EA | 2 |  | Included
6 | 7000025905 | 60 | 245kV, 50kA AIS EQUIPMENT | 1000001695 | 245 kV, 1 phase Bus Post Insulator (except for Line Traps) | EA | 9 |  | Included
7 | 7000025905 | 70 | 245kV, 50kA AIS EQUIPMENT | 1000020417 | 216kV Surge Arrester (1-phase) | EA | 3 |  | Included
8 | 7000025905 | 80 | 245kV, 50kA AIS EQUIPMENT | 1000032777 | 245KV, 1600 A, 50KA, 3-PHASE, DOUBLE BREAK TANDEM ISOLATOR WITHOUT E/S | EA | 2 |  | Included
9 | 7000025905 | 90 | 245kV, 50kA AIS EQUIPMENT | 1000001689 | 245kV, 1600A, 50 KA, 3-phase DoubleBreak Isolator with two E/S | EA | 1 |  | Included
10 | 7000025905 | 100 | 245kV, 50kA AIS EQUIPMENT | 1000001688 | 245kV, 1600A, 50 KA, 3-phase DoubleBreak Isolator with one E/S | EA | 1 |  | Included
11 | 7000025905 | 110 | 245kV, 50kA AIS EQUIPMENT | 1000001684 | 245 kV, 1600A, 50KA, 1-Phase CurrentTransformer with 120% extended currentrating | EA | 3 |  | Included
12 | 7000025905 | 120 | 245kV, 50kA AIS EQUIPMENT | 1000001683 | 245kV, 1600A, 50KA Circuit Breaker(3-Phase) with support structure | EA | 1 |  | Included
13 | 7000025905 | 130 | Erection Hardware for 420 kV I Type S/Y | 1000011327 | Erection Hardware for 400kV I type layout-Transformer bay as pertechnical specification | SET | 1 |  | Included
14 | 7000025905 | 140 | Erection Hardware for 420 kV I Type S/Y | 1000011326 | Erection Hardware for 400kV I type layout-Spare bay of half dia as pertechnical specification | SET | 1 |  | Included
15 | 7000025905 | 150 | 420kV Insulator and Hardware | 1000055984 | 400KV TENSION INSULATOR STRING AND ASSOCIATED HARDWARE FITTINGSWITHOUT TURN BUCKLE SUITABLE FOR QUAD CONDUCTOR | EA | 6 |  | Included
16 | 7000025905 | 160 | 420kV Insulator and Hardware | 1000055991 | 400KV TENSION INSULATOR STRING AND ASSOCIATED HARDWARE FITTINGSWITH TURN BUCKLE SUITABLE FOR QUAD CONDUCTOR | EA | 6 |  | Included
17 | 7000025905 | 170 | 420kV Insulator and Hardware | 1000055986 | 400KV SUSPENSION INSULATOR STRING AND ASSOCIATED HARDWARE FITTINGSWITH DROP CLAMP SUITABLE FOR QUAD CONDUCTOR | EA | 3 |  | Included
18 | 7000025905 | 180 | Erection Hardware for 220 kV DMT Type S | 1000011255 | Erection Hardware for 220kV layout (Double Main and TransferScheme)-Bus work (one Bay) as per technical specification | SET | 1 |  | Included
19 | 7000025905 | 190 | Erection Hardware for 220 kV DMT Type S | 1000011264 | Erection Hardware for 220kV layout (Double Main and TransferScheme)-Transformer Bay as per technical specification | SET | 1 |  | Included
20 | 7000025905 | 200 | 220kV Insulator and Hardware | 1000055975 | 220KV SUSPENSION INSULATOR STRING AND ASSOCIATED HARDWARE FITTINGSWITH DROP CLAMP SUITABLE FOR TWIN CONDUCTOR | EA | 3 |  | Included
21 | 7000025905 | 210 | 220kV Insulator and Hardware | 1000055977 | 220KV SUSPENSION INSULATOR STRING AND ASSOCIATED HARDWARE FITTINGSWITH THROUGH CLAMP SUITABLE FOR TWIN CONDUCTOR | EA | 6 |  | Included
22 | 7000025905 | 220 | 220kV Insulator and Hardware | 1000055978 | 220KV TENSION INSULATOR STRING AND ASSOCIATED HARDWARE FITTINGSWITHOUT TURN BUCKLE SUITABLE FOR QUAD CONDUCTOR | EA | 9 |  | Included
23 | 7000025905 | 230 | 220kV Insulator and Hardware | 1000055980 | 220KV TENSION INSULATOR STRING AND ASSOCIATED HARDWARE FITTINGSWITHOUT TURN BUCKLE SUITABLE FOR TWIN CONDUCTOR | EA | 15 |  | Included
24 | 7000025905 | 240 | 220kV Insulator and Hardware | 1000055981 | 220KV TENSION INSULATOR STRING AND ASSOCIATED HARDWARE FITTINGS WITHTURN BUCKLE SUITABLE FOR QUAD CONDUCTOR | EA | 9 |  | Included
25 | 7000025905 | 250 | 220kV Insulator and Hardware | 1000055983 | 220KV TENSION INSULATOR STRING AND ASSOCIATED HARDWARE FITTINGS WITHTURN BUCKLE SUITABLE FOR TWIN CONDUCTOR | EA | 15 |  | Included
26 | 7000025905 | 260 | Earthmat | 1000032055 | 40 MM MS ROD FOR MAIN EARTHMAT | KM | 2 |  | Included
27 | 7000025905 | 270 | CRP for 420kV Bays with SAS | 1000004274 | 400kV Transformer Protection Panel (For both HV & MV side)-(withAutomation) | EA | 1 |  | Included
28 | 7000025905 | 280 | CRP for 420kV Bays with SAS | 1000002165 | 400kV Circuit Breaker Relay Panel with Auto Reclose (with Automation) | EA | 2 |  | Included
29 | 7000025905 | 710 | CRP for 220kV Bays with SAS | 1000001170 | 220kV Circuit Breaker Relay Panel with Auto Reclose (with Automation) | EA | 1 |  | Included
30 | 7000025905 | 290 | SAS-AUG | 1000003409 | Augmentation of Substation automation System for 400kV Main bay as perTechnical Specification | EA | 1 |  | Included
31 | 7000025905 | 300 | SAS-AUG | 1000003411 | Augmentation of Substation automation System for 400kV Tie bay as perTechnical Specification | EA | 1 |  | Included
32 | 7000025905 | 310 | SAS-AUG | 1000001333 | Augmentation of Substation automation System for 220kV bay as perTechnical Specification | EA | 1 |  | Included
33 | 7000025905 | 320 | VMS | 1000030433 | COLOR IP CAMERA, WITH PAN, TILT AND ZOOM FACILITIES, ALONGWITH ALLREQUIRED ITEMS, ACCESSORIES, LINE INTERFACE UNITS, FIBER PATCH CORDS,POWER SUPPLY UNITS, JUNCTION BOXES, CABLES, FIBER OPTIC CABLES, ETC.,AND INCLUDING INTEGRATION IN EXISTING HARDWARE AND SOFTWARE FORAUGMENTATION OF VISUAL MONITORING SYSTEM AS PER TECHNICALSPECIFICATION. | SET | 1 |  | Included
34 | 7000025905 | 330 | POWER & CONTROL CABLE | 1000031951 | 1.1KV GRADE 3.5CX300 SQMM (XLPE) POWER CABLE | KM | 0.2 |  | Included
35 | 7000025905 | 340 | POWER & CONTROL CABLE | 1000031953 | 1.1KV GRADE 3.5CX35 SQMM (PVC) POWER CABLE | KM | 0.5 |  | Included
36 | 7000025905 | 350 | POWER & CONTROL CABLE | 1000031964 | 1.1KV GRADE 3CX2.5 SQMM CONTROL CABLE | KM | 3 |  | Included
37 | 7000025905 | 360 | POWER & CONTROL CABLE | 1000031987 | 1.1KV GRADE 5CX2.5 SQMM CONTROL CABLE | KM | 6.5 |  | Included
38 | 7000025905 | 780 | POWER & CONTROL CABLE | 1000031887 | 1.1KV GRADE 10CX2.5 SQMM CONTROL CABLE | KM | 1.5 |  | Included
39 | 7000025905 | 370 | POWER & CONTROL CABLE | 1000056264 | 1.1KV GRADE 19CX1.5 SQMM CONTROL CABLE | KM | 3 |  | Included
40 | 7000025905 | 380 | POWER & CONTROL CABLE | 1000056265 | 1.1KV GRADE 27CX1.5 SQMM CONTROL CABLE | KM | 1 |  | Included
41 | 7000025905 | 390 | POWER & CONTROL CABLE | 1000032050 | 4PAIR, 0.5SQMM SCREENED CABLE | KM | 0.2 |  | Included
42 | 7000025905 | 400 | AIR CONDITIONING & VENTILATION SYSTEM | 1000006284 | Air conditioning system for Switchyard Panel Room of 6m length | SET | 2 |  | Included
43 | 7000025905 | 410 | FIRE FIGHTING SYSTEM | 1000055456 | HVW SPRAY SYSTEM, HYDRANT SYSTEM AND COMPLETE U/G & O/G PIPING ANDACCESSORIES ETC. OUT SIDE THE PUMP HOUSE FOR 400KV, 3-PHASEAUTOTRANSFORMER | SET | 1 |  | Included
44 | 7000025905 | 420 | FIRE FIGHTING SYSTEM | 1000012018 | Fire Detection and Alarm System for Switchyard Panel Room of 6 mlength | SET | 2 |  | Included
45 | 7000025905 | 430 | ILLUMINATION SYSTEM | 1000013795 | Illumination System for switchyard panel room of 6 m length | LS | 2 |  | Included
46 | 7000025905 | 440 | ILLUMINATION SYSTEM | 1000038325 | LIGHTING FIXTURE LED LUMINAIRES TYPE FL2 AS PER TECH. SPECIFICATIONS | EA | 10 |  | Included
47 | 7000025905 | 450 | ILLUMINATION SYSTEM | 1000038387 | LED FLOOD LIGHT LUMINARIESTYPE FL-1 (150W) AS PER TECHNICALSPECIFICATION | EA | 10 |  | Included
48 | 7000025905 | 460 | ILLUMINATION SYSTEM | 1000001894 | Outdoor Power Receptacle for oilfiltration unit (250A) | EA | 1 |  | Included
49 | 7000025905 | 470 | ILLUMINATION SYSTEM | 1000014547 | Lighting Panel type ACP-2 as per technical specification | EA | 1 |  | Included
50 | 7000025905 | 480 | Mandatory Spare LOT | 1000019918 | Spares for 420kV Circuit Breaker | LS | 1 |  | Included
51 | 7000025905 | 490 | Mandatory Spare LOT | 1000019919 | Spares for 420kV Double break Isolator | LS | 1 |  | Included
52 | 7000025905 | 500 | Mandatory Spare LOT | 1000024186 | SPARES FOR 336KV SURGE ARRESTER | LS | 1 |  | Included
53 | 7000025905 | 510 | Mandatory Spare LOT | 1000025941 | Spare-420kV CT 1 | SET | 1 |  | Included
54 | 7000025905 | 520 | Mandatory Spare LOT | 1000025935 | Spare-245kV Circuit Breaker | SET | 1 |  | Included
55 | 7000025905 | 530 | Mandatory Spare LOT | 1000025936 | Spare-245kV Isolator | SET | 1 |  | Included
56 | 7000025905 | 540 | Mandatory Spare LOT | 1000025933 | Spare-245kV CT | SET | 1 |  | Included
57 | 7000025905 | 550 | Mandatory Spare LOT | 1000019912 | Relay & protection Panels (with automation) | LS | 1 |  | Included
58 | 7000025905 | 740 | Tower Gantry and Equipment SuppStructure | 1000015954 | Fabrication, galvanising and supply of Lattice Structures (MS Steel),to be designed during detailed engineering, for towers, beams andequipment support structure including pack plates / packwashers andgusset plates excluding fasteners and foundation bolts | MT | 63 |  | Included
59 | 7000025905 | 750 | Tower Gantry and Equipment SuppStructure | 1000011713 | Fabrication, galvanising and supply of fasteners ( nuts, bolts andwashers ) including step bolts for lattice and pipe structures to bedesigned during detailed engineering | MT | 5 |  | Included
60 | 7000025905 | 760 | Tower Gantry and Equipment SuppStructure | 1000012373 | Fabrication, galvanising and supply of foundation bolts including nuts,checknut and washers for lattice and pipe structures to be designedduring detailed engineering | MT | 5 |  | Included
V | Tie bay(ICT-4) & Bus-Sec Bay Bikaner-2
1 | 7000025907 | 10 | 420kV, 63kA AIS EQUIPMENT | 1000004502 | 420kV, 3150A, 63KA Circuit Breaker (3-Phase) with closing resistor with support structure | EA | 1 |  | Included
2 | 7000025907 | 20 | 420kV, 63kA AIS EQUIPMENT | 1000004501 | 420kV, 3150A, 63kA Circuit Breaker (3-Phase) without closing resistorand with Support Structure | EA | 2 |  | Included
3 | 7000025907 | 30 | 420kV, 63kA AIS EQUIPMENT | 1000004463 | 420 kV, 3000A, 63KA, 1-Phase CurrentTransformer with 120% extended currentrating | EA | 9 |  | Included
4 | 7000025907 | 40 | 420kV, 63kA AIS EQUIPMENT | 1000004498 | 420kV, 3150A, 63KA, Isolator (3-phase)(Double Break) with one E/S | EA | 4 |  | Included
5 | 7000025907 | 50 | 420kV, 63kA AIS EQUIPMENT | 1000004499 | 420kV, 3150A, 63KA Isolator (3-phase)(Double Break) with two E/S | EA | 2 |  | Included
6 | 7000025907 | 60 | Erection Hardware for 420 kV I Type S/Y | 1000011320 | Erection Hardware for 400kV I type layout-Any feeder Extn. on existinghalf dia. as per technical specification | SET | 3 |  | Included
7 | 7000025907 | 70 | 420kV Insulator and Hardware | 1000055986 | 400KV SUSPENSION INSULATOR STRING AND ASSOCIATED HARDWARE FITTINGSWITH DROP CLAMP SUITABLE FOR QUAD CONDUCTOR | EA | 12 |  | Included
8 | 7000025907 | 80 | CRP for 420kV Bays with SAS | 1000002165 | 400kV Circuit Breaker Relay Panel with Auto Reclose (with Automation) | EA | 3 |  | Included
9 | 7000025907 | 90 | SAS-AUG | 1000003409 | Augmentation of Substation automation System for 400kV Main bay as perTechnical Specification | EA | 2 |  | Included
10 | 7000025907 | 100 | SAS-AUG | 1000003411 | Augmentation of Substation automation System for 400kV Tie bay as perTechnical Specification | EA | 1 |  | Included
11 | 7000025907 | 110 | POWER & CONTROL CABLE | 1000031985 | 1.1KV GRADE 4CX6 SQMM (PVC) POWER CABLE | KM | 1 |  | Included
12 | 7000025907 | 120 | POWER & CONTROL CABLE | 1000031943 | 1.1KV GRADE 2CX6 SQMM (PVC) POWER CABLE | KM | 1 |  | Included
13 | 7000025907 | 130 | POWER & CONTROL CABLE | 1000031964 | 1.1KV GRADE 3CX2.5 SQMM CONTROL CABLE | KM | 1 |  | Included
14 | 7000025907 | 140 | POWER & CONTROL CABLE | 1000031987 | 1.1KV GRADE 5CX2.5 SQMM CONTROL CABLE | KM | 2.5 |  | Included
15 | 7000025907 | 280 | POWER & CONTROL CABLE | 1000031887 | 1.1KV GRADE 10CX2.5 SQMM CONTROL CABLE | KM | 1 |  | Included
16 | 7000025907 | 150 | POWER & CONTROL CABLE | 1000056264 | 1.1KV GRADE 19CX1.5 SQMM CONTROL CABLE | KM | 2 |  | Included
17 | 7000025907 | 160 | POWER & CONTROL CABLE | 1000056265 | 1.1KV GRADE 27CX1.5 SQMM CONTROL CABLE | KM | 2 |  | Included
18 | 7000025907 | 250 | Equipment Support Structures | 1000015954 | Fabrication, galvanising and supply of Lattice Structures (MS Steel),to be designed during detailed engineering, for towers, beams andequipment support structure including pack plates / packwashers andgusset plates excluding fasteners and foundation bolts | MT | 10 |  | Included
19 | 7000025907 | 260 | Equipment Support Structures | 1000011713 | Fabrication, galvanising and supply of fasteners ( nuts, bolts andwashers ) including step bolts for lattice and pipe structures to bedesigned during detailed engineering | MT | 3 |  | Included
20 | 7000025907 | 270 | Equipment Support Structures | 1000012373 | Fabrication, galvanising and supply of foundation bolts including nuts,checknut and washers for lattice and pipe structures to be designedduring detailed engineering | MT | 1 |  | Included
VI | 765kV,1500MVA ICT-4 Bhiwani SS
1 | 7000025908 | 10 | 800kV 50kA AIS EQUIPMENT | 1000005827 | 765kV, 3150A, 50kA Circuit Breaker(3-Phase) with closing resistor (withsupport structure) | EA | 1 |  | Included
2 | 7000025908 | 20 | 800kV 50kA AIS EQUIPMENT | 1000005826 | 765kV, 3150A, 50kA Circuit Breaker(3-Phase) without closing resistor(with support structure) | EA | 1 |  | Included
3 | 7000025908 | 30 | 800kV 50kA AIS EQUIPMENT | 1000005848 | 765 kV, 3000A, 50KA, 1-Phase CurrentTransformer with 120% extended currentrating | EA | 6 |  | Included
4 | 7000025908 | 40 | 800kV 50kA AIS EQUIPMENT | 1000005853 | 765kV, 3150A, 50Ka, Vertical Knee/DoubleBreak Isolator (3-Phase) with one E/S | EA | 4 |  | Included
5 | 7000025908 | 50 | 800kV 50kA AIS EQUIPMENT | 1000005854 | 765kV, 3150A, 50Ka, Vertical Knee/DoubleBreak Isolator (3-Phase) with two E/S | EA | 2 |  | Included
6 | 7000025908 | 60 | 800kV 50kA AIS EQUIPMENT | 1000020421 | 624kV Surge Arrester (1-Phase) | EA | 3 |  | Included
7 | 7000025908 | 70 | 800kV 50kA AIS EQUIPMENT | 1000005791 | 765 kV, 1 phase Bus Post Insulator (except for Line Traps) | EA | 22 |  | Included
8 | 7000025908 | 80 | 420kV, 63kA AIS EQUIPMENT | 1000004501 | 420kV, 3150A, 63kA Circuit Breaker (3-Phase) without closing resistorand with Support Structure | EA | 2 |  | Included
9 | 7000025908 | 90 | 420kV, 63kA AIS EQUIPMENT | 1000004463 | 420 kV, 3000A, 63KA, 1-Phase CurrentTransformer with 120% extended currentrating | EA | 6 |  | Included
10 | 7000025908 | 100 | 420kV, 63kA AIS EQUIPMENT | 1000004498 | 420kV, 3150A, 63KA, Isolator (3-phase)(Double Break) with one E/S | EA | 6 |  | Included
11 | 7000025908 | 110 | 420kV, 63kA AIS EQUIPMENT | 1000020419 | 336kV Surge Arrester (1-phase) | EA | 3 |  | Included
12 | 7000025908 | 120 | 420kV, 63kA AIS EQUIPMENT | 1000004401 | 420 kV, 1 phase Bus Post Insulator (except for Line Traps) | EA | 16 |  | Included
13 | 7000025908 | 130 | 36kV AIS EQUIPMENT | 1000001998 | Current transformer (33kV) for transformer Netural along with supportstructure & terminal connector | SET | 1 |  | Included
14 | 7000025908 | 140 | Erection Hardware for 765 kV S/Y | 1000011350 | Erection Hardware for 765kV I type layout-Bus Work (For one diameters)as per technical specification | SET | 1 |  | Included
15 | 7000025908 | 150 | Erection Hardware for 765 kV S/Y | 1000011363 | Erection Hardware for 765kV I type layout-Transformer bay as pertechnical specification | SET | 1 |  | Included
16 | 7000025908 | 160 | Erection Hardware for 765 kV S/Y | 1000011362 | Erection Hardware for 765kV I type layout-Spare bay of half dia. asper technical specification | SET | 1 |  | Included
17 | 7000025908 | 170 | Erection Hardware for 765 kV S/Y | 1000015788 | Bus post insulators, spacers, equipmentsupport structures, conductors, Altube, clamp, connectors (including765kV, 400kV, tertiary and neuturalbushing terminal connectors etc) forarrangement of netural formation forTransformer(s), DELTA formation for onebank (each bank comprises of 3 singlephase units of Autotransformers) andmaking connection arrangement toconnect spare unit in place of any unitof the bank without physical shifting | LOT | 1 |  | Included
18 | 7000025908 | 180 | 765kV Insulator and Hardware | 1000055997 | 765KV TENSION INSULATOR STRING AND ASSOCIATED HARDWARE FITTINGS WITHTURN BUCKLE SUITABLE FOR QUAD CONDUCTOR | EA | 12 |  | Included
19 | 7000025908 | 190 | 765kV Insulator and Hardware | 1000055995 | 765KV TENSION INSULATOR STRING AND ASSOCIATED HARDWARE FITTINGSWITHOUT TURN BUCKLE SUITABLE FOR QUAD CONDUCTOR | EA | 12 |  | Included
20 | 7000025908 | 200 | 765kV Insulator and Hardware | 1000055993 | 765KV SUSPENSION INSULATOR STRING AND ASSOCIATED HARDWARE FITTINGSWITH THROUGH CLAMP SUITABLE FOR QUAD CONDUCTOR | EA | 6 |  | Included
21 | 7000025908 | 210 | 765kV Insulator and Hardware | 1000055992 | 765KV SUSPENSION INSULATOR STRING AND ASSOCIATED HARDWARE FITTINGSWITH DROP CLAMP SUITABLE FOR QUAD CONDUCTOR | EA | 9 |  | Included
22 | 7000025908 | 220 | Erection Hardware for 420 kV I Type S/Y | 1000011327 | Erection Hardware for 400kV I type layout-Transformer bay as pertechnical specification | SET | 1 |  | Included
23 | 7000025908 | 230 | Erection Hardware for 420 kV I Type S/Y | 1000011326 | Erection Hardware for 400kV I type layout-Spare bay of half dia as pertechnical specification | SET | 1 |  | Included
24 | 7000025908 | 240 | 420kV Insulator and Hardware | 1000055984 | 400KV TENSION INSULATOR STRING AND ASSOCIATED HARDWARE FITTINGSWITHOUT TURN BUCKLE SUITABLE FOR QUAD CONDUCTOR | EA | 9 |  | Included
25 | 7000025908 | 250 | 420kV Insulator and Hardware | 1000055991 | 400KV TENSION INSULATOR STRING AND ASSOCIATED HARDWARE FITTINGSWITH TURN BUCKLE SUITABLE FOR QUAD CONDUCTOR | EA | 9 |  | Included
26 | 7000025908 | 260 | 420kV Insulator and Hardware | 1000055986 | 400KV SUSPENSION INSULATOR STRING AND ASSOCIATED HARDWARE FITTINGSWITH DROP CLAMP SUITABLE FOR QUAD CONDUCTOR | EA | 6 |  | Included
27 | 7000025908 | 270 | Earthmat | 1000032055 | 40 MM MS ROD FOR MAIN EARTHMAT | KM | 2 |  | Included
28 | 7000025908 | 280 | CSD | 1000009713 | Controlled Switching Device for 420 kV, 3-ph Circuit Breaker | EA | 2 |  | Included
29 | 7000025908 | 290 | CSD | 1000009714 | Controlled Switching Device for 765 kV, 3-ph Circuit Breaker | EA | 2 |  | Included
30 | 7000025908 | 300 | CRP for 765kV Bays | 1000005074 | 765 kV Circuit Breaker Relay Panel With Auto Reclose (with Automation) | EA | 2 |  | Included
31 | 7000025908 | 310 | CRP for 765kV Bays | 1000005789 | 765kV Transformer Protection Panel (For both HV & MV side)-(withAutomation) | EA | 1 |  | Included
32 | 7000025908 | 320 | CRP for 765kV Bays | 1000005072 | Augmentation of existing 765kV bus bar protection scheme.(No. of baysas per specification)-(with Automation) | SET | 1 |  | Included
33 | 7000025908 | 330 | CRP for 420kV Bays with SAS | 1000055446 | 400KV CIRCUIT BREAKER RELAY PANEL (WITH AUTOMATION) | EA | 2 |  | Included
34 | 7000025908 | 340 | CRP for 420kV Bays with SAS | 1000002146 | Augmentation of existing 400kV bus bar protection scheme.(No. of baysas per specification)-(with Automation) | SET | 1 |  | Included
35 | 7000025908 | 350 | SAS-AUG | 1000005535 | Augmentation of Substation automation system for 765kV Main bay as perTechnical Specification | EA | 1 |  | Included
36 | 7000025908 | 360 | SAS-AUG | 1000005537 | Augmentation of Substation automation System for 765kV Tie bay as perTechnical Specification | EA | 1 |  | Included
37 | 7000025908 | 370 | SAS-AUG | 1000003409 | Augmentation of Substation automation System for 400kV Main bay as perTechnical Specification | EA | 1 |  | Included
38 | 7000025908 | 380 | SAS-AUG | 1000003411 | Augmentation of Substation automation System for 400kV Tie bay as perTechnical Specification | EA | 1 |  | Included
39 | 7000025908 | 390 | VMS | 1000030433 | COLOR IP CAMERA, WITH PAN, TILT AND ZOOM FACILITIES, ALONGWITH ALLREQUIRED ITEMS, ACCESSORIES, LINE INTERFACE UNITS, FIBER PATCH CORDS,POWER SUPPLY UNITS, JUNCTION BOXES, CABLES, FIBER OPTIC CABLES, ETC.,AND INCLUDING INTEGRATION IN EXISTING HARDWARE AND SOFTWARE FORAUGMENTATION OF VISUAL MONITORING SYSTEM AS PER TECHNICALSPECIFICATION. | SET | 1 |  | Included
40 | 7000025908 | 400 | 220V Battery & Charger | 1000001152 | 220V, 150A/150A Float Cum Boost BatteryCharger | EA | 2 |  | Included
41 | 7000025908 | 410 | 220V Battery & Charger | 1000001151 | 220V, 1500 Ah Battery | SET | 2 |  | Included
42 | 7000025908 | 420 | POWER & CONTROL CABLE | 1000031951 | 1.1KV GRADE 3.5CX300 SQMM (XLPE) POWER CABLE | KM | 0.5 |  | Included
43 | 7000025908 | 430 | POWER & CONTROL CABLE | 1000031957 | 1.1KV GRADE 3.5CX70 SQMM (PVC) POWER CABLE | KM | 1 |  | Included
44 | 7000025908 | 440 | POWER & CONTROL CABLE | 1000031953 | 1.1KV GRADE 3.5CX35 SQMM (PVC) POWER CABLE | KM | 1 |  | Included
45 | 7000025908 | 450 | POWER & CONTROL CABLE | 1000031985 | 1.1KV GRADE 4CX6 SQMM (PVC) POWER CABLE | KM | 3 |  | Included
46 | 7000025908 | 460 | POWER & CONTROL CABLE | 1000031943 | 1.1KV GRADE 2CX6 SQMM (PVC) POWER CABLE | KM | 4 |  | Included
47 | 7000025908 | 470 | POWER & CONTROL CABLE | 1000031964 | 1.1KV GRADE 3CX2.5 SQMM CONTROL CABLE | KM | 7 |  | Included
48 | 7000025908 | 480 | POWER & CONTROL CABLE | 1000031987 | 1.1KV GRADE 5CX2.5 SQMM CONTROL CABLE | KM | 12 |  | Included
49 | 7000025908 | 490 | POWER & CONTROL CABLE | 1000031887 | 1.1KV GRADE 10CX2.5 SQMM CONTROL CABLE | KM | 4 |  | Included
50 | 7000025908 | 500 | POWER & CONTROL CABLE | 1000056264 | 1.1KV GRADE 19CX1.5 SQMM CONTROL CABLE | KM | 5 |  | Included
51 | 7000025908 | 510 | POWER & CONTROL CABLE | 1000056265 | 1.1KV GRADE 27CX1.5 SQMM CONTROL CABLE | KM | 5 |  | Included
52 | 7000025908 | 520 | POWER & CONTROL CABLE | 1000032050 | 4PAIR, 0.5SQMM SCREENED CABLE | KM | 3 |  | Included
53 | 7000025908 | 530 | AIR CONDITIONING & VENTILATION SYSTEM | 1000006284 | Air conditioning system for Switchyard Panel Room of 6m length | SET | 2 |  | Included
54 | 7000025908 | 540 | FIRE FIGHTING SYSTEM | 1000055460 | HVW SPRAY SYSTEM, HYDRANT SYSTEM AND COMPLETE U/G & O/G PIPING ANDACCESSORIES ETC. OUT SIDE THE PUMP HOUSE FOR 765 KV, 1-PHASEAUTOTRANSFORMER | SET | 3 |  | Included
55 | 7000025908 | 550 | FIRE FIGHTING SYSTEM | 1000012018 | Fire Detection and Alarm System for Switchyard Panel Room of 6 mlength | SET | 2 |  | Included
56 | 7000025908 | 560 | ILLUMINATION SYSTEM | 1000013795 | Illumination System for switchyard panel room of 6 m length | LS | 2 |  | Included
57 | 7000025908 | 570 | ILLUMINATION SYSTEM | 1000038325 | LIGHTING FIXTURE LED LUMINAIRES TYPE FL2 AS PER TECH. SPECIFICATIONS | EA | 10 |  | Included
58 | 7000025908 | 580 | ILLUMINATION SYSTEM | 1000038387 | LED FLOOD LIGHT LUMINARIESTYPE FL-1 (150W) AS PER TECHNICALSPECIFICATION | EA | 10 |  | Included
59 | 7000025908 | 590 | ILLUMINATION SYSTEM | 1000001894 | Outdoor Power Receptacle for oilfiltration unit (250A) | EA | 1 |  | Included
60 | 7000025908 | 600 | ILLUMINATION SYSTEM | 1000014547 | Lighting Panel type ACP-2 as per technical specification | EA | 1 |  | Included
61 | 7000025908 | 610 | Mandatory Spare LOT | 1000027625 | Spare-765KV Circuit Breaker | LOT | 1 |  | Included
62 | 7000025908 | 620 | Mandatory Spare LOT | 1000028091 | Spare-765kV VKDB Isolator | LOT | 1 |  | Included
63 | 7000025908 | 630 | Mandatory Spare LOT | 1000054976 | SPARE-765KV CURRENT TRANSFORMER | LOT | 1 |  | Included
64 | 7000025908 | 640 | Mandatory Spare LOT | 1000028372 | SPARES FOR 624KV SURGE ARRESTER | LS | 1 |  | Included
65 | 7000025908 | 650 | Mandatory Spare LOT | 1000019918 | Spares for 420kV Circuit Breaker | LS | 1 |  | Included
66 | 7000025908 | 660 | Mandatory Spare LOT | 1000019919 | Spares for 420kV Double break Isolator | LS | 1 |  | Included
67 | 7000025908 | 670 | Mandatory Spare LOT | 1000024186 | SPARES FOR 336KV SURGE ARRESTER | LS | 1 |  | Included
68 | 7000025908 | 680 | Mandatory Spare LOT | 1000025941 | Spare-420kV CT 1 | SET | 1 |  | Included
69 | 7000025908 | 690 | Mandatory Spare LOT | 1000019912 | Relay & protection Panels (with automation) | LS | 1 |  | Included
70 | 7000025908 | 700 | Mandatory Spare LOT | 1000019927 | Spares-Substation Automation System | LS | 1 |  | Included
71 | 7000025908 | 710 | Mandatory Spare LOT | 1000032289 | SPARES FOFIRE PROTECTION SYSTEM | SET | 1 |  | Included
72 | 7000025908 | 920 | Tower Gantry and Equipment SuppStructure | 1000015954 | Fabrication, galvanising and supply of Lattice Structures (MS Steel),to be designed during detailed engineering, for towers, beams andequipment support structure including pack plates / packwashers andgusset plates excluding fasteners and foundation bolts | MT | 191 |  | Included
73 | 7000025908 | 930 | Tower Gantry and Equipment SuppStructure | 1000015953 | Fabrication, galvanising and supply of Lattice Structures (HT Steel),to be designed during detailed engineering, for towers, beams andequipment support structure including pack plates / packwashers andgusset plates excluding fasteners and foundation bolts | MT | 136 |  | Included
74 | 7000025908 | 940 | Tower Gantry and Equipment SuppStructure | 1000011713 | Fabrication, galvanising and supply of fasteners ( nuts, bolts andwashers ) including step bolts for lattice and pipe structures to bedesigned during detailed engineering | MT | 14 |  | Included
75 | 7000025908 | 950 | Tower Gantry and Equipment SuppStructure | 1000012373 | Fabrication, galvanising and supply of foundation bolts including nuts,checknut and washers for lattice and pipe structures to be designedduring detailed engineering | MT | 11 |  | Included
[5 empty] | Total F&I Price |  |  |  | 0
#
Bidders to note that the item description under various schedules are through unique material ID for respective items under SAP ERP System and therefore, identical item description appears in schedule-1(Ex-works) & schedule-2(F&I). However, the prices to be quoted in Price Schedule-2(F&I) shall be towards Local Transportation, Insurance and other Incidental Services only in line with clause ITB 11.4(b).
Date: | --
Place: | [6 empty] | Printed Name :
Designation :
Click for Sch-3

## Sch-2 Dis (hidden)
Specification No.: CC/NT/W-AIS/DOM/A00/23/13127 |  |  |  |  | Schedule - 2 Dis
765kV AIS Substation Extension Package SS-120 for a) Extension of 765/400/220kV Fatehgarh-III Substation, b) Extension of 400/220kV Fatehgarh-III S/S, c) Extn. of 400kV Bikaner-II S/S, d) Extn. Of 765/400kV Bhiwani S/S. | [5 empty] | As per Lum-sum |  | 0
(SCHEDULE OF RATES AND PRICES : FREIGHT & INSURANCE CHARGES) | [5 empty] | AS per Percent |  | #REF!
[6 empty] | As per lum-sum on Sch-2 |  | 0%
Bidder’s Name and Address (Sole Bidder) : |  |  |  | To: |  | As per Percent on Sch-2 |  | #REF!
|  |  |  | Contracts Services, 3rd Floor |  | Total Discount |  | #REF!
Name : | …….. …….. …….. …….. …….. …….. |  |  | Power Grid Corporation of India Ltd.,
Address : | …….. …….. …….. …….. …….. …….. |  |  | "Saudamini", Plot No.-2
| …….. …….. …….. …….. …….. …….. |  |  | Sector-29, |  | Multipackage Discount |  | 0%
| …….. …….. …….. …….. …….. …….. |  |  | Gurgaon (Haryana) - 122001
[5 empty] | All Prices are in Indian Rupees. |  | Amount after Discount (Rs.) |  | Dis Alert | Amount after MPD (Rs.)
SI. No. | Description | Unit | Quantity | Unit Freight & Insurance Charges | Total Freight & Insurance Charges |  | Unit Freight & Insurance Charges | Total Freight & Insurance Charges |  | Unit Freight & Insurance Charges | Total Freight & Insurance Charges
1 | 2 | 3 | 4 | 5 | 6 = 4 x 5 |  | 5 | 6 = 4 x 5 |  | 5 | 6 = 4 x 5
#REF! | #REF!
#REF! | #REF! | #REF! | #REF! | #REF! | #REF!
#REF! | #REF! | #REF! | #REF! | #REF! | #REF!
#REF! | #REF!
#REF! | #REF! | #REF! | #REF! | #REF! | #REF!
#REF! | #REF! | #REF! | #REF! | #REF! | #REF!
#REF! | #REF!
#REF! | #REF! | #REF! | #REF! | #REF! | #REF!
#REF! | #REF! | #REF! | #REF! | #REF! | #REF!
#REF! | #REF! | #REF! | #REF! | #REF! | #REF!
#REF! | #REF! | #REF! | #REF! | #REF! | #REF!
#REF! | #REF! | #REF! | #REF! | #REF! | #REF!
#REF! | #REF! | #REF! | #REF! | #REF! | #REF!
#REF! | #REF!
#REF! | #REF! | #REF! | #REF! | #REF! | #REF!
#REF! | #REF!
#REF! | #REF! | #REF! | #REF! | #REF! | #REF!
#REF! | #REF! | #REF! | #REF! | #REF! | #REF!
#REF! | #REF! | #REF! | #REF! | #REF! | #REF!
#REF! | #REF! | #REF! | #REF! | #REF! | #REF!
#REF! | #REF!
#REF! | #REF! | #REF! | #REF! | #REF! | #REF!
#REF! | #REF! | #REF! | #REF! | #REF! | #REF!
#REF! | #REF! | #REF! | #REF! | #REF! | #REF!
#REF! | #REF! | #REF! | #REF! | #REF! | #REF!
#REF! | #REF! | #REF! | #REF! | #REF! | #REF!
#REF! | #REF! | #REF! | #REF! | #REF! | #REF!
#REF! | #REF! | #REF! | #REF! | #REF! | #REF!
#REF! | #REF! | #REF! | #REF! | #REF! | #REF!
#REF! | #REF!
| #REF! | #REF! | #REF! | #REF! | #REF!
#REF! | #REF! | #REF! | #REF! | #REF! | #REF!
#REF! | #REF! | #REF! | #REF! | #REF! | #REF!
| Total F&I Price |  |  |  | #REF!
Date : | --
Place : |  |  | Printed Name :
Designation :
Click for Sch-3

## Sch-3
Specification No.: CC/NT/W-AIS/DOM/A00/23/13127 | [14 empty] | Schedule - 3
765kV AIS Substation Extension Package SS-120 for a) Extension of 765/400/220kV Fatehgarh-III Substation, b) Extension of 400/220kV Fatehgarh-III S/S, c) Extn. of 400kV Bikaner-II S/S, d) Extn. Of 765/400kV Bhiwani S/S. | [18 empty] | As per Lum-sum |  | 0%
(SCHEDULE OF RATES AND PRICES ) | [18 empty] | AS per Percent |  | #REF!
[19 empty] | As per lum-sum on Sch-3 |  | 0%
Bidder’s Name and Address (Sole Bidder) : | [11 empty] | To: | [6 empty] | As per Percent on Sch-3 |  | #REF!
[12 empty] | Contracts Services, 3rd Floor | [6 empty] | Total Discount |  | #REF!
Name : |  | …….. …….. …….. …….. …….. …….. | [9 empty] | Power Grid Corporation of India Ltd.,
Address : |  | …….. …….. …….. …….. …….. …….. | [9 empty] | "Saudamini", Plot No.-2
|  | …….. …….. …….. …….. …….. …….. | [9 empty] | Sector-29, | [6 empty] | Multipackage lum-sum |  | 0%
|  | …….. …….. …….. …….. …….. …….. | [9 empty] | Gurgaon (Haryana) - 122001
[7 empty] | INSTALLATION CHARGES | [12 empty] | Amount after Discount (Rs.) |  | Dis Alert | Amount after MPD (Rs.)
All Prices are in Indian Rupees.
SI. No. | PR No | PR Line Item No | Activity Header | PR Activity No | Activity Description | Service Code | SAC (Service Accounting Codes) | Whether SAC in column '8’ is confirmed. If not indicate applicable the SAC * | Rate of GST applicable ( in %) | Whether rate of GST in column ‘4’ is confirmed. If not indicate applicable rate of GST * | Description | Unit | Quantity | Unit Erection Charges | Total Erection Charges | Total GST as confirmed by Bidder |  |  |  | Unit Erection Charges | Total Erection Charges |  | Unit Erection Charges | Total Erection Charges
1 | 2 | 3 | 4 | 5 | 6 | 7 | 8 | 9 | 10 | 11 | 12 | 13 | 14 | 15 | 16 = 14 x 15 | 17 |  |  |  | 5 | 6 = 4 x 5 |  | 5 | 6 = 4 x 5
PART A (Substation Portion)
I | 1x400kV line bay at Fatehgarh-3 PS | [15 empty] | Revaluation of J column | Tax Calculation
1 | 7000025904 | 260 | 1310 | 10 | 420kV, 63kA AIS EQUIPMENT | 100000267 | 998736 |  | 18 |  | 420kV, 3150A, 63kA Circuit Breaker(3-Phase) without closing resistor(with support structure) | EA | 1 |  | Included | 0 | 0 | 0
2 | 7000025904 | 260 | 1310 | 20 | 420kV, 63kA AIS EQUIPMENT | 100000274 | 998736 |  | 18 |  | 420 kV, 3000A, 63KA, 1-Phase CurrentTransformer with 120% extended currentrating | EA | 3 |  | Included | 0 | 0 | 0
3 | 7000025904 | 260 | 1310 | 30 | 420kV, 63kA AIS EQUIPMENT | 100000275 | 998736 |  | 18 |  | 420 kV, 4400 pF Capacitive Voltage Transformer (1-Phase) | EA | 3 |  | Included | 0 | 0 | 0
4 | 7000025904 | 260 | 1310 | 40 | 420kV, 63kA AIS EQUIPMENT | 100000287 | 998736 |  | 18 |  | 420kV, 3150A, 63KA, Isolator (3-phase)(Double Break) with one E/S | EA | 3 |  | Included | 0 | 0 | 0
5 | 7000025904 | 260 | 1310 | 60 | 420kV, 63kA AIS EQUIPMENT | 100000328 | 998736 |  | 18 |  | 336kV Surge Arrester (1-phase) | EA | 3 |  | Included | 0 | 0 | 0
6 | 7000025904 | 260 | 1310 | 70 | 420kV, 63kA AIS EQUIPMENT | 100005443 | 998734 |  | 18 |  | 420KV, 1-PHASE BUS POST INSULATORS | EA | 56 |  | Included | 0 | 0 | 0
7 | 7000025904 | 260 | 1310 | 80 | 420kV, 63kA AIS EQUIPMENT | 100000883 | 998734 |  | 18 |  | 420 kV ,1 phase Bus Post Insulators for Line Traps | EA | 6 |  | Included | 0 | 0 | 0
8 | 7000025904 | 270 | 1410 | 10 | Erection Hardware for 420kV I-Type S/Y | 100000339 | 998731 |  | 18 |  | Erection Hardware for 400kV I type layout-Any feeder Extn. on existing half dia. as per specification | SET | 1 |  | Included | 0 | 0 | 0
9 | 7000025904 | 280 | 1421 | 10 | 420kV Insulator and Hardware | 100017133 | 998731 |  | 18 |  | 400KV SUSPENSION INSULATOR STRING AND ASSOCIATED HARDWARE FITTINGS WITH DROP CLAMP SUITABLE FOR QUAD CONDUCTOR | EA | 3 |  | Included | 0 | 0 | 0
10 | 7000025904 | 280 | 1421 | 20 | 420kV Insulator and Hardware | 100017126 | 998731 |  | 18 |  | 400KV TENSION INSULATOR STRING AND ASSOCIATED HARDWARE FITTINGS WITH TURN BUCKLE SUITABLE FOR QUAD CONDUCTOR | EA | 6 |  | Included | 0 | 0 | 0
11 | 7000025904 | 280 | 1421 | 30 | 420kV Insulator and Hardware | 100017127 | 998731 |  | 18 |  | 400KV TENSION INSULATOR STRING AND ASSOCIATED HARDWARE FITTINGS WITHOUT TURN BUCKLE SUITABLE FOR QUAD CONDUCTOR | EA | 3 |  | Included | 0 | 0 | 0
12 | 7000025904 | 610 | 1422 | 10 | Earthmat | 100003103 | 998731 |  | 18 |  | 40 mm MS rod for Main Earthmat | KM | 1 |  | Included | 0 | 0 | 0
13 | 7000025904 | 290 | 1470 | 10 | CRP for 420kV Bays with SAS | 100000735 | 998736 |  | 18 |  | Augmentation of existing 400kV bus bar protection scheme.(No. of bays as per specification)-(with Automation) | SET | 1 |  | Included | 0 | 0 | 0
14 | 7000025904 | 290 | 1470 | 20 | CRP for 420kV Bays with SAS | 100000728 | 998736 |  | 18 |  | 400kV Circuit Breaker Relay Panel with Auto Reclose (with Automation) | EA | 1 |  | Included | 0 | 0 | 0
15 | 7000025904 | 290 | 1470 | 30 | CRP for 420kV Bays with SAS | 100016601 | 998736 |  | 18 |  | 400kV Line Protection Panel with Line Differential Protection (with Automation) | EA | 1 |  | Included | 0 | 0 | 0
16 | 7000025904 | 300 | 1513 | 10 | SAS-AUG | 100002069 | 998736 |  | 18 |  | Augmentation of Substation automation System for 400kV Main bay as per Technical Specification | EA | 1 |  | Included | 0 | 0 | 0
17 | 7000025904 | 310 | 1530 | 10 | PLCC Equipment | 100002042 | 998734 |  | 18 |  | 400kV,3150A,0.5mH ,63kA Line Trap | EA | 2 |  | Included | 0 | 0 | 0
18 | 7000025904 | 320 | 1590 | 10 | POWER & CONTROL CABLE | 100002181 | 998736 |  | 18 |  | 1.1kV grade Power Cables (PVCinsulated)along withlugs,glands,straight joints &accessories,etc. | LS | 1 |  | Included | 0 | 0 | 0
19 | 7000025904 | 320 | 1590 | 20 | POWER & CONTROL CABLE | 100002182 | 998736 |  | 18 |  | 1.1kV grade Control Cables (PVCinsulated) along withlugs,glands,straight joints &accessories,etc. | LS | 1 |  | Included | 0 | 0 | 0
20 | 7000025904 | 330 | 1620 | 10 | ILLUMINATION SYSTEM | 100004926 | 998731 |  | 18 |  | Lighting Fixture LED Luminaires type FL2 as per tech. specifications | EA | 4 |  | Included | 0 | 0 | 0
21 | 7000025904 | 330 | 1620 | 20 | ILLUMINATION SYSTEM | 100004852 | 998731 |  | 18 |  | Lighting Fixture LED Luminaires type FL-1 as per tech. specifications | EA | 4 |  | Included | 0 | 0 | 0
22 | 7000025904 | 420 | 1740 | 10 | Service-Telecom eqpt at Fatehgarh-3 | 100002812 | 998734 |  | 18 |  | SDH Equipment (STM-16 MADM upto 5 MSP protected directions)-Base Equipment (Common cards, Cross Connect/control cards, optical basecards, power supply cards, power cabling, other hardware and accessories including sub racks, patch cord, DDF etc fully equipedexcluding optical interface & Tributary cards | EA | 1 |  | Included | 0 | 0 | 0
23 | 7000025904 | 420 | 1740 | 20 | Service-Telecom eqpt at Fatehgarh-3 | 170000433 | 998734 |  | 18 |  | Optical Interface Cards/SFP# -S16.1 for SDH Equipment-STM-16 | EA | 4 |  | Included | 0 | 0 | 0
24 | 7000025904 | 420 | 1740 | 30 | Service-Telecom eqpt at Fatehgarh-3 | 100002825 | 998734 |  | 18 |  | Tributary interface- E1 interface (Minimum 16 nos.) | SET | 2 |  | Included | 0 | 0 | 0
25 | 7000025904 | 420 | 1740 | 40 | Service-Telecom eqpt at Fatehgarh-3 | 170000550 | 998336 |  | 18 |  | Ethernet Interface 10/100 Base T with Layer-2 switching (Min 8 Interfaces per card) | EA | 2 |  | Included | 0 | 0 | 0
26 | 7000025904 | 420 | 1740 | 50 | Service-Telecom eqpt at Fatehgarh-3 | 100002829 | 998734 |  | 18 |  | Tributary interface-Gigabit Ethernet Interfaces 10/100 Mbps with Layer -2 Switching (minimum 2 nos.) | SET | 1 |  | Included | 0 | 0 | 0
27 | 7000025904 | 420 | 1740 | 60 | Service-Telecom eqpt at Fatehgarh-3 | 170000375 | 998734 |  | 18 |  | Equipment Cabinets-For SDH Equipments | EA | 1 |  | Included | 0 | 0 | 0
28 | 7000025904 | 420 | 1740 | 70 | Service-Telecom eqpt at Fatehgarh-3 | 100002882 | 998336 |  | 18 |  | Fibre Optic Approach cabling: Including installation hardware like ties/clips/cleats, conduits, ducts, supports, fittings,accessories etc.: 24 Fibre | KM | 1 |  | Included | 0 | 0 | 0
29 | 7000025904 | 420 | 1740 | 80 | Service-Telecom eqpt at Fatehgarh-3 | 170000356 | 998336 |  | 18 |  | Fibre Optic Distribution Panel (FODP): Indoor Type: FC Coupling and mounted on ETSI 19" rack or slimline rack: Type 2 (96 Fibre) | EA | 1 |  | Included | 0 | 0 | 0
30 | 7000025904 | 540 | 1770 | 10 | PMU and Associated Items | 170000502 | 998713 |  | 18 |  | Service:- Phasor Measurement Unit (PMU) | EA | 1 |  | Included | 0 | 0 | 0
31 | 7000025904 | 540 | 1770 | 20 | PMU and Associated Items | 170000530 | 998734 |  | 18 |  | WAMS TIME SYSTEM(GPS RECEIVER) | EA | 1 |  | Included | 0 | 0 | 0
32 | 7000025904 | 540 | 1770 | 30 | PMU and Associated Items | 170000503 | 998713 |  | 18 |  | Installation of Substation Grade Layer-3 LAN Switches as per Technical Specification | EA | 2 |  | Included | 0 | 0 | 0
33 | 7000025904 | 540 | 1770 | 40 | PMU and Associated Items | 170000504 | 998713 |  | 18 |  | Services:- Armored Fibre Optic Cable and associated termination equipment | LOT | 1 |  | Included | 0 | 0 | 0
34 | 7000025904 | 540 | 1770 | 50 | PMU and Associated Items | 170000501 | 998734 |  | 18 |  | Integration of PMU with the PDC (Phasor Data Concentrator) of RLDCs and respective SLDCs as required. | LOT | 1 |  | Included | 0 | 0 | 0
35 | 7000025904 | 550 | 1780 | 10 | Civil Works | 100004518 | 995433 |  | 18 |  | Excavation in all kind of soil including rock for all leads and lifts, backfilling, disposal of surplus earth within a lead up to2Km as per technical specification. The surplus earth shall be roughly graded . | M3 | 1557 |  | Included | 0 | 0 | 0
36 | 7000025904 | 550 | 1780 | 20 | Civil Works | 100011662 | 995433 |  | 18 |  | Excavation in hard rock which require blasting (including chemical blasting and rock excavated using specialized tools) for allfoundation works including stacking, measuring, disposal etc.for all leads and lifts as per technical specification. | M3 | 173 |  | Included | 0 | 0 | 0
37 | 7000025904 | 550 | 1780 | 30 | Civil Works | 100001327 | 995454 |  | 18 |  | Providing and laying of Reinforced Cement Concrete M25 mix including pre cast, shuttering, Grouting of pockets & underpinning butexcluding steel reinforcement | M3 | 332 |  | Included | 0 | 0 | 0
38 | 7000025904 | 550 | 1780 | 40 | Civil Works | 100001325 | 995454 |  | 18 |  | Providing and laying of Plain Cement Concrete (PCC) (1:4:8) | M3 | 21 |  | Included | 0 | 0 | 0
39 | 7000025904 | 550 | 1780 | 50 | Civil Works | 100001329 | 995454 |  | 18 |  | Steel Reinforcement | MT | 24 |  | Included | 0 | 0 | 0
40 | 7000025904 | 550 | 1780 | 60 | Civil Works | 100001721 | 995428 |  | 18 |  | Supplying, filling and compacting stone boulders mixed with sand under foundations, roads, cable trenches, drains etc in layers notexceeding 250mm thickness including ramming, watering compacting | M3 | 23 |  | Included | 0 | 0 | 0
41 | 7000025904 | 550 | 1780 | 70 | Civil Works | 100001712 | 995428 |  | 18 |  | Removing,cleaning and washing of existing stones and respreading of stones in switchyard excluding PCC | M2 | 2000 |  | Included | 0 | 0 | 0
42 | 7000025904 | 550 | 1780 | 80 | Civil Works | 100001713 | 995424 |  | 18 |  | Antiweed treatment | M2 | 2000 |  | Included | 0 | 0 | 0
43 | 7000025904 | 590 | 1800 | 10 | Tower and gantry Structure | 100001210 | 995455 |  | 18 |  | Erection of Lattice Structures (MS Steel), to be designed during detailed engineering, for towers, beams and equipment supportstructure including pack plates / packwashers and gusset plates excluding fasteners and foundation bolts | MT | 44 |  | Included | 0 | 0 | 0
44 | 7000025904 | 590 | 1800 | 20 | Tower and gantry Structure | 100001680 | 995455 |  | 18 |  | Erection of fasteners ( nuts, bolts and washers ) including step bolts for lattice and pipe structures to be designed duringdetailed engineering | MT | 4 |  | Included | 0 | 0 | 0
45 | 7000025904 | 590 | 1800 | 30 | Tower and gantry Structure | 100001681 | 995455 |  | 18 |  | Erection of foundation bolts including nuts, checknut and washers for lattice and pipe structures to be designed during detailedengineering | MT | 3 |  | Included | 0 | 0 | 0
II | Fatehgarh-3 Extn. Ph-III Part E2 | [15 empty] | Revaluation of J column | Tax Calculation
1 | 7000025906 | 1020 | 1030 | 30 | 400kV POWER TRANSFORMER | 100032665 | 998875 |  | 18 |  | Service-DIGITAL RTCC RELAY | SET | 2 |  | Included | 0 | 0 | 0
2 | 7000025906 | 1030 | 1290 | 10 | 800kV, 50kA AIS EQUIPMENT | 100000133 | 998736 |  | 18 |  | 765kV, 3150A, 50kA Circuit Breaker(3-Phase) with closing resistor (withsupport structure) | EA | 3 |  | Included | 0 | 0 | 0
3 | 7000025906 | 1030 | 1290 | 20 | 800kV, 50kA AIS EQUIPMENT | 100000134 | 998736 |  | 18 |  | 765kV, 3150A, 50kA Circuit Breaker(3-Phase) without closing resistor(with support structure) | EA | 3 |  | Included | 0 | 0 | 0
4 | 7000025906 | 1030 | 1290 | 30 | 800kV, 50kA AIS EQUIPMENT | 100000143 | 998736 |  | 18 |  | 765 kV, 3000A, 50KA, 1-Phase CurrentTransformer with 120% extended currentrating | EA | 18 |  | Included | 0 | 0 | 0
5 | 7000025906 | 1030 | 1290 | 40 | 800kV, 50kA AIS EQUIPMENT | 100000171 | 998736 |  | 18 |  | 765kV, 3150A, 50kA, Vertical Knee/DoubleBreak Isolator (3-Phase) with one E/S | EA | 9 |  | Included | 0 | 0 | 0
6 | 7000025906 | 1030 | 1290 | 50 | 800kV, 50kA AIS EQUIPMENT | 100000172 | 998736 |  | 18 |  | 765kV, 3150A, 50kA, Vertical Knee/DoubleBreak Isolator (3-Phase) with two E/S | EA | 6 |  | Included | 0 | 0 | 0
7 | 7000025906 | 1030 | 1290 | 60 | 800kV, 50kA AIS EQUIPMENT | 100000181 | 998736 |  | 18 |  | 765kV, 3150A, 50kA, Vertical Knee/DoubleBreak Isolator (1-Phase) with one E/S | EA | 9 |  | Included | 0 | 0 | 0
8 | 7000025906 | 1030 | 1290 | 70 | 800kV, 50kA AIS EQUIPMENT | 100000182 | 998736 |  | 18 |  | 765kV, 3150A, 50kA, Vertical Knee/DoubleBreak Isolator (1-Phase) without E/S | EA | 18 |  | Included | 0 | 0 | 0
9 | 7000025906 | 1030 | 1290 | 80 | 800kV, 50kA AIS EQUIPMENT | 100000183 | 998736 |  | 18 |  | 624kV Surge Arrester (1-Phase) | EA | 9 |  | Included | 0 | 0 | 0
10 | 7000025906 | 1030 | 1290 | 90 | 800kV, 50kA AIS EQUIPMENT | 100000194 | 998736 |  | 18 |  | Erection of 765 kV, 1-Phase, Bus Post Insulator (except wave Traps) | SET | 24 |  | Included | 0 | 0 | 0
11 | 7000025906 | 1040 | 1310 | 10 | 420kV, 63kA AIS EQUIPMENT | 100005443 | 998734 |  | 18 |  | 420KV, 1-PHASE BUS POST INSULATORS | EA | 52 |  | Included | 0 | 0 | 0
12 | 7000025906 | 1040 | 1310 | 20 | 420kV, 63kA AIS EQUIPMENT | 100000328 | 998736 |  | 18 |  | 336kV Surge Arrester (1-phase) | EA | 15 |  | Included | 0 | 0 | 0
13 | 7000025906 | 1040 | 1310 | 30 | 420kV, 63kA AIS EQUIPMENT | 100000327 | 998736 |  | 18 |  | 420kV, 3150A, 63KA, Isolator (1 phase)(Double Break) without E/S | EA | 9 |  | Included | 0 | 0 | 0
14 | 7000025906 | 1040 | 1310 | 40 | 420kV, 63kA AIS EQUIPMENT | 100000326 | 998736 |  | 18 |  | 420kV, 3150A, 63KA, Isolator (1 phase)(Double Break) with one E/S | EA | 9 |  | Included | 0 | 0 | 0
15 | 7000025906 | 1040 | 1310 | 50 | 420kV, 63kA AIS EQUIPMENT | 100000287 | 998736 |  | 18 |  | 420kV, 3150A, 63KA, Isolator (3-phase)(Double Break) with one E/S | EA | 16 |  | Included | 0 | 0 | 0
16 | 7000025906 | 1040 | 1310 | 60 | 420kV, 63kA AIS EQUIPMENT | 100000274 | 998736 |  | 18 |  | 420 kV, 3000A, 63KA, 1-Phase CurrentTransformer with 120% extended currentrating | EA | 24 |  | Included | 0 | 0 | 0
17 | 7000025906 | 1040 | 1310 | 70 | 420kV, 63kA AIS EQUIPMENT | 100000267 | 998736 |  | 18 |  | 420kV, 3150A, 63kA Circuit Breaker(3-Phase) without closing resistor(with support structure) | EA | 8 |  | Included | 0 | 0 | 0
18 | 7000025906 | 1040 | 1310 | 80 | 420kV, 63kA AIS EQUIPMENT | 100000288 | 998736 |  | 18 |  | 420kV, 3150A, 63KA Isolator (3-phase)(Double Break) with two E/S | EA | 2 |  | Included | 0 | 0 | 0
19 | 7000025906 | 1050 | 1340 | 10 | 245kV, 50kA AIS EQUIPMENT | 100001907 | 998736 |  | 18 |  | 245 kV,1 phase Bus Post Insulator (except for Line Traps) | EA | 18 |  | Included | 0 | 0 | 0
20 | 7000025906 | 1050 | 1340 | 20 | 245kV, 50kA AIS EQUIPMENT | 100000484 | 998736 |  | 18 |  | 216kV Surge Arrester (1-phase) | EA | 6 |  | Included | 0 | 0 | 0
21 | 7000025906 | 1050 | 1340 | 30 | 245kV, 50kA AIS EQUIPMENT | 100002016 | 998736 |  | 18 |  | 245kV, 1600A, 50 KA, 3-phase DoubleBreak Tandem Isolator without E/S | EA | 4 |  | Included | 0 | 0 | 0
22 | 7000025906 | 1050 | 1340 | 40 | 245kV, 50kA AIS EQUIPMENT | 100002013 | 998736 |  | 18 |  | 245kV, 1600A, 50 KA, 3-phase DoubleBreak Isolator with two E/S | EA | 2 |  | Included | 0 | 0 | 0
23 | 7000025906 | 1050 | 1340 | 50 | 245kV, 50kA AIS EQUIPMENT | 100002014 | 998736 |  | 18 |  | 245kV, 1600A, 50 KA, 3-phase DoubleBreak Isolator with one E/S | EA | 2 |  | Included | 0 | 0 | 0
24 | 7000025906 | 1050 | 1340 | 60 | 245kV, 50kA AIS EQUIPMENT | 100001989 | 998736 |  | 18 |  | 245 kV, 1600A, 50KA, 1-Phase CurrentTransformer with 120% extended currentrating | EA | 6 |  | Included | 0 | 0 | 0
25 | 7000025906 | 1050 | 1340 | 70 | 245kV, 50kA AIS EQUIPMENT | 100003634 | 998736 |  | 18 |  | 245 kV 1600A, 50KA Circuit Breakers (3-Phase) with support | EA | 2 |  | Included | 0 | 0 | 0
26 | 7000025906 | 1060 | 1390 | 10 | 36kV AIS EQUIPMENT | 100000011 | 998736 |  | 18 |  | Current transformer (33kV) for transformer Netural along with support structure & terminal connector | SET | 3 |  | Included | 0 | 0 | 0
27 | 7000025906 | 1070 | 1400 | 10 | Erection Hardware for 765kV I-Type S/Y | 100000192 | 998731 |  | 18 |  | Erection Hardware for 765kV I type layout-Bus Work (For one diameters) as per specification | SET | 4 |  | Included | 0 | 0 | 0
28 | 7000025906 | 1070 | 1400 | 20 | Erection Hardware for 765kV I-Type S/Y | 100000185 | 998731 |  | 18 |  | Erection Hardware for 765kV I type layout-Transformer bay as per specification | SET | 3 |  | Included | 0 | 0 | 0
29 | 7000025906 | 1070 | 1400 | 30 | Erection Hardware for 765kV I-Type S/Y | 100000190 | 998731 |  | 18 |  | Erection Hardware for 765kV I type layout-Spare bay of half dia. as per specification | SET | 3 |  | Included | 0 | 0 | 0
30 | 7000025906 | 1070 | 1400 | 40 | Erection Hardware for 765kV I-Type S/Y | 100002799 | 998731 |  | 18 |  | Erection Hardware for 765kV I type layout-Jack Bus (For one diameter) as per technical specification | SET | 1 |  | Included | 0 | 0 | 0
31 | 7000025906 | 1070 | 1400 | 50 | Erection Hardware for 765kV I-Type S/Y | 100016610 | 998736 |  | 18 |  | Bus post insulators, spacers, equipment support structures, conductors, Al tube, clamp, connectors (including 765kV, 400kV, tertiaryand neutural bushing terminal connectors etc) for arrangement of netural formation for Transformer(s), DELTA formation for threebanks (each bank comprises of 3 single phase units of Autotransformers) and making connection arrangement to connect spare unit inplace of any unit of the bank without physical shifting | LOT | 1 |  | Included | 0 | 0 | 0
32 | 7000025906 | 1080 | 1401 | 10 | 765kV Insulator and Hardware | 100017138 | 998731 |  | 18 |  | 765KV SUSPENSION INSULATOR STRING AND ASSOCIATED HARDWARE FITTINGS WITH THROUGH CLAMP SUITABLE FOR QUAD CONDUCTOR | EA | 12 |  | Included | 0 | 0 | 0
33 | 7000025906 | 1080 | 1401 | 20 | 765kV Insulator and Hardware | 100017135 | 998731 |  | 18 |  | 765KV TENSION INSULATOR STRING AND ASSOCIATED HARDWARE FITTINGS WITHOUT TURN BUCKLE SUITABLE FOR QUAD CONDUCTOR | EA | 45 |  | Included | 0 | 0 | 0
34 | 7000025906 | 1080 | 1401 | 30 | 765kV Insulator and Hardware | 100017134 | 998731 |  | 18 |  | 765KV TENSION INSULATOR STRING AND ASSOCIATED HARDWARE FITTINGS WITH TURN BUCKLE SUITABLE FOR QUAD CONDUCTOR | EA | 45 |  | Included | 0 | 0 | 0
35 | 7000025906 | 1090 | 1410 | 10 | Erection Hardware for 420kV I-Type S/Y | 100000339 | 998731 |  | 18 |  | Erection Hardware for 400kV I type layout-Any feeder Extn. on existing half dia. as per specification | SET | 1 |  | Included | 0 | 0 | 0
36 | 7000025906 | 1090 | 1410 | 20 | Erection Hardware for 420kV I-Type S/Y | 100000330 | 998731 |  | 18 |  | Erection Hardware for 400kV I type layout-Transformer bay as per specification | SET | 4 |  | Included | 0 | 0 | 0
37 | 7000025906 | 1090 | 1410 | 30 | Erection Hardware for 420kV I-Type S/Y | 100000338 | 998731 |  | 18 |  | Erection Hardware for 400kV I type layout-Bus Work (For one diameter) as per specification | SET | 3 |  | Included | 0 | 0 | 0
38 | 7000025906 | 1100 | 1421 | 10 | 420kV Insulator and Hardware | 100017133 | 998731 |  | 18 |  | 400KV SUSPENSION INSULATOR STRING AND ASSOCIATED HARDWARE FITTINGS WITH DROP CLAMP SUITABLE FOR QUAD CONDUCTOR | EA | 9 |  | Included | 0 | 0 | 0
39 | 7000025906 | 1100 | 1421 | 20 | 420kV Insulator and Hardware | 100017126 | 998731 |  | 18 |  | 400KV TENSION INSULATOR STRING AND ASSOCIATED HARDWARE FITTINGS WITH TURN BUCKLE SUITABLE FOR QUAD CONDUCTOR | EA | 60 |  | Included | 0 | 0 | 0
40 | 7000025906 | 1100 | 1421 | 30 | 420kV Insulator and Hardware | 100017127 | 998731 |  | 18 |  | 400KV TENSION INSULATOR STRING AND ASSOCIATED HARDWARE FITTINGS WITHOUT TURN BUCKLE SUITABLE FOR QUAD CONDUCTOR | EA | 60 |  | Included | 0 | 0 | 0
41 | 7000025906 | 1110 | 1430 | 10 | Erection Hardware for 220kV DMT Type S/Y | 100000486 | 998731 |  | 18 |  | Erection Hardware for 220kV layout (Double Main and Transfer Scheme as per SLD)-Transformer Bay as per specification | SET | 2 |  | Included | 0 | 0 | 0
42 | 7000025906 | 1120 | 1433 | 10 | 220kV Insulator and Hardware | 100017122 | 998731 |  | 18 |  | 220KV SUSPENSION INSULATOR STRING AND ASSOCIATED HARDWARE FITTINGS WITH DROP CLAMP SUITABLE FOR TWIN CONDUCTOR | EA | 6 |  | Included | 0 | 0 | 0
43 | 7000025906 | 1120 | 1433 | 20 | 220kV Insulator and Hardware | 100017118 | 998731 |  | 18 |  | 220KV TENSION INSULATOR STRING AND ASSOCIATED HARDWARE FITTINGS WITHOUT TURN BUCKLE SUITABLE FOR TWIN CONDUCTOR | EA | 12 |  | Included | 0 | 0 | 0
44 | 7000025906 | 1120 | 1433 | 30 | 220kV Insulator and Hardware | 100017115 | 998731 |  | 18 |  | 220KV TENSION INSULATOR STRING AND ASSOCIATED HARDWARE FITTINGS WITH TURN BUCKLE SUITABLE FOR QUAD CONDUCTOR | EA | 12 |  | Included | 0 | 0 | 0
45 | 7000025906 | 1120 | 1433 | 40 | 220kV Insulator and Hardware | 100017121 | 998731 |  | 18 |  | 220KV SUSPENSION INSULATOR STRING AND ASSOCIATED HARDWARE FITTINGS WITH THROUGH CLAMP SUITABLE FOR TWIN CONDUCTOR | EA | 6 |  | Included | 0 | 0 | 0
46 | 7000025906 | 1130 | 1451 | 10 | Earthmat | 100003103 | 998731 |  | 18 |  | 40 mm MS rod for Main Earthmat | KM | 15 |  | Included | 0 | 0 | 0
47 | 7000025906 | 1140 | 1452 | 10 | CSD | 100000268 | 998736 |  | 18 |  | Controlled Switching Device for 420 kV, 3-ph Circuit Breaker | EA | 6 |  | Included | 0 | 0 | 0
48 | 7000025906 | 1140 | 1452 | 20 | CSD | 100000136 | 998736 |  | 18 |  | Controlled Switching Device for 765 kV, 3-ph Circuit Breaker | EA | 6 |  | Included | 0 | 0 | 0
49 | 7000025906 | 1150 | 1460 | 10 | CRP for 765kV Bays with SAS | 100000727 | 998736 |  | 18 |  | Augmentation of existing 765kV bus bar protection scheme.(No. of bays as per specification)-(with Automation) | SET | 1 |  | Included | 0 | 0 | 0
50 | 7000025906 | 1150 | 1460 | 20 | CRP for 765kV Bays with SAS | 100000723 | 998736 |  | 18 |  | 765kV Transformer Protection Panel (For both HV & MV side)-(with Automation) | EA | 3 |  | Included | 0 | 0 | 0
51 | 7000025906 | 1150 | 1460 | 30 | CRP for 765kV Bays with SAS | 100000719 | 998736 |  | 18 |  | 765 kV Circuit Breaker Relay Panel With Auto Reclose (with Automation) | EA | 6 |  | Included | 0 | 0 | 0
52 | 7000025906 | 1160 | 1470 | 10 | CRP for 420kV Bays with SAS | 100000735 | 998736 |  | 18 |  | Augmentation of existing 400kV bus bar protection scheme.(No. of bays as per specification)-(with Automation) | SET | 1 |  | Included | 0 | 0 | 0
53 | 7000025906 | 1160 | 1470 | 20 | CRP for 420kV Bays with SAS | 100000731 | 998736 |  | 18 |  | 400kV Transformer Protection Panel (For both HV & MV side)-(with Automation) | EA | 2 |  | Included | 0 | 0 | 0
54 | 7000025906 | 1160 | 1470 | 30 | CRP for 420kV Bays with SAS | 100000728 | 998736 |  | 18 |  | 400kV Circuit Breaker Relay Panel with Auto Reclose (with Automation) | EA | 8 |  | Included | 0 | 0 | 0
55 | 7000025906 | 1170 | 1490 | 10 | CRP for 220kV Bays with SAS | 100000736 | 998736 |  | 18 |  | 220kV Circuit Breaker Relay Panel with Auto Reclose (with Automation) | EA | 2 |  | Included | 0 | 0 | 0
56 | 7000025906 | 1170 | 1490 | 20 | CRP for 220kV Bays with SAS | 100000743 | 998736 |  | 18 |  | Augmentation of existing 220kV bus bar protection scheme.(No. of bays as per specification)-(with Automation) | SET | 1 |  | Included | 0 | 0 | 0
57 | 7000025906 | 1180 | 1513 | 10 | SAS-AUG | 100002068 | 998736 |  | 18 |  | Augmentation of Substation automation system for 765kV Main bay as per Technical Specification | EA | 3 |  | Included | 0 | 0 | 0
58 | 7000025906 | 1180 | 1513 | 20 | SAS-AUG | 100002074 | 998736 |  | 18 |  | Augmentation of Substation automation System for 765kV Tie bay as per Technical Specification | EA | 3 |  | Included | 0 | 0 | 0
59 | 7000025906 | 1180 | 1513 | 30 | SAS-AUG | 100002069 | 998736 |  | 18 |  | Augmentation of Substation automation System for 400kV Main bay as per Technical Specification | EA | 5 |  | Included | 0 | 0 | 0
60 | 7000025906 | 1180 | 1513 | 40 | SAS-AUG | 100002075 | 998736 |  | 18 |  | Augmentation of Substation automation System for 400kV Tie bay as per Technical Specification | EA | 3 |  | Included | 0 | 0 | 0
61 | 7000025906 | 1180 | 1513 | 50 | SAS-AUG | 100002070 | 998736 |  | 18 |  | Augmentation of Substation automation System for 220kV bay as per Technical Specification | EA | 2 |  | Included | 0 | 0 | 0
62 | 7000025906 | 1190 | 1520 | 10 | VMS | 100002500 | 998731 |  | 18 |  | Color IP camera, with PAN, TILT and ZOOM facilities, alongwith all required Items, Accessories, Line Interface units, Fiber patchcords, Power supply units, Junction Boxes, Cables, Fiber Optic Cables, etc., and including Integration in existing Hardware andSoftware for Augmentation of Visual Monitoring System as per technical specification. | SET | 1 |  | Included | 0 | 0 | 0
63 | 7000025906 | 1200 | 1590 | 10 | POWER & CONTROL CABLE | 100002182 | 998736 |  | 18 |  | 1.1kV grade Control Cables (PVCinsulated) along withlugs,glands,straight joints &accessories,etc. | LS | 1 |  | Included | 0 | 0 | 0
64 | 7000025906 | 1200 | 1590 | 20 | POWER & CONTROL CABLE | 100002181 | 998736 |  | 18 |  | 1.1kV grade Power Cables (PVCinsulated)along withlugs,glands,straight joints &accessories,etc. | LS | 1 |  | Included | 0 | 0 | 0
65 | 7000025906 | 1200 | 1590 | 30 | POWER & CONTROL CABLE | 100002180 | 998736 |  | 18 |  | 1.1kV grade Power Cables (XLPEinsulated) along withlugs,glands,straight joints &accessories,etc. | LS | 1 |  | Included | 0 | 0 | 0
66 | 7000025906 | 1210 | 1600 | 10 | AIR CONDITIONING & VENTILATION SYSTEM | 100001882 | 995463 |  | 18 |  | Air conditioning system for Switchyard Panel Room of 6m length | SET | 3 |  | Included | 0 | 0 | 0
67 | 7000025906 | 1210 | 1600 | 20 | AIR CONDITIONING & VENTILATION SYSTEM | 100001881 | 995463 |  | 18 |  | Air conditioning system for Switchyard Panel Room of 9m length | SET | 3 |  | Included | 0 | 0 | 0
68 | 7000025906 | 1220 | 1610 | 10 | FIRE FIGHTING SYSTEM | 100016781 | 998736 |  | 18 |  | HVW spray system, Hydrant system and complete U/G & O/G piping and accessories etc. out side the pump house for 765 KV, 1-phaseAutotransformer | SET | 9 |  | Included | 0 | 0 | 0
69 | 7000025906 | 1220 | 1610 | 20 | FIRE FIGHTING SYSTEM | 100016783 | 998736 |  | 18 |  | HVW spray system, Hydrant system and complete U/G & O/G piping and accessories etc. out side the pump house for 400kV, 3-phaseAutotransformer | SET | 2 |  | Included | 0 | 0 | 0
70 | 7000025906 | 1220 | 1610 | 30 | FIRE FIGHTING SYSTEM | 100001871 | 995461 |  | 18 |  | Fire Detection and Alarm System for Switchyard Panel Room of 9 m length | SET | 3 |  | Included | 0 | 0 | 0
71 | 7000025906 | 1220 | 1610 | 40 | FIRE FIGHTING SYSTEM | 100002062 | 995461 |  | 18 |  | Fire Detection and Alarm System for Switchyard Panel Room of 6 m length | SET | 3 |  | Included | 0 | 0 | 0
72 | 7000025906 | 1220 | 1610 | 50 | FIRE FIGHTING SYSTEM | 100000975 | 995461 |  | 18 |  | 4.5 kg CO2 type Portable Fire extinguisher | EA | 6 |  | Included | 0 | 0 | 0
73 | 7000025906 | 1230 | 1620 | 10 | ILLUMINATION SYSTEM | 100001115 | 998739 |  | 18 |  | Illumination System for switchyard panel room of 9 m length | SET | 3 |  | Included | 0 | 0 | 0
74 | 7000025906 | 1230 | 1620 | 20 | ILLUMINATION SYSTEM | 100001116 | 998739 |  | 18 |  | Illumination System for switchyard panel room of 6 m length | SET | 3 |  | Included | 0 | 0 | 0
75 | 7000025906 | 1230 | 1620 | 30 | ILLUMINATION SYSTEM | 100004926 | 998731 |  | 18 |  | Lighting Fixture LED Luminaires type FL2 as per tech. specifications | EA | 25 |  | Included | 0 | 0 | 0
76 | 7000025906 | 1230 | 1620 | 40 | ILLUMINATION SYSTEM | 100004852 | 998731 |  | 18 |  | Lighting Fixture LED Luminaires type FL-1 as per tech. specifications | EA | 25 |  | Included | 0 | 0 | 0
77 | 7000025906 | 1230 | 1620 | 50 | ILLUMINATION SYSTEM | 100001885 | 998739 |  | 18 |  | Outdoor Power Receptacle for oilfiltration unit (250A) | EA | 3 |  | Included | 0 | 0 | 0
78 | 7000025906 | 1230 | 1620 | 60 | ILLUMINATION SYSTEM | 100001021 | 995461 |  | 18 |  | Lighting Panel type ACP-2 as per technical specification | EA | 4 |  | Included | 0 | 0 | 0
79 | 7000025906 | 1240 | 1730 | 10 | Civil Works | 100004518 | 995433 |  | 18 |  | Excavation in all kind of soil including rock for all leads and lifts, backfilling, disposal of surplus earth within a lead up to2Km as per technical specification. The surplus earth shall be roughly graded . | M3 | 42912 |  | Included | 0 | 0 | 0
80 | 7000025906 | 1240 | 1730 | 20 | Civil Works | 100011662 | 995433 |  | 18 |  | Excavation in hard rock which require blasting (including chemical blasting and rock excavated using specialized tools) for allfoundation works including stacking, measuring, disposal etc.for all leads and lifts as per technical specification. | M3 | 4768 |  | Included | 0 | 0 | 0
81 | 7000025906 | 1240 | 1730 | 30 | Civil Works | 100001327 | 995454 |  | 18 |  | Providing and laying of Reinforced Cement Concrete M25 mix including pre cast, shuttering, Grouting of pockets & underpinning butexcluding steel reinforcement | M3 | 14727 |  | Included | 0 | 0 | 0
82 | 7000025906 | 1240 | 1730 | 40 | Civil Works | 100001326 | 995454 |  | 18 |  | Providing and laying of Plain Cement Concrete (PCC) (1:2:4) | M3 | 147 |  | Included | 0 | 0 | 0
83 | 7000025906 | 1240 | 1730 | 50 | Civil Works | 100001325 | 995454 |  | 18 |  | Providing and laying of Plain Cement Concrete (PCC) (1:4:8) | M3 | 1348 |  | Included | 0 | 0 | 0
84 | 7000025906 | 1240 | 1730 | 60 | Civil Works | 100001329 | 995454 |  | 18 |  | Steel Reinforcement | MT | 1031 |  | Included | 0 | 0 | 0
85 | 7000025906 | 1240 | 1730 | 70 | Civil Works | 100001331 | 995455 |  | 18 |  | Misc. Structural steel including rails, embedments, edge protection angles, gratings etc. but excluding the reinforcement steel andsteel for lattice and pipe structures. | MT | 161 |  | Included | 0 | 0 | 0
86 | 7000025906 | 1240 | 1730 | 80 | Civil Works | 100001330 | 995428 |  | 18 |  | Stone filling (40 mm size) for transformer/Reactor foundation | M3 | 225 |  | Included | 0 | 0 | 0
87 | 7000025906 | 1240 | 1730 | 90 | Civil Works | 100001721 | 995428 |  | 18 |  | Supplying, filling and compacting stone boulders mixed with sand under foundations, roads, cable trenches, drains etc in layers notexceeding 250mm thickness including ramming, watering compacting | M3 | 2407 |  | Included | 0 | 0 | 0
88 | 7000025906 | 1240 | 1730 | 100 | Civil Works | 100001714 | 995428 |  | 18 |  | Stone spreading in switchyard excluding PCC | M2 | 135000 |  | Included | 0 | 0 | 0
89 | 7000025906 | 1240 | 1730 | 110 | Civil Works | 100001712 | 995428 |  | 18 |  | Removing,cleaning and washing of existing stones and respreading of stones in switchyard excluding PCC | M2 | 400 |  | Included | 0 | 0 | 0
90 | 7000025906 | 1240 | 1730 | 120 | Civil Works | 100001713 | 995424 |  | 18 |  | Antiweed treatment | M2 | 135400 |  | Included | 0 | 0 | 0
91 | 7000025906 | 1240 | 1730 | 130 | Civil Works | 100003114 | 995454 |  | 18 |  | External finishing / painting of fire wall (water proofing cement paint) (DSR 13.44.1) | M2 | 2400 |  | Included | 0 | 0 | 0
92 | 7000025906 | 1240 | 1730 | 140 | Civil Works | 100001457 | 995421 |  | 18 |  | Construction of rail cum road as per drawing including all item such as excavation,compactions, rolling watering, WBM etc. butexcluding concrete reinforcement and structural steel-Section having four rails for auto transformer. | M2 | 947 |  | Included | 0 | 0 | 0
93 | 7000025906 | 1240 | 1730 | 150 | Civil Works | 100001409 | 995462 |  | 18 |  | Supplying and erecting dewatering pumps-5 HP | EA | 3 |  | Included | 0 | 0 | 0
94 | 7000025906 | 1240 | 1730 | 160 | Civil Works | 130000761 | 995428 |  | 18 |  | 14.4.2 Providing, laying and fixing following dia RCC pipe NP2 class (light duty) in ground complete with RCC collars, jointingwith cement mortar 1:2 (1 cement : 2 fine sand) including trenching (75 cm deep) and refilling etc as required. : 150 mm dia | M | 90 |  | Included | 0 | 0 | 0
95 | 7000025906 | 1240 | 1730 | 170 | Civil Works | 130000762 | 995428 |  | 18 |  | 14.4.3 Providing, laying and fixing following dia RCC pipe NP2 class (light duty) in ground complete with RCC collars, jointingwith cement mortar 1:2 (1 cement : 2 fine sand) including trenching (75 cm deep) and refilling etc as required. : 250 mm dia | M | 357 |  | Included | 0 | 0 | 0
96 | 7000025906 | 1240 | 1730 | 180 | Civil Works | 100008110 | 995421 |  | 18 |  | 3.75m wide Bitumen road with earthen shoulder including 100 mm dia RCC Hume Pipe @ 100 metre interval as per drawing and TS (as perDSR item no 16.35 and 16.30.1) and including 225 mm thick WBM in three equal layers of 75 mm each as per CPWD specification. | M2 | 9375 |  | Included | 0 | 0 | 0
97 | 7000025906 | 1240 | 1730 | 190 | Civil Works | 100020960 | 995461 |  | 18 |  | RCC culvert crossings including supplying and laying hume pipe 250mm dia of grade (NP-3) excluding concrete as per specification. | M | 60 |  | Included | 0 | 0 | 0
98 | 7000025906 | 1240 | 1730 | 200 | Civil Works | 100020961 | 995461 |  | 18 |  | RCC culvert crossings including supplying and laying hume pipe 300mm dia of grade (NP-3) excluding concrete as per specification. | M | 60 |  | Included | 0 | 0 | 0
99 | 7000025906 | 1240 | 1730 | 210 | Civil Works | 100020962 | 995461 |  | 18 |  | RCC culvert crossings including supplying and laying hume pipe 450mm dia of grade (NP-3) excluding concrete as per specification. | M | 60 |  | Included | 0 | 0 | 0
100 | 7000025906 | 1240 | 1730 | 220 | Civil Works | 100015791 | 995454 |  | 18 |  | All civil works for Drains construction of Section A-A including crossings if any as per technical specification and tender drawingscomplete in all respect with all labour and materials. | M | 1250 |  | Included | 0 | 0 | 0
101 | 7000025906 | 1240 | 1730 | 230 | Civil Works | 100015792 | 995454 |  | 18 |  | All civil works for Drains construction of Section B-B including crossings if any as per technical specification and tender drawingscomplete in all respect with all labour and materials. | M | 1250 |  | Included | 0 | 0 | 0
102 | 7000025906 | 1240 | 1730 | 240 | Civil Works | 100015793 | 995454 |  | 18 |  | All civil works for Drains construction of Section C-C including crossings if any as per technical specification and tender drawingscomplete in all respect with all labour and materials. | M | 1250 |  | Included | 0 | 0 | 0
103 | 7000025906 | 1240 | 1730 | 250 | Civil Works | 100015794 | 995454 |  | 18 |  | All civil works for Drains construction of Section D-D including crossings if any as per technical specification and tender drawingscomplete in all respect with all labour and materials. | M | 1250 |  | Included | 0 | 0 | 0
104 | 7000025906 | 1240 | 1730 | 260 | Civil Works | 100008611 | 995477 |  | 18 |  | Swtichyard fencing: Providing and fixing fencing of GI barbed wire consisting of galvanized MS tubular posts at 3 m intervals; GIbarded wire shall run horizontally from post to post at a spacing of 300 mm (vertically) and a cross formation in each panel,complete as per technical specification and drawing. | M | 100 |  | Included | 0 | 0 | 0
105 | 7000025906 | 1240 | 1730 | 270 | Civil Works | 100003437 | 995454 |  | 18 |  | Switchyard Panel Room - Civil Works. All civil works as per drawing and specifications complete, including - brickwork, finishing(external and internal), windows etc. However, excavation, PCC, RCC and reinforcement shall be paid separately as per BPS. | M2 | 225 |  | Included | 0 | 0 | 0
106 | 7000025906 | 1240 | 1730 | 280 | Civil Works | 100001477 | 995454 |  | 18 |  | Cable Trench including all types of crossings, all metallic works and sump pit including concrte and reinforcement steel Section 1-1 | M | 30 |  | Included | 0 | 0 | 0
107 | 7000025906 | 1240 | 1730 | 290 | Civil Works | 100016667 | 995451 |  | 18 |  | Cable Trench including all types of crossings, all metallic works and sump pit including concrete and reinforcement steel Section2A-2A | M | 500 |  | Included | 0 | 0 | 0
108 | 7000025906 | 1240 | 1730 | 300 | Civil Works | 100001478 | 995454 |  | 18 |  | Cable Trench including all types of crossings, all metallic works and sump pit including concrte and reinforcement steel Section 2-2 | M | 400 |  | Included | 0 | 0 | 0
109 | 7000025906 | 1240 | 1730 | 310 | Civil Works | 100001479 | 995454 |  | 18 |  | Cable Trench including all types of crossings, all metallic works and sump pit including concrte and reinforcement steel Section 3-3 | M | 200 |  | Included | 0 | 0 | 0
110 | 7000025906 | 1240 | 1730 | 320 | Civil Works | 100001480 | 995454 |  | 18 |  | Cable Trench including all types of crossings, all metallic works and sump pit including concrte and reinforcement steel Section 4-4 | M | 300 |  | Included | 0 | 0 | 0
111 | 7000025906 | 1240 | 1730 | 330 | Civil Works | 100002911 | 995432 |  | 18 |  | Earthwork in excavation & filling in all types of soil and soft/disintegrated rock in open areas/nallas/channels, to the requiredslopes, shapes, levels, elevations and profile, including trimming of bottom and slopes of excavation, bailing out rain(dewatering), pumping, removal of slush, preparing embankments/marginal banks, loosening, dressing, spreading material in layers notexceeding 200mm, as per direction of Engineer-in-Charge, water flooding, compacting to achieve 95% consolidation at optimum moisturecontent, finishing etc. all complete, for all leads and lifts within leveling boundary, including disposal of surplus earth andstacking of unsuitable material within a lead of 2.0 Km beyond substation boundary, with all labour, material, tools, tackles andequipment, safeguards and incidentals, Royalty,taxes etc. as necessary, as per drawings, specification and directions of theEngineer-in-Charge. Clearing of jungle is included in this item. (Only excavation/cutting will be measured for payment purpose.) | M3 | 110000 |  | Included | 0 | 0 | 0
112 | 7000025906 | 1240 | 1730 | 340 | Civil Works | 100002914 | 995432 |  | 18 |  | Earthwork in excavation in Hard rocks in open areas/nallas/ channels, to the required slopes, shapes, levels, elevations andprofile, including trimming of bottom and slopes of excavation and stacking and disposal of rock for a lead up to 2.0 KM beyondleveling boundary and all lifts , with all labour, material, tools, tackles and equipment, safeguards and incidentals,Royalty,taxesetc. as per directions of the Engineer-in-Charge. Serviceable material if available shall be stacked at site as identified byEngineer-in-Charge.(50% void deduction from stack measurement) | M3 | 10000 |  | Included | 0 | 0 | 0
113 | 7000025906 | 1240 | 1730 | 350 | Civil Works | 100007097 | 995454 |  | 18 |  | Dry stone pitching 22.5 cm thick including supply of stones and preparing surface complete including construction of 600 mm high and230 mm wide cement concrete (1:3:6) (1 cement : 3 coarse sand (zone-III) : 6 graded stone aggregate 20 mm nominal size) toe wall atthe lowest portion of stone pitching area etc. completed as per theinstruction of Engineer-In-Charge. . | M2 | 3000 |  | Included | 0 | 0 | 0
114 | 7000025906 | 1250 | 1740 | 10 | Tower and gantry Structure | 100001210 | 995455 |  | 18 |  | Erection of Lattice Structures (MS Steel), to be designed during detailed engineering, for towers, beams and equipment supportstructure including pack plates / packwashers and gusset plates excluding fasteners and foundation bolts | MT | 810 |  | Included | 0 | 0 | 0
115 | 7000025906 | 1250 | 1740 | 20 | Tower and gantry Structure | 100001209 | 995455 |  | 18 |  | Erection of Lattice Structures (HT Steel), to be designed during detailed engineering, for towers, beams and equipment supportstructure including pack plates / packwashers and gusset plates excluding fasteners and foundation bolts. | MT | 430 |  | Included | 0 | 0 | 0
116 | 7000025906 | 1250 | 1740 | 30 | Tower and gantry Structure | 100001680 | 995455 |  | 18 |  | Erection of fasteners ( nuts, bolts and washers ) including step bolts for lattice and pipe structures to be designed duringdetailed engineering | MT | 59 |  | Included | 0 | 0 | 0
117 | 7000025906 | 1250 | 1740 | 40 | Tower and gantry Structure | 100001681 | 995455 |  | 18 |  | Erection of foundation bolts including nuts, checknut and washers for lattice and pipe structures to be designed during detailedengineering | MT | 79 |  | Included | 0 | 0 | 0
III | Fatehgarh-3 Extn._Bays For RE Gen | [15 empty] | Revaluation of J column | Tax Calculation
1 | 7000025896 | 770 | 1310 | 10 | 420kV, 63kA AIS EQUIPMENT | 100000267 | 998736 |  | 18 |  | 420kV, 3150A, 63kA Circuit Breaker(3-Phase) without closing resistor(with support structure) | EA | 6 |  | Included | 0 | 0 | 0
2 | 7000025896 | 770 | 1310 | 20 | 420kV, 63kA AIS EQUIPMENT | 100000274 | 998736 |  | 18 |  | 420 kV, 3000A, 63KA, 1-Phase CurrentTransformer with 120% extended currentrating | EA | 18 |  | Included | 0 | 0 | 0
3 | 7000025896 | 770 | 1310 | 30 | 420kV, 63kA AIS EQUIPMENT | 100000275 | 998736 |  | 18 |  | 420 kV, 4400 pF Capacitive Voltage Transformer (1-Phase) | EA | 15 |  | Included | 0 | 0 | 0
4 | 7000025896 | 770 | 1310 | 40 | 420kV, 63kA AIS EQUIPMENT | 100000287 | 998736 |  | 18 |  | 420kV, 3150A, 63KA, Isolator (3-phase)(Double Break) with one E/S | EA | 15 |  | Included | 0 | 0 | 0
5 | 7000025896 | 770 | 1310 | 50 | 420kV, 63kA AIS EQUIPMENT | 100000328 | 998736 |  | 18 |  | 336kV Surge Arrester (1-phase) | EA | 9 |  | Included | 0 | 0 | 0
6 | 7000025896 | 770 | 1310 | 60 | 420kV, 63kA AIS EQUIPMENT | 100000883 | 998734 |  | 18 |  | 420 kV ,1 phase Bus Post Insulators for Line Traps | EA | 18 |  | Included | 0 | 0 | 0
7 | 7000025896 | 770 | 1310 | 70 | 420kV, 63kA AIS EQUIPMENT | 100005443 | 998734 |  | 18 |  | 420KV, 1-PHASE BUS POST INSULATORS | EA | 9 |  | Included | 0 | 0 | 0
8 | 7000025896 | 780 | 1340 | 10 | 245kV, 50kA AIS EQUIPMENT | 100000884 | 998734 |  | 18 |  | 245 kV ,1 phase Bus Post Insulators for Line Traps | EA | 36 |  | Included | 0 | 0 | 0
9 | 7000025896 | 780 | 1340 | 20 | 245kV, 50kA AIS EQUIPMENT | 100001907 | 998736 |  | 18 |  | 245 kV,1 phase Bus Post Insulator (except for Line Traps) | EA | 92 |  | Included | 0 | 0 | 0
10 | 7000025896 | 780 | 1340 | 30 | 245kV, 50kA AIS EQUIPMENT | 100000484 | 998736 |  | 18 |  | 216kV Surge Arrester (1-phase) | EA | 18 |  | Included | 0 | 0 | 0
11 | 7000025896 | 780 | 1340 | 40 | 245kV, 50kA AIS EQUIPMENT | 100011982 | 998736 |  | 18 |  | 245kV, 3150A, 50KA, 3-Phase Double Break Isolator with two E/S | EA | 4 |  | Included | 0 | 0 | 0
12 | 7000025896 | 780 | 1340 | 50 | 245kV, 50kA AIS EQUIPMENT | 100012000 | 998736 |  | 18 |  | 245KV, 3150A, 50KA, 3-PHASE DOUBLE BREAK ISOLATOR WITH ONE E/S | EA | 8 |  | Included | 0 | 0 | 0
13 | 7000025896 | 780 | 1340 | 60 | 245kV, 50kA AIS EQUIPMENT | 100002016 | 998736 |  | 18 |  | 245kV, 1600A, 50 KA, 3-phase DoubleBreak Tandem Isolator without E/S | EA | 14 |  | Included | 0 | 0 | 0
14 | 7000025896 | 780 | 1340 | 70 | 245kV, 50kA AIS EQUIPMENT | 100002013 | 998736 |  | 18 |  | 245kV, 1600A, 50 KA, 3-phase DoubleBreak Isolator with two E/S | EA | 8 |  | Included | 0 | 0 | 0
15 | 7000025896 | 780 | 1340 | 80 | 245kV, 50kA AIS EQUIPMENT | 100002014 | 998736 |  | 18 |  | 245kV, 1600A, 50 KA, 3-phase DoubleBreak Isolator with one E/S | EA | 8 |  | Included | 0 | 0 | 0
16 | 7000025896 | 780 | 1340 | 90 | 245kV, 50kA AIS EQUIPMENT | 100000448 | 998736 |  | 18 |  | 245 kV, 4400pf Capacitive Voltage Transformer (1- Phase) | EA | 30 |  | Included | 0 | 0 | 0
17 | 7000025896 | 780 | 1340 | 100 | 245kV, 50kA AIS EQUIPMENT | 100001993 | 998736 |  | 18 |  | 245 kV, 2500A, 50KA, 1-Phase CurrentTransformer with 120% extended currentrating | EA | 18 |  | Included | 0 | 0 | 0
18 | 7000025896 | 780 | 1340 | 110 | 245kV, 50kA AIS EQUIPMENT | 100001989 | 998736 |  | 18 |  | 245 kV, 1600A, 50KA, 1-Phase CurrentTransformer with 120% extended currentrating | EA | 24 |  | Included | 0 | 0 | 0
19 | 7000025896 | 780 | 1340 | 120 | 245kV, 50kA AIS EQUIPMENT | 100011980 | 998736 |  | 18 |  | 245KV, 3150 A, 50kA Circuit Breaker (3-Phase) with support structure | EA | 6 |  | Included | 0 | 0 | 0
20 | 7000025896 | 780 | 1340 | 130 | 245kV, 50kA AIS EQUIPMENT | 100003634 | 998736 |  | 18 |  | 245 kV 1600A, 50KA Circuit Breakers (3-Phase) with support | EA | 8 |  | Included | 0 | 0 | 0
21 | 7000025896 | 790 | 1410 | 10 | Erection Hardware for 420kV I-Type S/Y | 100002324 | 998731 |  | 18 |  | Erection H/W-420kV I-type Jack Bus for future Scope (No. of Diameters) | SET | 1 |  | Included | 0 | 0 | 0
22 | 7000025896 | 790 | 1410 | 20 | Erection Hardware for 420kV I-Type S/Y | 100008263 | 998731 |  | 18 |  | Erection Hardware for 400kV layout (One and half breaker scheme as per SLD)-Bus section bay as per specification | SET | 2 |  | Included | 0 | 0 | 0
23 | 7000025896 | 790 | 1410 | 30 | Erection Hardware for 420kV I-Type S/Y | 100000329 | 998731 |  | 18 |  | Erection Hardware for 400kV I type layout-Line bay as per specification | SET | 1 |  | Included | 0 | 0 | 0
24 | 7000025896 | 790 | 1410 | 40 | Erection Hardware for 420kV I-Type S/Y | 100000339 | 998731 |  | 18 |  | Erection Hardware for 400kV I type layout-Any feeder Extn. on existing half dia. as per specification | SET | 2 |  | Included | 0 | 0 | 0
25 | 7000025896 | 790 | 1410 | 50 | Erection Hardware for 420kV I-Type S/Y | 100000335 | 998731 |  | 18 |  | Erection Hardware for 400kV I type layout-Spare bay of half dia as per specification | SET | 1 |  | Included | 0 | 0 | 0
26 | 7000025896 | 800 | 1421 | 10 | 420kV Insulator and Hardware | 100017127 | 998731 |  | 18 |  | 400KV TENSION INSULATOR STRING AND ASSOCIATED HARDWARE FITTINGS WITHOUT TURN BUCKLE SUITABLE FOR QUAD CONDUCTOR | EA | 24 |  | Included | 0 | 0 | 0
27 | 7000025896 | 800 | 1421 | 20 | 420kV Insulator and Hardware | 100017126 | 998731 |  | 18 |  | 400KV TENSION INSULATOR STRING AND ASSOCIATED HARDWARE FITTINGS WITH TURN BUCKLE SUITABLE FOR QUAD CONDUCTOR | EA | 15 |  | Included | 0 | 0 | 0
28 | 7000025896 | 800 | 1421 | 30 | 420kV Insulator and Hardware | 100017133 | 998731 |  | 18 |  | 400KV SUSPENSION INSULATOR STRING AND ASSOCIATED HARDWARE FITTINGS WITH DROP CLAMP SUITABLE FOR QUAD CONDUCTOR | EA | 15 |  | Included | 0 | 0 | 0
29 | 7000025896 | 800 | 1421 | 40 | 420kV Insulator and Hardware | 100017132 | 998731 |  | 18 |  | 400KV SUSPENSION INSULATOR STRING AND ASSOCIATED HARDWARE FITTINGS WITH THROUGH CLAMP SUITABLE FOR QUAD CONDUCTOR | EA | 9 |  | Included | 0 | 0 | 0
30 | 7000025896 | 810 | 1430 | 10 | Erection Hardware for 220kV DMT Type S/Y | 100000489 | 998731 |  | 18 |  | Erection Hardware for 220kV layout (Double Main and Transfer Scheme as per SLD)-Bus work (one Bay) as per specification | SET | 16 |  | Included | 0 | 0 | 0
31 | 7000025896 | 810 | 1430 | 20 | Erection Hardware for 220kV DMT Type S/Y | 100000485 | 998731 |  | 18 |  | Erection Hardware for 220kV layout (Double Main and Transfer Scheme as per SLD)-Line Bay as per specification | SET | 6 |  | Included | 0 | 0 | 0
32 | 7000025896 | 810 | 1430 | 30 | Erection Hardware for 220kV DMT Type S/Y | 100000488 | 998731 |  | 18 |  | Erection Hardware for 220kV layout (Double Main and Transfer Scheme as per SLD)-Bus Coupler Bay as per specification | SET | 2 |  | Included | 0 | 0 | 0
33 | 7000025896 | 810 | 1430 | 40 | Erection Hardware for 220kV DMT Type S/Y | 100000487 | 998731 |  | 18 |  | Erection Hardware for 220kV layout (Double Main and Transfer Scheme as per SLD)-Transfer Bus Coupler Bay as per specification | SET | 2 |  | Included | 0 | 0 | 0
34 | 7000025896 | 810 | 1430 | 50 | Erection Hardware for 220kV DMT Type S/Y | 100000495 | 998731 |  | 18 |  | Erection Hardware for 220kV layout (Double Main and Transfer Scheme as per SLD)-Bus section Bay as per specification | SET | 4 |  | Included | 0 | 0 | 0
35 | 7000025896 | 810 | 1430 | 60 | Erection Hardware for 220kV DMT Type S/Y | 100003727 | 998731 |  | 18 |  | Erection Hardware for 220kV layout (Double Main Scheme)-Bus work (three bay) as per technical specification | SET | 1 |  | Included | 0 | 0 | 0
36 | 7000025896 | 810 | 1430 | 70 | Erection Hardware for 220kV DMT Type S/Y | 100000495 | 998731 |  | 18 |  | Erection Hardware for 220kV layout (Double Main and Transfer Scheme as per SLD)-Bus section Bay as per specification | SET | 2 |  | Included | 0 | 0 | 0
37 | 7000025896 | 820 | 1433 | 10 | 220kV Insulator and Hardware | 100017117 | 998731 |  | 18 |  | 220KV TENSION INSULATOR STRING AND ASSOCIATED HARDWARE FITTINGS WITH TURN BUCKLE SUITABLE FOR TWIN CONDUCTOR | EA | 54 |  | Included | 0 | 0 | 0
38 | 7000025896 | 820 | 1433 | 20 | 220kV Insulator and Hardware | 100017115 | 998731 |  | 18 |  | 220KV TENSION INSULATOR STRING AND ASSOCIATED HARDWARE FITTINGS WITH TURN BUCKLE SUITABLE FOR QUAD CONDUCTOR | EA | 45 |  | Included | 0 | 0 | 0
39 | 7000025896 | 820 | 1433 | 30 | 220kV Insulator and Hardware | 100017118 | 998731 |  | 18 |  | 220KV TENSION INSULATOR STRING AND ASSOCIATED HARDWARE FITTINGS WITHOUT TURN BUCKLE SUITABLE FOR TWIN CONDUCTOR | EA | 36 |  | Included | 0 | 0 | 0
40 | 7000025896 | 820 | 1433 | 40 | 220kV Insulator and Hardware | 100017116 | 998731 |  | 18 |  | 220KV TENSION INSULATOR STRING AND ASSOCIATED HARDWARE FITTINGS WITHOUT TURN BUCKLE SUITABLE FOR QUAD CONDUCTOR | EA | 45 |  | Included | 0 | 0 | 0
41 | 7000025896 | 820 | 1433 | 50 | 220kV Insulator and Hardware | 100017121 | 998731 |  | 18 |  | 220KV SUSPENSION INSULATOR STRING AND ASSOCIATED HARDWARE FITTINGS WITH THROUGH CLAMP SUITABLE FOR TWIN CONDUCTOR | EA | 12 |  | Included | 0 | 0 | 0
42 | 7000025896 | 820 | 1433 | 60 | 220kV Insulator and Hardware | 100017122 | 998731 |  | 18 |  | 220KV SUSPENSION INSULATOR STRING AND ASSOCIATED HARDWARE FITTINGS WITH DROP CLAMP SUITABLE FOR TWIN CONDUCTOR | EA | 18 |  | Included | 0 | 0 | 0
43 | 7000025896 | 830 | 1451 | 10 | Earthmat | 100003103 | 998731 |  | 18 |  | 40 mm MS rod for Main Earthmat | KM | 7 |  | Included | 0 | 0 | 0
44 | 7000025896 | 840 | 1470 | 10 | CRP for 420kV Bays with SAS | 100000728 | 998736 |  | 18 |  | 400kV Circuit Breaker Relay Panel with Auto Reclose (with Automation) | EA | 6 |  | Included | 0 | 0 | 0
45 | 7000025896 | 840 | 1470 | 20 | CRP for 420kV Bays with SAS | 100000733 | 998736 |  | 18 |  | 400kV Bus Bar Protection Panel (Duplicate)-(with Automation) | SET | 1 |  | Included | 0 | 0 | 0
46 | 7000025896 | 840 | 1470 | 30 | CRP for 420kV Bays with SAS | 100000730 | 998736 |  | 18 |  | 400kV Line Protection Panel (with Automation) | EA | 3 |  | Included | 0 | 0 | 0
47 | 7000025896 | 850 | 1490 | 10 | CRP for 220kV Bays with SAS | 100000741 | 998736 |  | 18 |  | 220kV Bus Bar Protection Panel (Single)-(with Automation) | SET | 2 |  | Included | 0 | 0 | 0
48 | 7000025896 | 850 | 1490 | 20 | CRP for 220kV Bays with SAS | 100000738 | 998736 |  | 18 |  | 220kV Line Protection Panel (with Automation) | EA | 6 |  | Included | 0 | 0 | 0
49 | 7000025896 | 850 | 1490 | 30 | CRP for 220kV Bays with SAS | 100000736 | 998736 |  | 18 |  | 220kV Circuit Breaker Relay Panel with Auto Reclose (with Automation) | EA | 14 |  | Included | 0 | 0 | 0
50 | 7000025896 | 860 | 1513 | 10 | SAS-AUG | 100002070 | 998736 |  | 18 |  | Augmentation of Substation automation System for 220kV bay as per Technical Specification | EA | 14 |  | Included | 0 | 0 | 0
51 | 7000025896 | 860 | 1513 | 20 | SAS-AUG | 100000771 | 998736 |  | 18 |  | Complete Substation automation System for 400kV Main bay as per Technical Specification | EA | 5 |  | Included | 0 | 0 | 0
52 | 7000025896 | 860 | 1513 | 30 | SAS-AUG | 100000777 | 998736 |  | 18 |  | Complete Substation automation System for 400kV Tie bay as per Technical Specification | EA | 1 |  | Included | 0 | 0 | 0
53 | 7000025896 | 870 | 1520 | 10 | VMS | 100002500 | 998731 |  | 18 |  | Color IP camera, with PAN, TILT and ZOOM facilities, alongwith all required Items, Accessories, Line Interface units, Fiber patchcords, Power supply units, Junction Boxes, Cables, Fiber Optic Cables, etc., and including Integration in existing Hardware andSoftware for Augmentation of Visual Monitoring System as per technical specification. | SET | 1 |  | Included | 0 | 0 | 0
54 | 7000025896 | 880 | 1530 | 10 | PLCC Equipment | 100002048 | 998734 |  | 18 |  | 220kV,1600A,0.5mH ,50kA Line Trap | EA | 12 |  | Included | 0 | 0 | 0
55 | 7000025896 | 880 | 1530 | 20 | PLCC Equipment | 100002042 | 998734 |  | 18 |  | 400kV,3150A,0.5mH ,63kA Line Trap | EA | 6 |  | Included | 0 | 0 | 0
56 | 7000025896 | 890 | 1590 | 10 | POWER & CONTROL CABLE | 100002181 | 998736 |  | 18 |  | 1.1kV grade Power Cables (PVCinsulated)along withlugs,glands,straight joints &accessories,etc. | LS | 1 |  | Included | 0 | 0 | 0
57 | 7000025896 | 890 | 1590 | 20 | POWER & CONTROL CABLE | 100002182 | 998736 |  | 18 |  | 1.1kV grade Control Cables (PVCinsulated) along withlugs,glands,straight joints &accessories,etc. | LS | 1 |  | Included | 0 | 0 | 0
58 | 7000025896 | 920 | 1591 | 10 | AIR CONDITIONING & VENTILATION SYSTEM | 100001882 | 995463 |  | 18 |  | Air conditioning system for Switchyard Panel Room of 6m length | SET | 7 |  | Included | 0 | 0 | 0
59 | 7000025896 | 900 | 1610 | 10 | FIRE FIGHTING SYSTEM | 100000975 | 995461 |  | 18 |  | 4.5 kg CO2 type Portable Fire extinguisher | EA | 7 |  | Included | 0 | 0 | 0
60 | 7000025896 | 900 | 1610 | 20 | FIRE FIGHTING SYSTEM | 100002062 | 995461 |  | 18 |  | Fire Detection and Alarm System for Switchyard Panel Room of 6 m length | SET | 7 |  | Included | 0 | 0 | 0
61 | 7000025896 | 910 | 1620 | 10 | ILLUMINATION SYSTEM | 100001021 | 995461 |  | 18 |  | Lighting Panel type ACP-2 as per technical specification | EA | 4 |  | Included | 0 | 0 | 0
62 | 7000025896 | 910 | 1620 | 20 | ILLUMINATION SYSTEM | 100004852 | 998731 |  | 18 |  | Lighting Fixture LED Luminaires type FL-1 as per tech. specifications | EA | 30 |  | Included | 0 | 0 | 0
63 | 7000025896 | 910 | 1620 | 30 | ILLUMINATION SYSTEM | 100004926 | 998731 |  | 18 |  | Lighting Fixture LED Luminaires type FL2 as per tech. specifications | EA | 30 |  | Included | 0 | 0 | 0
64 | 7000025896 | 910 | 1620 | 40 | ILLUMINATION SYSTEM | 100001116 | 998739 |  | 18 |  | Illumination System for switchyard panel room of 6 m length | SET | 7 |  | Included | 0 | 0 | 0
65 | 7000025896 | 1040 | 1810 | 10 | Service-Telecom eqpt at Fatehgarh-3 | 100002812 | 998734 |  | 18 |  | SDH Equipment (STM-16 MADM upto 5 MSP protected directions)-Base Equipment (Common cards, Cross Connect/control cards, optical basecards, power supply cards, power cabling, other hardware and accessories including sub racks, patch cord, DDF etc fully equipedexcluding optical interface & Tributary cards | EA | 3 |  | Included | 0 | 0 | 0
66 | 7000025896 | 1040 | 1810 | 20 | Service-Telecom eqpt at Fatehgarh-3 | 170000433 | 998734 |  | 18 |  | Optical Interface Cards/SFP# -S16.1 for SDH Equipment-STM-16 | EA | 12 |  | Included | 0 | 0 | 0
67 | 7000025896 | 1040 | 1810 | 30 | Service-Telecom eqpt at Fatehgarh-3 | 100002825 | 998734 |  | 18 |  | Tributary interface- E1 interface (Minimum 16 nos.) | SET | 6 |  | Included | 0 | 0 | 0
68 | 7000025896 | 1040 | 1810 | 40 | Service-Telecom eqpt at Fatehgarh-3 | 170000550 | 998336 |  | 18 |  | Ethernet Interface 10/100 Base T with Layer-2 switching (Min 8 Interfaces per card) | EA | 6 |  | Included | 0 | 0 | 0
69 | 7000025896 | 1040 | 1810 | 50 | Service-Telecom eqpt at Fatehgarh-3 | 100002829 | 998734 |  | 18 |  | Tributary interface-Gigabit Ethernet Interfaces 10/100 Mbps with Layer -2 Switching (minimum 2 nos.) | SET | 3 |  | Included | 0 | 0 | 0
70 | 7000025896 | 1040 | 1810 | 60 | Service-Telecom eqpt at Fatehgarh-3 | 170000375 | 998734 |  | 18 |  | Equipment Cabinets-For SDH Equipments | EA | 3 |  | Included | 0 | 0 | 0
71 | 7000025896 | 1040 | 1810 | 80 | Service-Telecom eqpt at Fatehgarh-3 | 170000356 | 998336 |  | 18 |  | Fibre Optic Distribution Panel (FODP): Indoor Type: FC Coupling and mounted on ETSI 19" rack or slimline rack: Type 2 (96 Fibre) | EA | 2 |  | Included | 0 | 0 | 0
72 | 7000025896 | 1040 | 1810 | 70 | Service-Telecom eqpt at Fatehgarh-3 | 170004394 | 998336 |  | 18 |  | Fibre Optic Approach cabling: Including installation hardware like GI pipe, elbow, conduits, accessories etc.: 24 Fibre | KM | 2 |  | Included | 0 | 0 | 0
73 | 7000025896 | 1190 | 1840 | 10 | PMU and Associated Items | 170000502 | 998713 |  | 18 |  | Service:- Phasor Measurement Unit (PMU) | EA | 3 |  | Included | 0 | 0 | 0
74 | 7000025896 | 1190 | 1840 | 20 | PMU and Associated Items | 170000530 | 998734 |  | 18 |  | WAMS TIME SYSTEM(GPS RECEIVER) | EA | 3 |  | Included | 0 | 0 | 0
75 | 7000025896 | 1190 | 1840 | 30 | PMU and Associated Items | 170000503 | 998713 |  | 18 |  | Installation of Substation Grade Layer-3 LAN Switches as per Technical Specification | EA | 4 |  | Included | 0 | 0 | 0
76 | 7000025896 | 1190 | 1840 | 40 | PMU and Associated Items | 170000504 | 998713 |  | 18 |  | Services:- Armored Fibre Optic Cable and associated termination equipment | LOT | 1 |  | Included | 0 | 0 | 0
77 | 7000025896 | 1190 | 1840 | 50 | PMU and Associated Items | 170000501 | 998734 |  | 18 |  | Integration of PMU with the PDC (Phasor Data Concentrator) of RLDCs and respective SLDCs as required. | LOT | 1 |  | Included | 0 | 0 | 0
78 | 7000025896 | 1200 | 1850 | 10 | Civil Works | 100004518 | 995433 |  | 18 |  | Excavation in all kind of soil including rock for all leads and lifts, backfilling, disposal of surplus earth within a lead up to2Km as per technical specification. The surplus earth shall be roughly graded . | M3 | 14100 |  | Included | 0 | 0 | 0
79 | 7000025896 | 1200 | 1850 | 20 | Civil Works | 100011662 | 995433 |  | 18 |  | Excavation in hard rock which require blasting (including chemical blasting and rock excavated using specialized tools) for allfoundation works including stacking, measuring, disposal etc.for all leads and lifts as per technical specification. | M3 | 1567 |  | Included | 0 | 0 | 0
80 | 7000025896 | 1200 | 1850 | 30 | Civil Works | 100001327 | 995454 |  | 18 |  | Providing and laying of Reinforced Cement Concrete M25 mix including pre cast, shuttering, Grouting of pockets & underpinning butexcluding steel reinforcement | M3 | 4441 |  | Included | 0 | 0 | 0
81 | 7000025896 | 1200 | 1850 | 40 | Civil Works | 100001326 | 995454 |  | 18 |  | Providing and laying of Plain Cement Concrete (PCC) (1:2:4) | M3 | 78 |  | Included | 0 | 0 | 0
82 | 7000025896 | 1200 | 1850 | 50 | Civil Works | 100001325 | 995454 |  | 18 |  | Providing and laying of Plain Cement Concrete (PCC) (1:4:8) | M3 | 283 |  | Included | 0 | 0 | 0
83 | 7000025896 | 1200 | 1850 | 60 | Civil Works | 100001329 | 995454 |  | 18 |  | Steel Reinforcement | MT | 311 |  | Included | 0 | 0 | 0
84 | 7000025896 | 1200 | 1850 | 70 | Civil Works | 100001331 | 995455 |  | 18 |  | Misc. Structural steel including rails, embedments, edge protection angles, gratings etc. but excluding the reinforcement steel andsteel for lattice and pipe structures. | MT | 7 |  | Included | 0 | 0 | 0
85 | 7000025896 | 1200 | 1850 | 80 | Civil Works | 100001721 | 995428 |  | 18 |  | Supplying, filling and compacting stone boulders mixed with sand under foundations, roads, cable trenches, drains etc in layers notexceeding 250mm thickness including ramming, watering compacting | M3 | 143 |  | Included | 0 | 0 | 0
86 | 7000025896 | 1200 | 1850 | 90 | Civil Works | 100001714 | 995428 |  | 18 |  | Stone spreading in switchyard excluding PCC | M2 | 30000 |  | Included | 0 | 0 | 0
87 | 7000025896 | 1200 | 1850 | 100 | Civil Works | 100001712 | 995428 |  | 18 |  | Removing,cleaning and washing of existing stones and respreading of stones in switchyard excluding PCC | M2 | 400 |  | Included | 0 | 0 | 0
88 | 7000025896 | 1200 | 1850 | 110 | Civil Works | 100001713 | 995424 |  | 18 |  | Antiweed treatment | M2 | 30400 |  | Included | 0 | 0 | 0
89 | 7000025896 | 1200 | 1850 | 120 | Civil Works | 100001409 | 995462 |  | 18 |  | Supplying and erecting dewatering pumps-5 HP | EA | 1 |  | Included | 0 | 0 | 0
90 | 7000025896 | 1200 | 1850 | 130 | Civil Works | 100008110 | 995421 |  | 18 |  | 3.75m wide Bitumen road with earthen shoulder including 100 mm dia RCC Hume Pipe @ 100 metre interval as per drawing and TS (as perDSR item no 16.35 and 16.30.1) and including 225 mm thick WBM in three equal layers of 75 mm each as per CPWD specification. | M2 | 3750 |  | Included | 0 | 0 | 0
91 | 7000025896 | 1200 | 1850 | 140 | Civil Works | 100020960 | 995461 |  | 18 |  | RCC culvert crossings including supplying and laying hume pipe 250mm dia of grade (NP-3) excluding concrete as per specification. | M | 20 |  | Included | 0 | 0 | 0
92 | 7000025896 | 1200 | 1850 | 150 | Civil Works | 100020961 | 995461 |  | 18 |  | RCC culvert crossings including supplying and laying hume pipe 300mm dia of grade (NP-3) excluding concrete as per specification. | M | 20 |  | Included | 0 | 0 | 0
93 | 7000025896 | 1200 | 1850 | 160 | Civil Works | 100020962 | 995461 |  | 18 |  | RCC culvert crossings including supplying and laying hume pipe 450mm dia of grade (NP-3) excluding concrete as per specification. | M | 20 |  | Included | 0 | 0 | 0
94 | 7000025896 | 1200 | 1850 | 170 | Civil Works | 100015791 | 995454 |  | 18 |  | All civil works for Drains construction of Section A-A including crossings if any as per technical specification and tender drawingscomplete in all respect with all labour and materials. | M | 500 |  | Included | 0 | 0 | 0
95 | 7000025896 | 1200 | 1850 | 180 | Civil Works | 100015792 | 995454 |  | 18 |  | All civil works for Drains construction of Section B-B including crossings if any as per technical specification and tender drawingscomplete in all respect with all labour and materials. | M | 500 |  | Included | 0 | 0 | 0
96 | 7000025896 | 1200 | 1850 | 190 | Civil Works | 100015793 | 995454 |  | 18 |  | All civil works for Drains construction of Section C-C including crossings if any as per technical specification and tender drawingscomplete in all respect with all labour and materials. | M | 500 |  | Included | 0 | 0 | 0
97 | 7000025896 | 1200 | 1850 | 200 | Civil Works | 100015794 | 995454 |  | 18 |  | All civil works for Drains construction of Section D-D including crossings if any as per technical specification and tender drawingscomplete in all respect with all labour and materials. | M | 500 |  | Included | 0 | 0 | 0
98 | 7000025896 | 1200 | 1850 | 210 | Civil Works | 100003437 | 995454 |  | 18 |  | Switchyard Panel Room - Civil Works. All civil works as per drawing and specifications complete, including - brickwork, finishing(external and internal), windows etc. However, excavation, PCC, RCC and reinforcement shall be paid separately as per BPS. | M2 | 212 |  | Included | 0 | 0 | 0
99 | 7000025896 | 1200 | 1850 | 220 | Civil Works | 100016667 | 995451 |  | 18 |  | Cable Trench including all types of crossings, all metallic works and sump pit including concrete and reinforcement steel Section2A-2A | M | 500 |  | Included | 0 | 0 | 0
100 | 7000025896 | 1200 | 1850 | 230 | Civil Works | 100001478 | 995454 |  | 18 |  | Cable Trench including all types of crossings, all metallic works and sump pit including concrte and reinforcement steel Section 2-2 | M | 400 |  | Included | 0 | 0 | 0
101 | 7000025896 | 1200 | 1850 | 240 | Civil Works | 100001479 | 995454 |  | 18 |  | Cable Trench including all types of crossings, all metallic works and sump pit including concrte and reinforcement steel Section 3-3 | M | 400 |  | Included | 0 | 0 | 0
102 | 7000025896 | 1200 | 1850 | 250 | Civil Works | 100001480 | 995454 |  | 18 |  | Cable Trench including all types of crossings, all metallic works and sump pit including concrte and reinforcement steel Section 4-4 | M | 300 |  | Included | 0 | 0 | 0
103 | 7000025896 | 1210 | 1860 | 10 | Tower and gantry Structure | 100001210 | 995455 |  | 18 |  | Erection of Lattice Structures (MS Steel), to be designed during detailed engineering, for towers, beams and equipment supportstructure including pack plates / packwashers and gusset plates excluding fasteners and foundation bolts | MT | 531 |  | Included | 0 | 0 | 0
104 | 7000025896 | 1210 | 1860 | 20 | Tower and gantry Structure | 100001680 | 995455 |  | 18 |  | Erection of fasteners ( nuts, bolts and washers ) including step bolts for lattice and pipe structures to be designed duringdetailed engineering | MT | 34 |  | Included | 0 | 0 | 0
105 | 7000025896 | 1210 | 1860 | 30 | Tower and gantry Structure | 100001681 | 995455 |  | 18 |  | Erection of foundation bolts including nuts, checknut and washers for lattice and pipe structures to be designed during detailedengineering | MT | 40 |  | Included | 0 | 0 | 0
IV | 500MVA, 400/220kV ICT Aug at Fatehgarh-3 | [15 empty] | Revaluation of J column | Tax Calculation
1 | 7000025905 | 560 | 1310 | 10 | 420kV, 63kA AIS EQUIPMENT | 100000267 | 998736 |  | 18 |  | 420kV, 3150A, 63kA Circuit Breaker(3-Phase) without closing resistor(with support structure) | EA | 2 |  | Included | 0 | 0 | 0
2 | 7000025905 | 560 | 1310 | 20 | 420kV, 63kA AIS EQUIPMENT | 100000274 | 998736 |  | 18 |  | 420 kV, 3000A, 63KA, 1-Phase CurrentTransformer with 120% extended currentrating | EA | 6 |  | Included | 0 | 0 | 0
3 | 7000025905 | 560 | 1310 | 30 | 420kV, 63kA AIS EQUIPMENT | 100000287 | 998736 |  | 18 |  | 420kV, 3150A, 63KA, Isolator (3-phase)(Double Break) with one E/S | EA | 5 |  | Included | 0 | 0 | 0
4 | 7000025905 | 560 | 1310 | 40 | 420kV, 63kA AIS EQUIPMENT | 100000328 | 998736 |  | 18 |  | 336kV Surge Arrester (1-phase) | EA | 3 |  | Included | 0 | 0 | 0
5 | 7000025905 | 560 | 1310 | 50 | 420kV, 63kA AIS EQUIPMENT | 100005443 | 998734 |  | 18 |  | 420KV, 1-PHASE BUS POST INSULATORS | EA | 5 |  | Included | 0 | 0 | 0
6 | 7000025905 | 570 | 1340 | 10 | 245kV, 50kA AIS EQUIPMENT | 100003634 | 998736 |  | 18 |  | 245 kV 1600A, 50KA Circuit Breakers (3-Phase) with support | EA | 1 |  | Included | 0 | 0 | 0
7 | 7000025905 | 570 | 1340 | 20 | 245kV, 50kA AIS EQUIPMENT | 100001989 | 998736 |  | 18 |  | 245 kV, 1600A, 50KA, 1-Phase CurrentTransformer with 120% extended currentrating | EA | 3 |  | Included | 0 | 0 | 0
8 | 7000025905 | 570 | 1340 | 30 | 245kV, 50kA AIS EQUIPMENT | 100002014 | 998736 |  | 18 |  | 245kV, 1600A, 50 KA, 3-phase DoubleBreak Isolator with one E/S | EA | 1 |  | Included | 0 | 0 | 0
9 | 7000025905 | 570 | 1340 | 40 | 245kV, 50kA AIS EQUIPMENT | 100002013 | 998736 |  | 18 |  | 245kV, 1600A, 50 KA, 3-phase DoubleBreak Isolator with two E/S | EA | 1 |  | Included | 0 | 0 | 0
10 | 7000025905 | 570 | 1340 | 50 | 245kV, 50kA AIS EQUIPMENT | 100002016 | 998736 |  | 18 |  | 245kV, 1600A, 50 KA, 3-phase DoubleBreak Tandem Isolator without E/S | EA | 2 |  | Included | 0 | 0 | 0
11 | 7000025905 | 570 | 1340 | 60 | 245kV, 50kA AIS EQUIPMENT | 100000484 | 998736 |  | 18 |  | 216kV Surge Arrester (1-phase) | EA | 3 |  | Included | 0 | 0 | 0
12 | 7000025905 | 570 | 1340 | 70 | 245kV, 50kA AIS EQUIPMENT | 100001907 | 998736 |  | 18 |  | 245 kV,1 phase Bus Post Insulator (except for Line Traps) | EA | 9 |  | Included | 0 | 0 | 0
13 | 7000025905 | 580 | 1410 | 10 | Erection Hardware for 420 kV I Type S/Y | 100000335 | 998731 |  | 18 |  | Erection Hardware for 400kV I type layout-Spare bay of half dia as per specification | SET | 1 |  | Included | 0 | 0 | 0
14 | 7000025905 | 580 | 1410 | 20 | Erection Hardware for 420 kV I Type S/Y | 100000330 | 998731 |  | 18 |  | Erection Hardware for 400kV I type layout-Transformer bay as per specification | SET | 1 |  | Included | 0 | 0 | 0
15 | 7000025905 | 590 | 1421 | 10 | 420kV Insulator and Hardware | 100017127 | 998731 |  | 18 |  | 400KV TENSION INSULATOR STRING AND ASSOCIATED HARDWARE FITTINGS WITHOUT TURN BUCKLE SUITABLE FOR QUAD CONDUCTOR | EA | 6 |  | Included | 0 | 0 | 0
16 | 7000025905 | 590 | 1421 | 20 | 420kV Insulator and Hardware | 100017126 | 998731 |  | 18 |  | 400KV TENSION INSULATOR STRING AND ASSOCIATED HARDWARE FITTINGS WITH TURN BUCKLE SUITABLE FOR QUAD CONDUCTOR | EA | 6 |  | Included | 0 | 0 | 0
17 | 7000025905 | 590 | 1421 | 30 | 420kV Insulator and Hardware | 100017133 | 998731 |  | 18 |  | 400KV SUSPENSION INSULATOR STRING AND ASSOCIATED HARDWARE FITTINGS WITH DROP CLAMP SUITABLE FOR QUAD CONDUCTOR | EA | 3 |  | Included | 0 | 0 | 0
18 | 7000025905 | 600 | 1430 | 10 | Erection Hardware for 220 kV DMT Type S | 100000489 | 998731 |  | 18 |  | Erection Hardware for 220kV layout (Double Main and Transfer Scheme as per SLD)-Bus work (one Bay) as per specification | SET | 1 |  | Included | 0 | 0 | 0
19 | 7000025905 | 600 | 1430 | 20 | Erection Hardware for 220 kV DMT Type S | 100000486 | 998731 |  | 18 |  | Erection Hardware for 220kV layout (Double Main and Transfer Scheme as per SLD)-Transformer Bay as per specification | SET | 1 |  | Included | 0 | 0 | 0
20 | 7000025905 | 610 | 1433 | 10 | 220kV Insulator and Hardware | 100017122 | 998731 |  | 18 |  | 220KV SUSPENSION INSULATOR STRING AND ASSOCIATED HARDWARE FITTINGS WITH DROP CLAMP SUITABLE FOR TWIN CONDUCTOR | EA | 3 |  | Included | 0 | 0 | 0
21 | 7000025905 | 610 | 1433 | 20 | 220kV Insulator and Hardware | 100017121 | 998731 |  | 18 |  | 220KV SUSPENSION INSULATOR STRING AND ASSOCIATED HARDWARE FITTINGS WITH THROUGH CLAMP SUITABLE FOR TWIN CONDUCTOR | EA | 6 |  | Included | 0 | 0 | 0
22 | 7000025905 | 610 | 1433 | 30 | 220kV Insulator and Hardware | 100017116 | 998731 |  | 18 |  | 220KV TENSION INSULATOR STRING AND ASSOCIATED HARDWARE FITTINGS WITHOUT TURN BUCKLE SUITABLE FOR QUAD CONDUCTOR | EA | 9 |  | Included | 0 | 0 | 0
23 | 7000025905 | 610 | 1433 | 40 | 220kV Insulator and Hardware | 100017118 | 998731 |  | 18 |  | 220KV TENSION INSULATOR STRING AND ASSOCIATED HARDWARE FITTINGS WITHOUT TURN BUCKLE SUITABLE FOR TWIN CONDUCTOR | EA | 15 |  | Included | 0 | 0 | 0
24 | 7000025905 | 610 | 1433 | 50 | 220kV Insulator and Hardware | 100017115 | 998731 |  | 18 |  | 220KV TENSION INSULATOR STRING AND ASSOCIATED HARDWARE FITTINGS WITH TURN BUCKLE SUITABLE FOR QUAD CONDUCTOR | EA | 9 |  | Included | 0 | 0 | 0
25 | 7000025905 | 610 | 1433 | 60 | 220kV Insulator and Hardware | 100017117 | 998731 |  | 18 |  | 220KV TENSION INSULATOR STRING AND ASSOCIATED HARDWARE FITTINGS WITH TURN BUCKLE SUITABLE FOR TWIN CONDUCTOR | EA | 15 |  | Included | 0 | 0 | 0
26 | 7000025905 | 620 | 1451 | 10 | Earthmat | 100003103 | 998731 |  | 18 |  | 40 mm MS rod for Main Earthmat | KM | 2 |  | Included | 0 | 0 | 0
27 | 7000025905 | 630 | 1470 | 10 | CRP for 420kV Bays with SAS | 100000731 | 998736 |  | 18 |  | 400kV Transformer Protection Panel (For both HV & MV side)-(with Automation) | EA | 1 |  | Included | 0 | 0 | 0
28 | 7000025905 | 630 | 1470 | 20 | CRP for 420kV Bays with SAS | 100000735 | 998736 |  | 18 |  | Augmentation of existing 400kV bus bar protection scheme.(No. of bays as per specification)-(with Automation) | SET | 1 |  | Included | 0 | 0 | 0
29 | 7000025905 | 630 | 1470 | 30 | CRP for 420kV Bays with SAS | 100000728 | 998736 |  | 18 |  | 400kV Circuit Breaker Relay Panel with Auto Reclose (with Automation) | EA | 2 |  | Included | 0 | 0 | 0
30 | 7000025905 | 640 | 1490 | 10 | CRP for 220kV Bays with SAS | 100000743 | 998736 |  | 18 |  | Augmentation of existing 220kV bus bar protection scheme.(No. of bays as per specification)-(with Automation) | SET | 1 |  | Included | 0 | 0 | 0
31 | 7000025905 | 640 | 1490 | 20 | CRP for 220kV Bays with SAS | 100000736 | 998736 |  | 18 |  | 220kV Circuit Breaker Relay Panel with Auto Reclose (with Automation) | EA | 1 |  | Included | 0 | 0 | 0
32 | 7000025905 | 650 | 1513 | 10 | SAS-AUG | 100002070 | 998736 |  | 18 |  | Augmentation of Substation automation System for 220kV bay as per Technical Specification | EA | 1 |  | Included | 0 | 0 | 0
33 | 7000025905 | 650 | 1513 | 20 | SAS-AUG | 100002075 | 998736 |  | 18 |  | Augmentation of Substation automation System for 400kV Tie bay as per Technical Specification | EA | 1 |  | Included | 0 | 0 | 0
34 | 7000025905 | 650 | 1513 | 30 | SAS-AUG | 100002069 | 998736 |  | 18 |  | Augmentation of Substation automation System for 400kV Main bay as per Technical Specification | EA | 1 |  | Included | 0 | 0 | 0
35 | 7000025905 | 660 | 1520 | 10 | VMS | 100002500 | 998731 |  | 18 |  | Color IP camera, with PAN, TILT and ZOOM facilities, alongwith all required Items, Accessories, Line Interface units, Fiber patchcords, Power supply units, Junction Boxes, Cables, Fiber Optic Cables, etc., and including Integration in existing Hardware andSoftware for Augmentation of Visual Monitoring System as per technical specification. | SET | 1 |  | Included | 0 | 0 | 0
36 | 7000025905 | 670 | 1590 | 10 | POWER & CONTROL CABLE | 100002180 | 998736 |  | 18 |  | 1.1kV grade Power Cables (XLPEinsulated) along withlugs,glands,straight joints &accessories,etc. | LS | 1 |  | Included | 0 | 0 | 0
37 | 7000025905 | 670 | 1590 | 20 | POWER & CONTROL CABLE | 100002181 | 998736 |  | 18 |  | 1.1kV grade Power Cables (PVCinsulated)along withlugs,glands,straight joints &accessories,etc. | LS | 1 |  | Included | 0 | 0 | 0
38 | 7000025905 | 670 | 1590 | 30 | POWER & CONTROL CABLE | 100002182 | 998736 |  | 18 |  | 1.1kV grade Control Cables (PVCinsulated) along withlugs,glands,straight joints &accessories,etc. | LS | 1 |  | Included | 0 | 0 | 0
39 | 7000025905 | 680 | 1600 | 10 | AIR CONDITIONING & VENTILATION SYSTEM | 100001882 | 995463 |  | 18 |  | Air conditioning system for Switchyard Panel Room of 6m length | SET | 2 |  | Included | 0 | 0 | 0
40 | 7000025905 | 690 | 1610 | 10 | FIRE FIGHTING SYSTEM | 100002062 | 995461 |  | 18 |  | Fire Detection and Alarm System for Switchyard Panel Room of 6 m length | SET | 2 |  | Included | 0 | 0 | 0
41 | 7000025905 | 690 | 1610 | 20 | FIRE FIGHTING SYSTEM | 100016783 | 998736 |  | 18 |  | HVW spray system, Hydrant system and complete U/G & O/G piping and accessories etc. out side the pump house for 400kV, 3-phaseAutotransformer | SET | 1 |  | Included | 0 | 0 | 0
42 | 7000025905 | 700 | 1620 | 10 | ILLUMINATION SYSTEM | 100001021 | 995461 |  | 18 |  | Lighting Panel type ACP-2 as per technical specification | EA | 1 |  | Included | 0 | 0 | 0
43 | 7000025905 | 700 | 1620 | 20 | ILLUMINATION SYSTEM | 100001885 | 998739 |  | 18 |  | Outdoor Power Receptacle for oilfiltration unit (250A) | EA | 1 |  | Included | 0 | 0 | 0
44 | 7000025905 | 700 | 1620 | 30 | ILLUMINATION SYSTEM | 100004852 | 998731 |  | 18 |  | Lighting Fixture LED Luminaires type FL-1 as per tech. specifications | EA | 10 |  | Included | 0 | 0 | 0
45 | 7000025905 | 700 | 1620 | 40 | ILLUMINATION SYSTEM | 100004926 | 998731 |  | 18 |  | Lighting Fixture LED Luminaires type FL2 as per tech. specifications | EA | 10 |  | Included | 0 | 0 | 0
46 | 7000025905 | 700 | 1620 | 50 | ILLUMINATION SYSTEM | 100001116 | 998739 |  | 18 |  | Illumination System for switchyard panel room of 6 m length | SET | 2 |  | Included | 0 | 0 | 0
47 | 7000025905 | 720 | 1690 | 10 | Civil Works | 100004518 | 995433 |  | 18 |  | Excavation in all kind of soil including rock for all leads and lifts, backfilling, disposal of surplus earth within a lead up to2Km as per technical specification. The surplus earth shall be roughly graded . | M3 | 3836 |  | Included | 0 | 0 | 0
48 | 7000025905 | 720 | 1690 | 20 | Civil Works | 100011662 | 995433 |  | 18 |  | Excavation in hard rock which require blasting (including chemical blasting and rock excavated using specialized tools) for allfoundation works including stacking, measuring, disposal etc.for all leads and lifts as per technical specification. | M3 | 426 |  | Included | 0 | 0 | 0
49 | 7000025905 | 720 | 1690 | 30 | Civil Works | 100001326 | 995454 |  | 18 |  | Providing and laying of Plain Cement Concrete (PCC) (1:2:4) | M3 | 25 |  | Included | 0 | 0 | 0
50 | 7000025905 | 720 | 1690 | 40 | Civil Works | 100001325 | 995454 |  | 18 |  | Providing and laying of Plain Cement Concrete (PCC) (1:4:8) | M3 | 126 |  | Included | 0 | 0 | 0
51 | 7000025905 | 720 | 1690 | 50 | Civil Works | 100001327 | 995454 |  | 18 |  | Providing and laying of Reinforced Cement Concrete M25 mix including pre cast, shuttering, Grouting of pockets & underpinning butexcluding steel reinforcement | M3 | 1012 |  | Included | 0 | 0 | 0
52 | 7000025905 | 720 | 1690 | 60 | Civil Works | 100001329 | 995454 |  | 18 |  | Steel Reinforcement | MT | 78 |  | Included | 0 | 0 | 0
53 | 7000025905 | 720 | 1690 | 70 | Civil Works | 100001331 | 995455 |  | 18 |  | Misc. Structural steel including rails, embedments, edge protection angles, gratings etc. but excluding the reinforcement steel andsteel for lattice and pipe structures. | MT | 28 |  | Included | 0 | 0 | 0
54 | 7000025905 | 720 | 1690 | 80 | Civil Works | 100001457 | 995421 |  | 18 |  | Construction of rail cum road as per drawing including all item such as excavation,compactions, rolling watering, WBM etc. butexcluding concrete reinforcement and structural steel-Section having four rails for auto transformer. | M2 | 86 |  | Included | 0 | 0 | 0
55 | 7000025905 | 720 | 1690 | 90 | Civil Works | 100001330 | 995428 |  | 18 |  | Stone filling (40 mm size) for transformer/Reactor foundation | M3 | 21 |  | Included | 0 | 0 | 0
56 | 7000025905 | 720 | 1690 | 100 | Civil Works | 100003114 | 995454 |  | 18 |  | External finishing / painting of fire wall (water proofing cement paint) (DSR 13.44.1) | M2 | 240 |  | Included | 0 | 0 | 0
57 | 7000025905 | 720 | 1690 | 110 | Civil Works | 100001714 | 995428 |  | 18 |  | Stone spreading in switchyard excluding PCC | M2 | 7500 |  | Included | 0 | 0 | 0
58 | 7000025905 | 720 | 1690 | 120 | Civil Works | 100001713 | 995424 |  | 18 |  | Antiweed treatment | M2 | 8000 |  | Included | 0 | 0 | 0
59 | 7000025905 | 720 | 1690 | 130 | Civil Works | 100001712 | 995428 |  | 18 |  | Removing,cleaning and washing of existing stones and respreading of stones in switchyard excluding PCC | M2 | 500 |  | Included | 0 | 0 | 0
60 | 7000025905 | 720 | 1690 | 140 | Civil Works | 100020960 | 995461 |  | 18 |  | RCC culvert crossings including supplying and laying hume pipe 250mm dia of grade (NP-3) excluding concrete as per specification. | M | 10 |  | Included | 0 | 0 | 0
61 | 7000025905 | 720 | 1690 | 150 | Civil Works | 100020961 | 995461 |  | 18 |  | RCC culvert crossings including supplying and laying hume pipe 300mm dia of grade (NP-3) excluding concrete as per specification. | M | 10 |  | Included | 0 | 0 | 0
62 | 7000025905 | 720 | 1690 | 160 | Civil Works | 100020962 | 995461 |  | 18 |  | RCC culvert crossings including supplying and laying hume pipe 450mm dia of grade (NP-3) excluding concrete as per specification. | M | 10 |  | Included | 0 | 0 | 0
63 | 7000025905 | 720 | 1690 | 170 | Civil Works | 100003437 | 995454 |  | 18 |  | Switchyard Panel Room - Civil Works. All civil works as per drawing and specifications complete, including - brickwork, finishing(external and internal), windows etc. However, excavation, PCC, RCC and reinforcement shall be paid separately as per BPS. | M2 | 60 |  | Included | 0 | 0 | 0
64 | 7000025905 | 720 | 1690 | 180 | Civil Works | 100001480 | 995454 |  | 18 |  | Cable Trench including all types of crossings, all metallic works and sump pit including concrte and reinforcement steel Section 4-4 | M | 80 |  | Included | 0 | 0 | 0
65 | 7000025905 | 720 | 1690 | 190 | Civil Works | 100007701 | 995462 |  | 18 |  | Supplying and erecting dewatering pumps- 2 HP | EA | 1 |  | Included | 0 | 0 | 0
66 | 7000025905 | 720 | 1690 | 200 | Civil Works | 100001409 | 995462 |  | 18 |  | Supplying and erecting dewatering pumps-5 HP | EA | 1 |  | Included | 0 | 0 | 0
67 | 7000025905 | 720 | 1690 | 210 | Civil Works | 100007097 | 995454 |  | 18 |  | Dry stone pitching 22.5 cm thick including supply of stones and preparing surface complete including construction of 600 mm high and230 mm wide cement concrete (1:3:6) (1 cement : 3 coarse sand (zone-III) : 6 graded stone aggregate 20 mm nominal size) toe wall atthe lowest portion of stone pitching area etc. completed as per theinstruction of Engineer-In-Charge. . | M2 | 450 |  | Included | 0 | 0 | 0
68 | 7000025905 | 720 | 1690 | 220 | Civil Works | 100002911 | 995432 |  | 18 |  | Earthwork in excavation & filling in all types of soil and soft/disintegrated rock in open areas/nallas/channels, to the requiredslopes, shapes, levels, elevations and profile, including trimming of bottom and slopes of excavation, bailing out rain(dewatering), pumping, removal of slush, preparing embankments/marginal banks, loosening, dressing, spreading material in layers notexceeding 200mm, as per direction of Engineer-in-Charge, water flooding, compacting to achieve 95% consolidation at optimum moisturecontent, finishing etc. all complete, for all leads and lifts within leveling boundary, including disposal of surplus earth andstacking of unsuitable material within a lead of 2.0 Km beyond substation boundary, with all labour, material, tools, tackles andequipment, safeguards and incidentals, Royalty,taxes etc. as necessary, as per drawings, specification and directions of theEngineer-in-Charge. Clearing of jungle is included in this item. (Only excavation/cutting will be measured for payment purpose.) | M3 | 4500 |  | Included | 0 | 0 | 0
69 | 7000025905 | 720 | 1690 | 230 | Civil Works | 100002583 | 995432 |  | 18 |  | Supply of earth (excluding rock & boulders) at site including royalty, carriage and filling in specified areas in layers notexceeding 200mm in depth, compacting under optimum moisture condition to achieve 95% of Proctor density, finishing etc. allcomplete, for all leads & lifts, with all labour, material, tools, tackles, equipments, safeguards & incidentals as necessary as perdrawings, specification and direction of the Engineer- in- Charge. | M3 | 5000 |  | Included | 0 | 0 | 0
70 | 7000025905 | 720 | 1690 | 240 | Civil Works | 100002914 | 995432 |  | 18 |  | Earthwork in excavation in Hard rocks in open areas/nallas/ channels, to the required slopes, shapes, levels, elevations andprofile, including trimming of bottom and slopes of excavation and stacking and disposal of rock for a lead up to 2.0 KM beyondleveling boundary and all lifts , with all labour, material, tools, tackles and equipment, safeguards and incidentals,Royalty,taxesetc. as per directions of the Engineer-in-Charge. Serviceable material if available shall be stacked at site as identified byEngineer-in-Charge.(50% void deduction from stack measurement) | M3 | 1500 |  | Included | 0 | 0 | 0
71 | 7000025905 | 720 | 1690 | 250 | Civil Works | 100001721 | 995428 |  | 18 |  | Supplying, filling and compacting stone boulders mixed with sand under foundations, roads, cable trenches, drains etc in layers notexceeding 250mm thickness including ramming, watering compacting | M3 | 209 |  | Included | 0 | 0 | 0
72 | 7000025905 | 730 | 1700 | 10 | Tower Gantry and Equipment SuppStructure | 100001210 | 995455 |  | 18 |  | Erection of Lattice Structures (MS Steel), to be designed during detailed engineering, for towers, beams and equipment supportstructure including pack plates / packwashers and gusset plates excluding fasteners and foundation bolts | MT | 63 |  | Included | 0 | 0 | 0
73 | 7000025905 | 730 | 1700 | 20 | Tower Gantry and Equipment SuppStructure | 100001680 | 995455 |  | 18 |  | Erection of fasteners ( nuts, bolts and washers ) including step bolts for lattice and pipe structures to be designed duringdetailed engineering | MT | 5 |  | Included | 0 | 0 | 0
74 | 7000025905 | 730 | 1700 | 30 | Tower Gantry and Equipment SuppStructure | 100001681 | 995455 |  | 18 |  | Erection of foundation bolts including nuts, checknut and washers for lattice and pipe structures to be designed during detailedengineering | MT | 5 |  | Included | 0 | 0 | 0
75 | 7000025905 | 770 | 1720 | 10 | 400kV Auto-Transformer | 100032665 | 998875 |  | 18 |  | Service-DIGITAL RTCC RELAY | SET | 1 |  | Included | 0 | 0 | 0
V | Tie bay(ICT-4) & Bus-Sec Bay Bikaner-2 | [15 empty] | Revaluation of J column | Tax Calculation
1 | 7000025907 | 170 | 1310 | 10 | 420kV, 63kA AIS EQUIPMENT | 100000266 | 998736 |  | 18 |  | 420kV, 3150A, 63KA Circuit Breaker(3-Phase) with closing resistor(withsupport structure) | EA | 1 |  | Included | 0 | 0 | 0
2 | 7000025907 | 170 | 1310 | 20 | 420kV, 63kA AIS EQUIPMENT | 100000267 | 998736 |  | 18 |  | 420kV, 3150A, 63kA Circuit Breaker(3-Phase) without closing resistor(with support structure) | EA | 2 |  | Included | 0 | 0 | 0
3 | 7000025907 | 170 | 1310 | 30 | 420kV, 63kA AIS EQUIPMENT | 100000274 | 998736 |  | 18 |  | 420 kV, 3000A, 63KA, 1-Phase CurrentTransformer with 120% extended currentrating | EA | 9 |  | Included | 0 | 0 | 0
4 | 7000025907 | 170 | 1310 | 40 | 420kV, 63kA AIS EQUIPMENT | 100000287 | 998736 |  | 18 |  | 420kV, 3150A, 63KA, Isolator (3-phase)(Double Break) with one E/S | EA | 4 |  | Included | 0 | 0 | 0
5 | 7000025907 | 170 | 1310 | 50 | 420kV, 63kA AIS EQUIPMENT | 100000288 | 998736 |  | 18 |  | 420kV, 3150A, 63KA Isolator (3-phase)(Double Break) with two E/S | EA | 2 |  | Included | 0 | 0 | 0
6 | 7000025907 | 180 | 1410 | 10 | Erection Hardware for 420 kV I Type S/Y | 100000339 | 998731 |  | 18 |  | Erection Hardware for 400kV I type layout-Any feeder Extn. on existing half dia. as per specification | SET | 3 |  | Included | 0 | 0 | 0
7 | 7000025907 | 190 | 1421 | 10 | 420kV Insulator and Hardware | 100017133 | 998731 |  | 18 |  | 400KV SUSPENSION INSULATOR STRING AND ASSOCIATED HARDWARE FITTINGS WITH DROP CLAMP SUITABLE FOR QUAD CONDUCTOR | EA | 12 |  | Included | 0 | 0 | 0
8 | 7000025907 | 200 | 1470 | 10 | CRP for 420kV Bays with SAS | 100000728 | 998736 |  | 18 |  | 400kV Circuit Breaker Relay Panel with Auto Reclose (with Automation) | EA | 3 |  | Included | 0 | 0 | 0
9 | 7000025907 | 200 | 1470 | 20 | CRP for 420kV Bays with SAS | 100000735 | 998736 |  | 18 |  | Augmentation of existing 400kV bus bar protection scheme.(No. of bays as per specification)-(with Automation) | SET | 2 |  | Included | 0 | 0 | 0
10 | 7000025907 | 210 | 1513 | 10 | SAS-AUG | 100002075 | 998736 |  | 18 |  | Augmentation of Substation automation System for 400kV Tie bay as per Technical Specification | EA | 1 |  | Included | 0 | 0 | 0
11 | 7000025907 | 210 | 1513 | 20 | SAS-AUG | 100002069 | 998736 |  | 18 |  | Augmentation of Substation automation System for 400kV Main bay as per Technical Specification | EA | 2 |  | Included | 0 | 0 | 0
12 | 7000025907 | 220 | 1590 | 10 | POWER & CONTROL CABLE | 100002181 | 998736 |  | 18 |  | 1.1kV grade Power Cables (PVCinsulated)along withlugs,glands,straight joints &accessories,etc. | LS | 1 |  | Included | 0 | 0 | 0
13 | 7000025907 | 220 | 1590 | 20 | POWER & CONTROL CABLE | 100002182 | 998736 |  | 18 |  | 1.1kV grade Control Cables (PVCinsulated) along withlugs,glands,straight joints &accessories,etc. | LS | 1 |  | Included | 0 | 0 | 0
14 | 7000025907 | 230 | 1670 | 10 | Civil Works | 100004518 | 995433 |  | 18 |  | Excavation in all kind of soil including rock for all leads and lifts, backfilling, disposal of surplus earth within a lead up to2Km as per technical specification. The surplus earth shall be roughly graded . | M3 | 943 |  | Included | 0 | 0 | 0
15 | 7000025907 | 230 | 1670 | 20 | Civil Works | 100011662 | 995433 |  | 18 |  | Excavation in hard rock which require blasting (including chemical blasting and rock excavated using specialized tools) for allfoundation works including stacking, measuring, disposal etc.for all leads and lifts as per technical specification. | M3 | 105 |  | Included | 0 | 0 | 0
16 | 7000025907 | 230 | 1670 | 30 | Civil Works | 100001326 | 995454 |  | 18 |  | Providing and laying of Plain Cement Concrete (PCC) (1:2:4) | M3 | 4 |  | Included | 0 | 0 | 0
17 | 7000025907 | 230 | 1670 | 40 | Civil Works | 100001325 | 995454 |  | 18 |  | Providing and laying of Plain Cement Concrete (PCC) (1:4:8) | M3 | 16 |  | Included | 0 | 0 | 0
18 | 7000025907 | 230 | 1670 | 50 | Civil Works | 100001327 | 995454 |  | 18 |  | Providing and laying of Reinforced Cement Concrete M25 mix including pre cast, shuttering, Grouting of pockets & underpinning butexcluding steel reinforcement | M3 | 213 |  | Included | 0 | 0 | 0
19 | 7000025907 | 230 | 1670 | 60 | Civil Works | 100001329 | 995454 |  | 18 |  | Steel Reinforcement | MT | 15 |  | Included | 0 | 0 | 0
20 | 7000025907 | 230 | 1670 | 70 | Civil Works | 100001714 | 995428 |  | 18 |  | Stone spreading in switchyard excluding PCC | M2 | 3000 |  | Included | 0 | 0 | 0
21 | 7000025907 | 230 | 1670 | 80 | Civil Works | 100001713 | 995424 |  | 18 |  | Antiweed treatment | M2 | 4000 |  | Included | 0 | 0 | 0
22 | 7000025907 | 230 | 1670 | 90 | Civil Works | 100001712 | 995428 |  | 18 |  | Removing,cleaning and washing of existing stones and respreading of stones in switchyard excluding PCC | M2 | 1000 |  | Included | 0 | 0 | 0
23 | 7000025907 | 230 | 1670 | 100 | Civil Works | 100007097 | 995454 |  | 18 |  | Dry stone pitching 22.5 cm thick including supply of stones and preparing surface complete including construction of 600 mm high and230 mm wide cement concrete (1:3:6) (1 cement : 3 coarse sand (zone-III) : 6 graded stone aggregate 20 mm nominal size) toe wall atthe lowest portion of stone pitching area etc. completed as per theinstruction of Engineer-In-Charge. . | M2 | 150 |  | Included | 0 | 0 | 0
24 | 7000025907 | 230 | 1670 | 110 | Civil Works | 100001721 | 995428 |  | 18 |  | Supplying, filling and compacting stone boulders mixed with sand under foundations, roads, cable trenches, drains etc in layers notexceeding 250mm thickness including ramming, watering compacting | M3 | 13 |  | Included | 0 | 0 | 0
25 | 7000025907 | 240 | 1680 | 10 | Equipment Support Structures | 100001210 | 995455 |  | 18 |  | Erection of Lattice Structures (MS Steel), to be designed during detailed engineering, for towers, beams and equipment supportstructure including pack plates / packwashers and gusset plates excluding fasteners and foundation bolts | MT | 10 |  | Included | 0 | 0 | 0
26 | 7000025907 | 240 | 1680 | 20 | Equipment Support Structures | 100001680 | 995455 |  | 18 |  | Erection of fasteners ( nuts, bolts and washers ) including step bolts for lattice and pipe structures to be designed duringdetailed engineering | MT | 3 |  | Included | 0 | 0 | 0
27 | 7000025907 | 240 | 1680 | 30 | Equipment Support Structures | 100001681 | 995455 |  | 18 |  | Erection of foundation bolts including nuts, checknut and washers for lattice and pipe structures to be designed during detailedengineering | MT | 1 |  | Included | 0 | 0 | 0
VI | 765kV,1500MVA ICT-4 Bhiwani SS | [15 empty] | Revaluation of J column | Tax Calculation
1 | 7000025908 | 720 | 1290 | 10 | 800kV 50kA AIS EQUIPMENT | 100000133 | 998736 |  | 18 |  | 765kV, 3150A, 50kA Circuit Breaker(3-Phase) with closing resistor (withsupport structure) | EA | 1 |  | Included | 0 | 0 | 0
2 | 7000025908 | 720 | 1290 | 20 | 800kV 50kA AIS EQUIPMENT | 100000134 | 998736 |  | 18 |  | 765kV, 3150A, 50kA Circuit Breaker(3-Phase) without closing resistor(with support structure) | EA | 1 |  | Included | 0 | 0 | 0
3 | 7000025908 | 720 | 1290 | 30 | 800kV 50kA AIS EQUIPMENT | 100000143 | 998736 |  | 18 |  | 765 kV, 3000A, 50KA, 1-Phase CurrentTransformer with 120% extended currentrating | EA | 6 |  | Included | 0 | 0 | 0
4 | 7000025908 | 720 | 1290 | 40 | 800kV 50kA AIS EQUIPMENT | 100000171 | 998736 |  | 18 |  | 765kV, 3150A, 50kA, Vertical Knee/DoubleBreak Isolator (3-Phase) with one E/S | EA | 4 |  | Included | 0 | 0 | 0
5 | 7000025908 | 720 | 1290 | 50 | 800kV 50kA AIS EQUIPMENT | 100000172 | 998736 |  | 18 |  | 765kV, 3150A, 50kA, Vertical Knee/DoubleBreak Isolator (3-Phase) with two E/S | EA | 2 |  | Included | 0 | 0 | 0
6 | 7000025908 | 720 | 1290 | 60 | 800kV 50kA AIS EQUIPMENT | 100000183 | 998736 |  | 18 |  | 624kV Surge Arrester (1-Phase) | EA | 3 |  | Included | 0 | 0 | 0
7 | 7000025908 | 720 | 1290 | 70 | 800kV 50kA AIS EQUIPMENT | 100000194 | 998736 |  | 18 |  | Erection of 765 kV, 1-Phase, Bus Post Insulator (except wave Traps) | SET | 22 |  | Included | 0 | 0 | 0
8 | 7000025908 | 730 | 1310 | 10 | 420kV, 63kA AIS EQUIPMENT | 100000267 | 998736 |  | 18 |  | 420kV, 3150A, 63kA Circuit Breaker(3-Phase) without closing resistor(with support structure) | EA | 2 |  | Included | 0 | 0 | 0
9 | 7000025908 | 730 | 1310 | 20 | 420kV, 63kA AIS EQUIPMENT | 100000274 | 998736 |  | 18 |  | 420 kV, 3000A, 63KA, 1-Phase CurrentTransformer with 120% extended currentrating | EA | 6 |  | Included | 0 | 0 | 0
10 | 7000025908 | 730 | 1310 | 30 | 420kV, 63kA AIS EQUIPMENT | 100000287 | 998736 |  | 18 |  | 420kV, 3150A, 63KA, Isolator (3-phase)(Double Break) with one E/S | EA | 6 |  | Included | 0 | 0 | 0
11 | 7000025908 | 730 | 1310 | 40 | 420kV, 63kA AIS EQUIPMENT | 100000328 | 998736 |  | 18 |  | 336kV Surge Arrester (1-phase) | EA | 3 |  | Included | 0 | 0 | 0
12 | 7000025908 | 730 | 1310 | 50 | 420kV, 63kA AIS EQUIPMENT | 100005443 | 998734 |  | 18 |  | 420KV, 1-PHASE BUS POST INSULATORS | EA | 16 |  | Included | 0 | 0 | 0
13 | 7000025908 | 740 | 1390 | 10 | 36kV AIS EQUIPMENT | 100000011 | 998736 |  | 18 |  | Current transformer (33kV) for transformer Netural along with support structure & terminal connector | SET | 1 |  | Included | 0 | 0 | 0
14 | 7000025908 | 750 | 1400 | 10 | Erection Hardware for 765 kV S/Y | 100000192 | 998731 |  | 18 |  | Erection Hardware for 765kV I type layout-Bus Work (For one diameters) as per specification | SET | 1 |  | Included | 0 | 0 | 0
15 | 7000025908 | 750 | 1400 | 20 | Erection Hardware for 765 kV S/Y | 100000185 | 998731 |  | 18 |  | Erection Hardware for 765kV I type layout-Transformer bay as per specification | SET | 1 |  | Included | 0 | 0 | 0
16 | 7000025908 | 750 | 1400 | 30 | Erection Hardware for 765 kV S/Y | 100000190 | 998731 |  | 18 |  | Erection Hardware for 765kV I type layout-Spare bay of half dia. as per specification | SET | 1 |  | Included | 0 | 0 | 0
17 | 7000025908 | 750 | 1400 | 40 | Erection Hardware for 765 kV S/Y | 100000005 | 998736 |  | 18 |  | Bus post insulators, spacers, equipment support structures, conductors, Al tube, clamp, connectors (including 765kV, 400kV, tertiaryand neutural bushing terminal connectors etc) for arrangement of netural formation for Transformer(s), DELTA formation for one bank(each bank comprises of 3 single phase units of Autotransformers) and making connection arrangement to connect spare unit in placeof any unit of the bank without physical shifting | LOT | 1 |  | Included | 0 | 0 | 0
18 | 7000025908 | 760 | 1401 | 10 | 765kV Insulator and Hardware | 100017134 | 998731 |  | 18 |  | 765KV TENSION INSULATOR STRING AND ASSOCIATED HARDWARE FITTINGS WITH TURN BUCKLE SUITABLE FOR QUAD CONDUCTOR | EA | 12 |  | Included | 0 | 0 | 0
19 | 7000025908 | 760 | 1401 | 20 | 765kV Insulator and Hardware | 100017135 | 998731 |  | 18 |  | 765KV TENSION INSULATOR STRING AND ASSOCIATED HARDWARE FITTINGS WITHOUT TURN BUCKLE SUITABLE FOR QUAD CONDUCTOR | EA | 12 |  | Included | 0 | 0 | 0
20 | 7000025908 | 760 | 1401 | 30 | 765kV Insulator and Hardware | 100017138 | 998731 |  | 18 |  | 765KV SUSPENSION INSULATOR STRING AND ASSOCIATED HARDWARE FITTINGS WITH THROUGH CLAMP SUITABLE FOR QUAD CONDUCTOR | EA | 6 |  | Included | 0 | 0 | 0
21 | 7000025908 | 760 | 1401 | 40 | 765kV Insulator and Hardware | 100017139 | 998731 |  | 18 |  | 765KV SUSPENSION INSULATOR STRING AND ASSOCIATED HARDWARE FITTINGS WITH DROP CLAMP SUITABLE FOR QUAD CONDUCTOR | EA | 9 |  | Included | 0 | 0 | 0
22 | 7000025908 | 770 | 1410 | 10 | Erection Hardware for 420 kV I Type S/Y | 100000330 | 998731 |  | 18 |  | Erection Hardware for 400kV I type layout-Transformer bay as per specification | SET | 1 |  | Included | 0 | 0 | 0
23 | 7000025908 | 770 | 1410 | 20 | Erection Hardware for 420 kV I Type S/Y | 100000335 | 998731 |  | 18 |  | Erection Hardware for 400kV I type layout-Spare bay of half dia as per specification | SET | 1 |  | Included | 0 | 0 | 0
24 | 7000025908 | 780 | 1421 | 10 | 420kV Insulator and Hardware | 100017127 | 998731 |  | 18 |  | 400KV TENSION INSULATOR STRING AND ASSOCIATED HARDWARE FITTINGS WITHOUT TURN BUCKLE SUITABLE FOR QUAD CONDUCTOR | EA | 9 |  | Included | 0 | 0 | 0
25 | 7000025908 | 780 | 1421 | 20 | 420kV Insulator and Hardware | 100017126 | 998731 |  | 18 |  | 400KV TENSION INSULATOR STRING AND ASSOCIATED HARDWARE FITTINGS WITH TURN BUCKLE SUITABLE FOR QUAD CONDUCTOR | EA | 9 |  | Included | 0 | 0 | 0
26 | 7000025908 | 780 | 1421 | 30 | 420kV Insulator and Hardware | 100017133 | 998731 |  | 18 |  | 400KV SUSPENSION INSULATOR STRING AND ASSOCIATED HARDWARE FITTINGS WITH DROP CLAMP SUITABLE FOR QUAD CONDUCTOR | EA | 6 |  | Included | 0 | 0 | 0
27 | 7000025908 | 790 | 1451 | 10 | Earthmat | 100003103 | 998731 |  | 18 |  | 40 mm MS rod for Main Earthmat | KM | 2 |  | Included | 0 | 0 | 0
28 | 7000025908 | 800 | 1452 | 10 | CSD | 100000268 | 998736 |  | 18 |  | Controlled Switching Device for 420 kV, 3-ph Circuit Breaker | EA | 2 |  | Included | 0 | 0 | 0
29 | 7000025908 | 800 | 1452 | 20 | CSD | 100000136 | 998736 |  | 18 |  | Controlled Switching Device for 765 kV, 3-ph Circuit Breaker | EA | 2 |  | Included | 0 | 0 | 0
30 | 7000025908 | 810 | 1460 | 10 | CRP for 765kV Bays | 100000719 | 998736 |  | 18 |  | 765 kV Circuit Breaker Relay Panel With Auto Reclose (with Automation) | EA | 2 |  | Included | 0 | 0 | 0
31 | 7000025908 | 810 | 1460 | 20 | CRP for 765kV Bays | 100000723 | 998736 |  | 18 |  | 765kV Transformer Protection Panel (For both HV & MV side)-(with Automation) | EA | 1 |  | Included | 0 | 0 | 0
32 | 7000025908 | 810 | 1460 | 30 | CRP for 765kV Bays | 100000727 | 998736 |  | 18 |  | Augmentation of existing 765kV bus bar protection scheme.(No. of bays as per specification)-(with Automation) | SET | 1 |  | Included | 0 | 0 | 0
33 | 7000025908 | 820 | 1470 | 10 | CRP for 420kV Bays with SAS | 100016779 | 998736 |  | 18 |  | 400kV Circuit Breaker Relay Panel (with Automation) | EA | 2 |  | Included | 0 | 0 | 0
34 | 7000025908 | 820 | 1470 | 20 | CRP for 420kV Bays with SAS | 100000735 | 998736 |  | 18 |  | Augmentation of existing 400kV bus bar protection scheme.(No. of bays as per specification)-(with Automation) | SET | 1 |  | Included | 0 | 0 | 0
35 | 7000025908 | 830 | 1513 | 10 | SAS-AUG | 100002075 | 998736 |  | 18 |  | Augmentation of Substation automation System for 400kV Tie bay as per Technical Specification | EA | 1 |  | Included | 0 | 0 | 0
36 | 7000025908 | 830 | 1513 | 20 | SAS-AUG | 100002069 | 998736 |  | 18 |  | Augmentation of Substation automation System for 400kV Main bay as per Technical Specification | EA | 1 |  | Included | 0 | 0 | 0
37 | 7000025908 | 830 | 1513 | 30 | SAS-AUG | 100002074 | 998736 |  | 18 |  | Augmentation of Substation automation System for 765kV Tie bay as per Technical Specification | EA | 1 |  | Included | 0 | 0 | 0
38 | 7000025908 | 830 | 1513 | 40 | SAS-AUG | 100002068 | 998736 |  | 18 |  | Augmentation of Substation automation system for 765kV Main bay as per Technical Specification | EA | 1 |  | Included | 0 | 0 | 0
39 | 7000025908 | 840 | 1520 | 10 | VMS | 100002500 | 998731 |  | 18 |  | Color IP camera, with PAN, TILT and ZOOM facilities, alongwith all required Items, Accessories, Line Interface units, Fiber patchcords, Power supply units, Junction Boxes, Cables, Fiber Optic Cables, etc., and including Integration in existing Hardware andSoftware for Augmentation of Visual Monitoring System as per technical specification. | SET | 1 |  | Included | 0 | 0 | 0
40 | 7000025908 | 850 | 1550 | 10 | 220V Battery & Charger | 100000915 | 998736 |  | 18 |  | 220V, 1500 Ah Battery | SET | 2 |  | Included | 0 | 0 | 0
41 | 7000025908 | 850 | 1550 | 20 | 220V Battery & Charger | 100000939 | 998736 |  | 18 |  | 220V, 150A/150A Float Cum Boost BatteryCharger | EA | 2 |  | Included | 0 | 0 | 0
42 | 7000025908 | 860 | 1590 | 10 | POWER & CONTROL CABLE | 100002180 | 998736 |  | 18 |  | 1.1kV grade Power Cables (XLPEinsulated) along withlugs,glands,straight joints &accessories,etc. | LS | 1 |  | Included | 0 | 0 | 0
43 | 7000025908 | 860 | 1590 | 20 | POWER & CONTROL CABLE | 100002181 | 998736 |  | 18 |  | 1.1kV grade Power Cables (PVCinsulated)along withlugs,glands,straight joints &accessories,etc. | LS | 1 |  | Included | 0 | 0 | 0
44 | 7000025908 | 860 | 1590 | 30 | POWER & CONTROL CABLE | 100002182 | 998736 |  | 18 |  | 1.1kV grade Control Cables (PVCinsulated) along withlugs,glands,straight joints &accessories,etc. | LS | 1 |  | Included | 0 | 0 | 0
45 | 7000025908 | 870 | 1600 | 10 | AIR CONDITIONING & VENTILATION SYSTEM | 100001882 | 995463 |  | 18 |  | Air conditioning system for Switchyard Panel Room of 6m length | SET | 2 |  | Included | 0 | 0 | 0
46 | 7000025908 | 880 | 1610 | 10 | FIRE FIGHTING SYSTEM | 100016781 | 998736 |  | 18 |  | HVW spray system, Hydrant system and complete U/G & O/G piping and accessories etc. out side the pump house for 765 KV, 1-phaseAutotransformer | SET | 3 |  | Included | 0 | 0 | 0
47 | 7000025908 | 880 | 1610 | 20 | FIRE FIGHTING SYSTEM | 100002062 | 995461 |  | 18 |  | Fire Detection and Alarm System for Switchyard Panel Room of 6 m length | SET | 2 |  | Included | 0 | 0 | 0
48 | 7000025908 | 890 | 1620 | 10 | ILLUMINATION SYSTEM | 100001116 | 998739 |  | 18 |  | Illumination System for switchyard panel room of 6 m length | SET | 2 |  | Included | 0 | 0 | 0
49 | 7000025908 | 890 | 1620 | 20 | ILLUMINATION SYSTEM | 100004926 | 998731 |  | 18 |  | Lighting Fixture LED Luminaires type FL2 as per tech. specifications | EA | 10 |  | Included | 0 | 0 | 0
50 | 7000025908 | 890 | 1620 | 30 | ILLUMINATION SYSTEM | 100004852 | 998731 |  | 18 |  | Lighting Fixture LED Luminaires type FL-1 as per tech. specifications | EA | 10 |  | Included | 0 | 0 | 0
51 | 7000025908 | 890 | 1620 | 40 | ILLUMINATION SYSTEM | 100001885 | 998739 |  | 18 |  | Outdoor Power Receptacle for oilfiltration unit (250A) | EA | 1 |  | Included | 0 | 0 | 0
52 | 7000025908 | 890 | 1620 | 50 | ILLUMINATION SYSTEM | 100001021 | 995461 |  | 18 |  | Lighting Panel type ACP-2 as per technical specification | EA | 1 |  | Included | 0 | 0 | 0
53 | 7000025908 | 900 | 1630 | 10 | Civil Works | 100004518 | 995433 |  | 18 |  | Excavation in all kind of soil including rock for all leads and lifts, backfilling, disposal of surplus earth within a lead up to2Km as per technical specification. The surplus earth shall be roughly graded . | M3 | 11236 |  | Included | 0 | 0 | 0
54 | 7000025908 | 900 | 1630 | 20 | Civil Works | 100011662 | 995433 |  | 18 |  | Excavation in hard rock which require blasting (including chemical blasting and rock excavated using specialized tools) for allfoundation works including stacking, measuring, disposal etc.for all leads and lifts as per technical specification. | M3 | 1248 |  | Included | 0 | 0 | 0
55 | 7000025908 | 900 | 1630 | 30 | Civil Works | 100001326 | 995454 |  | 18 |  | Providing and laying of Plain Cement Concrete (PCC) (1:2:4) | M3 | 90 |  | Included | 0 | 0 | 0
56 | 7000025908 | 900 | 1630 | 40 | Civil Works | 100001325 | 995454 |  | 18 |  | Providing and laying of Plain Cement Concrete (PCC) (1:4:8) | M3 | 572 |  | Included | 0 | 0 | 0
57 | 7000025908 | 900 | 1630 | 50 | Civil Works | 100001327 | 995454 |  | 18 |  | Providing and laying of Reinforced Cement Concrete M25 mix including pre cast, shuttering, Grouting of pockets & underpinning butexcluding steel reinforcement | M3 | 5048 |  | Included | 0 | 0 | 0
58 | 7000025908 | 900 | 1630 | 60 | Civil Works | 100001329 | 995454 |  | 18 |  | Steel Reinforcement | MT | 353 |  | Included | 0 | 0 | 0
59 | 7000025908 | 900 | 1630 | 70 | Civil Works | 100001331 | 995455 |  | 18 |  | Misc. Structural steel including rails, embedments, edge protection angles, gratings etc. but excluding the reinforcement steel andsteel for lattice and pipe structures. | MT | 131 |  | Included | 0 | 0 | 0
60 | 7000025908 | 900 | 1630 | 80 | Civil Works | 100001457 | 995421 |  | 18 |  | Construction of rail cum road as per drawing including all item such as excavation,compactions, rolling watering, WBM etc. butexcluding concrete reinforcement and structural steel-Section having four rails for auto transformer. | M2 | 3026 |  | Included | 0 | 0 | 0
61 | 7000025908 | 900 | 1630 | 90 | Civil Works | 100001330 | 995428 |  | 18 |  | Stone filling (40 mm size) for transformer/Reactor foundation | M3 | 62 |  | Included | 0 | 0 | 0
62 | 7000025908 | 900 | 1630 | 100 | Civil Works | 130000761 | 995428 |  | 18 |  | 14.4.2 Providing, laying and fixing following dia RCC pipe NP2 class (light duty) in ground complete with RCC collars, jointingwith cement mortar 1:2 (1 cement : 2 fine sand) including trenching (75 cm deep) and refilling etc as required. : 150 mm dia | M | 30 |  | Included | 0 | 0 | 0
63 | 7000025908 | 900 | 1630 | 110 | Civil Works | 130000762 | 995428 |  | 18 |  | 14.4.3 Providing, laying and fixing following dia RCC pipe NP2 class (light duty) in ground complete with RCC collars, jointingwith cement mortar 1:2 (1 cement : 2 fine sand) including trenching (75 cm deep) and refilling etc as required. : 250 mm dia | M | 135 |  | Included | 0 | 0 | 0
64 | 7000025908 | 900 | 1630 | 120 | Civil Works | 100003114 | 995454 |  | 18 |  | External finishing / painting of fire wall (water proofing cement paint) (DSR 13.44.1) | M2 | 720 |  | Included | 0 | 0 | 0
65 | 7000025908 | 900 | 1630 | 130 | Civil Works | 100004748 | 995454 |  | 18 |  | Providing and laying Plain Cement Concrete 1:5:10 (1 cement : 5 sand : 10 brick aggregate) including a layer of cement slurry of mix1:6 (1 cement : 6 fine sand) shall be laid uniformly over cement concrete layer. The cement consumption for cement slurry shall notbe less than 150 kg per 100 sq.m. | M3 | 1650 |  | Included | 0 | 0 | 0
66 | 7000025908 | 900 | 1630 | 140 | Civil Works | 100001714 | 995428 |  | 18 |  | Stone spreading in switchyard excluding PCC | M2 | 20000 |  | Included | 0 | 0 | 0
67 | 7000025908 | 900 | 1630 | 150 | Civil Works | 100001712 | 995428 |  | 18 |  | Removing,cleaning and washing of existing stones and respreading of stones in switchyard excluding PCC | M2 | 4000 |  | Included | 0 | 0 | 0
68 | 7000025908 | 900 | 1630 | 160 | Civil Works | 100001713 | 995424 |  | 18 |  | Antiweed treatment | M2 | 24000 |  | Included | 0 | 0 | 0
69 | 7000025908 | 900 | 1630 | 170 | Civil Works | 100020960 | 995461 |  | 18 |  | RCC culvert crossings including supplying and laying hume pipe 250mm dia of grade (NP-3) excluding concrete as per specification. | M | 15 |  | Included | 0 | 0 | 0
70 | 7000025908 | 900 | 1630 | 180 | Civil Works | 100020961 | 995461 |  | 18 |  | RCC culvert crossings including supplying and laying hume pipe 300mm dia of grade (NP-3) excluding concrete as per specification. | M | 15 |  | Included | 0 | 0 | 0
71 | 7000025908 | 900 | 1630 | 190 | Civil Works | 100020962 | 995461 |  | 18 |  | RCC culvert crossings including supplying and laying hume pipe 450mm dia of grade (NP-3) excluding concrete as per specification. | M | 20 |  | Included | 0 | 0 | 0
72 | 7000025908 | 900 | 1630 | 200 | Civil Works | 100003437 | 995454 |  | 18 |  | Switchyard Panel Room - Civil Works. All civil works as per drawing and specifications complete, including - brickwork, finishing(external and internal), windows etc. However, excavation, PCC, RCC and reinforcement shall be paid separately as per BPS. | M2 | 60 |  | Included | 0 | 0 | 0
73 | 7000025908 | 900 | 1630 | 210 | Civil Works | 100001478 | 995454 |  | 18 |  | Cable Trench including all types of crossings, all metallic works and sump pit including concrte and reinforcement steel Section 2-2 | M | 20 |  | Included | 0 | 0 | 0
74 | 7000025908 | 900 | 1630 | 220 | Civil Works | 100001479 | 995454 |  | 18 |  | Cable Trench including all types of crossings, all metallic works and sump pit including concrte and reinforcement steel Section 3-3 | M | 20 |  | Included | 0 | 0 | 0
75 | 7000025908 | 900 | 1630 | 230 | Civil Works | 100001480 | 995454 |  | 18 |  | Cable Trench including all types of crossings, all metallic works and sump pit including concrte and reinforcement steel Section 4-4 | M | 80 |  | Included | 0 | 0 | 0
76 | 7000025908 | 900 | 1630 | 240 | Civil Works | 100007701 | 995462 |  | 18 |  | Supplying and erecting dewatering pumps- 2 HP | EA | 1 |  | Included | 0 | 0 | 0
77 | 7000025908 | 900 | 1630 | 250 | Civil Works | 100001409 | 995462 |  | 18 |  | Supplying and erecting dewatering pumps-5 HP | EA | 1 |  | Included | 0 | 0 | 0
78 | 7000025908 | 900 | 1630 | 260 | Civil Works | 100007097 | 995454 |  | 18 |  | Dry stone pitching 22.5 cm thick including supply of stones and preparing surface complete including construction of 600 mm high and230 mm wide cement concrete (1:3:6) (1 cement : 3 coarse sand (zone-III) : 6 graded stone aggregate 20 mm nominal size) toe wall atthe lowest portion of stone pitching area etc. completed as per theinstruction of Engineer-In-Charge. . | M2 | 150 |  | Included | 0 | 0 | 0
79 | 7000025908 | 900 | 1630 | 270 | Civil Works | 100002911 | 995432 |  | 18 |  | Earthwork in excavation & filling in all types of soil and soft/disintegrated rock in open areas/nallas/channels, to the requiredslopes, shapes, levels, elevations and profile, including trimming of bottom and slopes of excavation, bailing out rain(dewatering), pumping, removal of slush, preparing embankments/marginal banks, loosening, dressing, spreading material in layers notexceeding 200mm, as per direction of Engineer-in-Charge, water flooding, compacting to achieve 95% consolidation at optimum moisturecontent, finishing etc. all complete, for all leads and lifts within leveling boundary, including disposal of surplus earth andstacking of unsuitable material within a lead of 2.0 Km beyond substation boundary, with all labour, material, tools, tackles andequipment, safeguards and incidentals, Royalty,taxes etc. as necessary, as per drawings, specification and directions of theEngineer-in-Charge. Clearing of jungle is included in this item. (Only excavation/cutting will be measured for payment purpose.) | M3 | 20000 |  | Included | 0 | 0 | 0
80 | 7000025908 | 900 | 1630 | 280 | Civil Works | 100001721 | 995428 |  | 18 |  | Supplying, filling and compacting stone boulders mixed with sand under foundations, roads, cable trenches, drains etc in layers notexceeding 250mm thickness including ramming, watering compacting | M3 | 755 |  | Included | 0 | 0 | 0
81 | 7000025908 | 910 | 1640 | 10 | Tower Gantry and Equipment SuppStructure | 100001210 | 995455 |  | 18 |  | Erection of Lattice Structures (MS Steel), to be designed during detailed engineering, for towers, beams and equipment supportstructure including pack plates / packwashers and gusset plates excluding fasteners and foundation bolts | MT | 191 |  | Included | 0 | 0 | 0
82 | 7000025908 | 910 | 1640 | 20 | Tower Gantry and Equipment SuppStructure | 100001209 | 995455 |  | 18 |  | Erection of Lattice Structures (HT Steel), to be designed during detailed engineering, for towers, beams and equipment supportstructure including pack plates / packwashers and gusset plates excluding fasteners and foundation bolts. | MT | 136 |  | Included | 0 | 0 | 0
83 | 7000025908 | 910 | 1640 | 30 | Tower Gantry and Equipment SuppStructure | 100001680 | 995455 |  | 18 |  | Erection of fasteners ( nuts, bolts and washers ) including step bolts for lattice and pipe structures to be designed duringdetailed engineering | MT | 14 |  | Included | 0 | 0 | 0
84 | 7000025908 | 910 | 1640 | 40 | Tower Gantry and Equipment SuppStructure | 100001681 | 995455 |  | 18 |  | Erection of foundation bolts including nuts, checknut and washers for lattice and pipe structures to be designed during detailedengineering | MT | 11 |  | Included | 0 | 0 | 0
[11 empty] | Total Installation Charges |  |  |  | 0 |  |  | 0
[11 empty] | Total GST as confirmed by Bidder |  |  |  |  | 0
* | In case the bidder leaves the cell for confirmation of the SAC and/or GST rate “blank”, the SAC and corresponding GST rate indicated by the Employer shall be deemed to be the one confirmed by the Bidder.
Date : |  |  | --
Place : | [11 empty] | Printed Name :
Designation :
Click for Sch-4

## Sch-3 Dis (hidden)
Specification No.: CC/NT/W-AIS/DOM/A00/23/13127 |  |  |  |  | Schedule - 3
765kV AIS Substation Extension Package SS-120 for a) Extension of 765/400/220kV Fatehgarh-III Substation, b) Extension of 400/220kV Fatehgarh-III S/S, c) Extn. of 400kV Bikaner-II S/S, d) Extn. Of 765/400kV Bhiwani S/S. | [7 empty] | As per Lum-sum |  | 0%
(SCHEDULE OF RATES AND PRICES : ERECTION CHARGES) | [7 empty] | AS per Percent |  | #REF!
[8 empty] | As per lum-sum on Sch-3 |  | 0%
Bidder’s Name and Address (Sole Bidder) : |  |  |  | To: |  |  |  | As per Percent on Sch-3 |  | #REF!
|  |  |  | Contracts Services, 3rd Floor |  |  |  | Total Discount |  | #REF!
Name : | …….. …….. …….. …….. …….. …….. |  |  | Power Grid Corporation of India Ltd.,
Address : | …….. …….. …….. …….. …….. …….. |  |  | "Saudamini", Plot No.-2
| …….. …….. …….. …….. …….. …….. |  |  | Sector-29, |  |  |  | Multipackage lum-sum |  | 0%
| …….. …….. …….. …….. …….. …….. |  |  | Gurgaon (Haryana) - 122001
[5 empty] | All Prices are in Indian Rupees. |  |  |  | Amount after Discount (Rs.) |  | Dis Alert | Amount after MPD (Rs.)
SI. No. | Description | Unit | Quantity | Unit Erection Charges | Total Erection Charges |  |  |  | Unit Erection Charges | Total Erection Charges |  | Unit Erection Charges | Total Erection Charges
1 | 2 | 3 | 4 | 5 | 6 = 4 x 5 |  |  |  | 5 | 6 = 4 x 5 |  | 5 | 6 = 4 x 5
#REF! | #REF!
#REF! | #REF!
| #REF! | #REF! | #REF! | #REF! | #REF!
| #REF! | #REF! | #REF! | #REF! | #REF!
#REF! | #REF! |  |  |  |  | (a) | Detailed Soil Investigation
| #REF! | #REF! | #REF! | #REF! | #REF! | (b) | All kinds of soil except fissured rock & hard rock
| #REF! | #REF! | #REF! | #REF! | #REF! | (e) | River Crossing Location
| #REF! | #REF! | #REF! | #REF! | #REF! | (f)
#REF! | #REF!
| #REF! | #REF! | #REF! | #REF! | #REF!
| #REF! | #REF! | #REF! | #REF! | #REF!
| #REF! | #REF! | #REF! | #REF! | #REF!
#REF! | #REF!
#REF! | #REF!
| #REF! | #REF! | #REF! | #REF! | #REF!
| #REF! | #REF! | #REF! | #REF! | #REF!
| #REF! | #REF! | #REF! | #REF! | #REF!
| #REF! | #REF! | #REF! | #REF! | #REF!
| #REF! | #REF! | #REF! | #REF! | #REF!
#REF! | #REF!
| #REF! | #REF! | #REF! | #REF! | #REF!
| #REF! | #REF! | #REF! | #REF! | #REF!
#REF! | #REF! | #REF! | #REF! | #REF! | #REF!
#REF! | #REF! | #REF! | #REF! | #REF! | #REF!
#REF! | #REF!
| #REF! | #REF! | #REF! | #REF! | #REF!
#REF! | #REF!
| #REF! | #REF! | #REF! | #REF! | #REF!
| #REF! | #REF! | #REF! | #REF! | #REF!
#REF! | #REF!
| #REF! | #REF! | #REF! | #REF! | #REF!
| #REF! | #REF! | #REF! | #REF! | #REF!
| #REF! | #REF! | #REF! | #REF! | #REF!
| #REF! | #REF! | #REF! | #REF! | #REF!
| #REF! | #REF! | #REF! | #REF! | #REF!
| #REF! | #REF! | #REF! | #REF! | #REF!
#REF!
| #REF! | #REF! | #REF! | #REF! | #REF!
| #REF! | #REF! | #REF! | #REF! | #REF!
| #REF! | #REF! | #REF! | #REF! | #REF!
| #REF! | #REF! | #REF! | #REF! | #REF!
#REF! | #REF!
#REF!
| #REF! | #REF! | #REF! | #REF! | #REF!
#REF! | #REF!
#REF! | #REF! | #REF! | #REF! | #REF! | #REF!
#REF! | #REF!
#REF! | #REF! | #REF! | #REF! | #REF! | #REF!
#REF! | #REF! | #REF! | #REF! | #REF! | #REF!
#REF! | #REF!
| #REF! | #REF! | #REF! | #REF! | #REF!
| Total Erection Price (A+B) |  |  |  | #REF!
Date : | --
Place : |  |  | Printed Name :
Designation :
Click for Sch-4

## Sch-4
Specification No.: CC/NT/W-AIS/DOM/A00/23/13127 | [15 empty] | Schedule - 4
765kV AIS Substation Extension Package SS-120 for a) Extension of 765/400/220kV Fatehgarh-III Substation, b) Extension of 400/220kV Fatehgarh-III S/S, c) Extn. of 400kV Bikaner-II S/S, d) Extn. Of 765/400kV Bhiwani S/S.
(SCHEDULE OF RATES AND PRICES )
Bidder’s Name and Address (Sole Bidder) : | [14 empty] | To:
Contracts Services, 3rd Floor
Name : | …….. …….. …….. …….. …….. …….. | [13 empty] | Power Grid Corporation of India Ltd.,
Address : | …….. …….. …….. …….. …….. …….. | [13 empty] | "Saudamini", Plot No.-2
| …….. …….. …….. …….. …….. …….. | [13 empty] | Sector-29,
| …….. …….. …….. …….. …….. …….. | [13 empty] | Gurgaon (Haryana) - 122001
Training Charges for Training to be imparted
SI. No. | PR No | PR Line Item No | Activity Header | PR Activity No | Activity Description | Service Code | SAC (Service Accounting Codes) | Whether SAC in column '8’ is confirmed. If not indicate applicable the SAC * | Rate of GST applicable ( in %) | Whether rate of GST in column ‘4’ is confirmed. If not indicate applicable rate of GST * | Description | Unit | Quantity | Unit Training Charges excluding GST | Total Training Charges excluding GST | Total GST as confirmed by Bidder
1 | 2 | 3 | 4 | 5 | 6 | 7 | 8 | 9 | 10 | 11 | 12 | 13 | 14 | 15 | 16 = 14 x 15 | 17
[17 empty] | Revaluation of J column | Tax Calculation
NOT APPLICABLE | [16 empty] | Revaluation of J column | Tax Calculation
[15 empty] | Included | 0 | 0 | 0
[9 empty] | Total Training Charges | [5 empty] | 0 |  |  | 0
[9 empty] | Total GST as confirmed by Bidder | [6 empty] | 0
Date : | -- | [12 empty] | Printed Name :
Place : | [13 empty] | Designation :
Click for Sch-5

## Sch-4b (hidden)
Specification No.: CC/NT/W-AIS/DOM/A00/23/13127 | [15 empty] | Schedule - 4b
765kV AIS Substation Extension Package SS-120 for a) Extension of 765/400/220kV Fatehgarh-III Substation, b) Extension of 400/220kV Fatehgarh-III S/S, c) Extn. of 400kV Bikaner-II S/S, d) Extn. Of 765/400kV Bhiwani S/S.
(SCHEDULE OF RATES AND PRICES )
Bidder’s Name and Address (Sole Bidder) : | [14 empty] | To:
Contracts Services, 3rd Floor
Name : | …….. …….. …….. …….. …….. …….. | [13 empty] | Power Grid Corporation of India Ltd.,
Address : | …….. …….. …….. …….. …….. …….. | [13 empty] | "Saudamini", Plot No.-2
| …….. …….. …….. …….. …….. …….. | [13 empty] | Sector-29,
| …….. …….. …….. …….. …….. …….. | [13 empty] | Gurgaon (Haryana) - 122001
Maintenance Charges during & after Defect Laibility Period
SI. No. | PR No | PR Line Item No | Activity Header | PR Activity No | Activity Description | Service Code | SAC (Service Accounting Codes) | Whether SAC in column '8’ is confirmed. If not indicate applicable the SAC * | Rate of GST applicable ( in %) | Whether rate of GST in column ‘4’ is confirmed. If not indicate applicable rate of GST * | Description | Unit | Quantity | Unit Maintenance Charges excluding GST | Total Maintenance Charges excluding GST | Total GST as confirmed by Bidder
1 | 2 | 3 | 4 | 5 | 6 | 7 | 8 | 9 | 10 | 11 | 12 | 13 | 14 | 15 | 16 = 14 x 15 | 17
| 0 | [15 empty] | Revaluation of P column | Tax Calculation
A. | #REF! | [15 empty] | Revaluation of P column | Tax Calculation
1 | [14 empty] | Included | 0 | 0 | 0
2 | [14 empty] | Included | 0 | 0 | 0
3 | [14 empty] | Included | 0 | 0 | 0
4 | [14 empty] | Included | 0 | 0 | 0
B. | #REF! | [15 empty] | Revaluation of P column | Tax Calculation
1 | [14 empty] | Included | 0 | 0 | 0
2 | [14 empty] | Included | 0 | 0 | 0
3 | [14 empty] | Included | 0 | 0 | 0
4 | [14 empty] | Included | 0 | 0 | 0
[9 empty] | Total Maintenance Charges during and after Defect Liabilty Period | [5 empty] | 0 |  |  | 0
[9 empty] | Total GST as confirmed by Bidder | [6 empty] | 0
Date : | -- | [12 empty] | Printed Name :
Place : | [13 empty] | Designation :
Click for Sch-5

## Sch-5
Specification No.: CC/NT/W-AIS/DOM/A00/23/13127 |  |  |  | Schedule - 5
765kV AIS Substation Extension Package SS-120 for a) Extension of 765/400/220kV Fatehgarh-III Substation, b) Extension of 400/220kV Fatehgarh-III S/S, c) Extn. of 400kV Bikaner-II S/S, d) Extn. Of 765/400kV Bhiwani S/S.
(SUMMARY OF TAXES & DUTIES APPLICABLE ON PLANT & EQUIPMENT)
Bidder’s Name and Address (Sole Bidder) : |  |  | To:
Contracts Services, 3rd Floor
Name : | …….. …….. …….. …….. …….. …….. |  | Power Grid Corporation of India Ltd.,
Address : | …….. …….. …….. …….. …….. …….. |  | "Saudamini", Plot No.-2
| …….. …….. …….. …….. …….. …….. |  | Sector-29,
| …….. …….. …….. …….. …….. …….. |  | Gurgaon (Haryana) - 122001
Sl. No. | Item Nos. |  | Total Price (INR) |  | After Discount |  | After MPDiscount
1 | TOTAL GST ON GOODS |  |  |  | Excise Duty | #REF! | Excise Duty | #REF!
| Total GST for Supply of Goods (inter-alia including Type Test Charges) between the Contractor and the Employer (identified in Schedule 1') which are not included in the Ex-works price as per the provision of the Bidding Documents, as applicable. |  | 0
2 | TOTAL GST ON SERVICES |  |  |  | Sales Tax | 0 | Sales Tax | 0
| Total GST on Installation Services (Schedule-3), Training to be imparted in India (Schedule-4) |  | 0 |  | #REF! | 0 | #REF! | 0
| GRAND TOTAL [1+2] |  | 0 |  | Grand Total after Discount | #REF! | Grand Total after MPD | #REF!
Date : | -- | Printed Name :
Place : |  | Designation :
Click for Sch-6

## Sch-5 Dis (hidden)
Specification No.: CC/NT/W-AIS/DOM/A00/23/13127 |  |  |  | Schedule - 5
765kV AIS Substation Extension Package SS-120 for a) Extension of 765/400/220kV Fatehgarh-III Substation, b) Extension of 400/220kV Fatehgarh-III S/S, c) Extn. of 400kV Bikaner-II S/S, d) Extn. Of 765/400kV Bhiwani S/S.
SUMMARY OF TAXES & DUTIES APPLICABLE ON GOODS
Bidder’s Name and Address (Sole Bidder) : |  |  | To:
Contracts Services, 3rd Floor
Name : | …….. …….. …….. …….. …….. …….. |  | Power Grid Corporation of India Ltd.,
Address : | …….. …….. …….. …….. …….. …….. |  | "Saudamini", Plot No.-2
| …….. …….. …….. …….. …….. …….. |  | Sector-29,
| …….. …….. …….. …….. …….. …….. |  | Gurgaon (Haryana) - 122001
Sl. No. | Item Nos. |  | Total Price (INR)
1 | TOTAL GST ON GOODS |  | 0
Total GST for Supply of Goods (inter-alia including Type Test Charges) between the Contractor and the Employer (identified in Schedule 1') which are not included in the Ex-works price as per the provision of the Bidding Documents, as applicable.
2 | TOTAL GST ON SERVICES |  | 0
Total GST on Installation Services (Schedule-3), Training to be imparted in India (Schedule-4a) and Maintenance Charges during and after Defect Liabilty Period (Schedule-4b)
| GRAND TOTAL [1+2] |  | 0
Date : | -- | Printed Name :
Place : |  | Designation :
Click for Sch-6

## Sch-6
Specification No.: CC/NT/W-AIS/DOM/A00/23/13127 |  |  | Schedule - 6
765kV AIS Substation Extension Package SS-120 for a) Extension of 765/400/220kV Fatehgarh-III Substation, b) Extension of 400/220kV Fatehgarh-III S/S, c) Extn. of 400kV Bikaner-II S/S, d) Extn. Of 765/400kV Bhiwani S/S.
(GRAND SUMMARY)
Bidder’s Name and Address (Sole Bidder) : |  |  | To:
Contracts Services, 3rd Floor
Name : | …….. …….. …….. …….. …….. …….. |  | Power Grid Corporation of India Ltd.,
Address : | …….. …….. …….. …….. …….. …….. |  | "Saudamini", Plot No.-2
| …….. …….. …….. …….. …….. …….. |  | Sector-29,
| …….. …….. …….. …….. …….. …….. |  | Gurgaon (Haryana) - 122001
Sl. No. | Description |  | Total Price (INR)
1 | TOTAL SCHEDULE NO. 1 |  | 0
Ex-works price of Plant and Equipment including Type Test Charges
2 | TOTAL SCHEDULE NO. 2 |  | 0
Local Transportation, In-transit Insurance, loading & unloading
3 | TOTAL SCHEDULE NO. 3 |  | 0
Installation Charges
4 | TOTAL SCHEDULE NO. 4 |  | 0
Training Charges
4b | TOTAL SCHEDULE NO. 4b |  | 0
Maintenance Charges during & after Defect Laibility Period
5 | TOTAL SCHEDULE NO. 5 |  | 0
Taxes and Duties
6 | TOTAL SCHEDULE NO. 7 |  | 0
Type Test Charges [Total of this Schedule is included in Schedule - 1 above.]
| GRAND TOTAL [1+2+3+4+5] |  | 0
Date : | -- | Printed Name :
Place : |  | Designation :
Click for Sch-7

## Sch-6 After Discount
Specification No.: CC/NT/W-AIS/DOM/A00/23/13127 |  |  | Schedule - 6 After Discount
765kV AIS Substation Extension Package SS-120 for a) Extension of 765/400/220kV Fatehgarh-III Substation, b) Extension of 400/220kV Fatehgarh-III S/S, c) Extn. of 400kV Bikaner-II S/S, d) Extn. Of 765/400kV Bhiwani S/S.
(GRAND SUMMARY)
Bidder’s Name and Address (Sole Bidder) : |  |  | To:
Contracts Services, 3rd Floor
Name : | …….. …….. …….. …….. …….. …….. |  | Power Grid Corporation of India Ltd.,
Address : | …….. …….. …….. …….. …….. …….. |  | "Saudamini", Plot No.-2
| …….. …….. …….. …….. …….. …….. |  | Sector-29,
| …….. …….. …….. …….. …….. …….. |  | Gurgaon (Haryana) - 122001
Sl. No. | Description |  | Total Price (INR)
1 | TOTAL SCHEDULE NO. 1 |  | 0
Ex-works price of Plant and Equipment including Type Test Charges
2 | TOTAL SCHEDULE NO. 2 |  | 0
Local Transportation, In-transit Insurance, loading & unloading
3 | TOTAL SCHEDULE NO. 3 |  | 0
Installation Charges
4 | TOTAL SCHEDULE NO. 4 |  | 0
Training Charges
4b | TOTAL SCHEDULE NO. 4b |  | 0
Maintenance Charges during & after Defect Laibility Period
5 | TOTAL SCHEDULE NO. 5 |  | 0
Taxes and Duties
6 | TOTAL SCHEDULE NO. 7 |  | 0
Type Test Charges [Total of this Schedule is included in Schedule - 1 above.]
| GRAND TOTAL [1+2+3+4+5] |  | 0
Date : | -- | Printed Name :
Place : |  | Designation :
Click for Sch-7

## Sch-7
Specification No.: CC/NT/W-AIS/DOM/A00/23/13127 | [11 empty] | Schedule 7
765kV AIS Substation Extension Package SS-120 for a) Extension of 765/400/220kV Fatehgarh-III Substation, b) Extension of 400/220kV Fatehgarh-III S/S, c) Extn. of 400kV Bikaner-II S/S, d) Extn. Of 765/400kV Bhiwani S/S. | [15 empty] | As per Lum-sum |  | 0%
(SCHEDULE OF RATES AND PRICES ) | [15 empty] | AS per Percent |  | #REF!
[16 empty] | As per lum-sum on Sch-7 |  | 0%
Bidder’s Name and Address (Sole Bidder) : | [9 empty] | To: | [5 empty] | As per Percent on Sch-7 |  | #REF!
[10 empty] | Contracts Services, 3rd Floor | [5 empty] | Total Discount |  | #REF!
Name : | [7 empty] | …….. …….. …….. …….. …….. …….. |  | Power Grid Corporation of India Ltd.,
Address : | [7 empty] | …….. …….. …….. …….. …….. …….. |  | "Saudamini", Plot No.-2
[8 empty] | …….. …….. …….. …….. …….. …….. |  | Sector-29, | [5 empty] | Multipackage Discount |  | 0%
[8 empty] | …….. …….. …….. …….. …….. …….. |  | Gurgaon (Haryana) - 122001
Type tests on Earthwire, Hardwar Fittings & accessories of conductor & earthwire:
SL. NO. | PR No | Line Item No | Code | HSN Code | Whether HSN in column ‘2’ is confirmed. If not indicate applicable the HSN code * | Rate of GST applicable ( in %) | Whether rate of GST in column ‘4’ is confirmed. If not indicate applicable rate of GST * | Description of Test | Unit | Quantity | Unit Test Charge | Total Test Charges (Rs.) | Total GST as confirmed by Bidder | Revaluation of M column | Tax Calculation |  | Total Test Charges After Discount (Rs.) |  | Dis Alert | Total Test Charges After MPD (Rs.)
1 | 2 | 3 | 4 | 5 | 6 | 7 | 8 | 9 | 10 | 11 | 12 | 13 = 10 x 11 | 14
I
1 | [11 empty] | Included | 0 | 0 | 0
2 | [11 empty] | Included | 0 | 0 | 0
NOT APPLICABLE
[8 empty] | TOTAL TYPE TEST CHARGES |  |  |  | 0
[8 empty] | Total GST as confirmed by Bidder |  |  |  |  | 0
Date : |  |  |  | -- |  |  |  |  | Printed Name :
Place : | [8 empty] | Designation :
Note : |  |  |  | Bidder should indicate the name of test laboratories where type tests are proposed to be conducted
Specification No.: CC/NT/W-AIS/DOM/A00/23/13127
765kV AIS Substation Extension Package SS-120 for a) Extension of 765/400/220kV Fatehgarh-III Substation, b) Extension of 400/220kV Fatehgarh-III S/S, c) Extn. of 400kV Bikaner-II S/S, d) Extn. Of 765/400kV Bhiwani S/S. | [7 empty] | 0 | 0
(SCHEDULE OF RATES AND PRICES ) | [7 empty] | 0 | 0
Bidder’s Name and Address (Sole Bidder) :
[8 empty] | 0 | 0
Name : | [7 empty] | …….. …….. …….. …….. …….. …….. | 0
Address : | [7 empty] | …….. …….. …….. …….. …….. …….. | 0
[8 empty] | …….. …….. …….. …….. …….. …….. | 0
[8 empty] | …….. …….. …….. …….. …….. …….. | 0
SL. NO. | [7 empty] | Description of Test | #REF!
#REF! | [7 empty] | #REF! | #REF!
#REF! | [7 empty] | #REF!
#REF! | [7 empty] | #REF! | #REF!
#REF! | [7 empty] | #REF! | #REF!
[8 empty] | #REF! | #REF!
#REF! | [7 empty] | #REF!
#REF! | [7 empty] | #REF!
#REF! | [7 empty] | #REF!
#REF! | [7 empty] | #REF! | #REF!
#REF! | [7 empty] | #REF! | #REF!
#REF! | [7 empty] | #REF! | #REF!
#REF! | [7 empty] | #REF! | #REF!
[8 empty] | #REF! | #REF!
#REF! | [7 empty] | #REF!
#REF! | [7 empty] | #REF! | #REF!
#REF! | [7 empty] | #REF! | #REF!
#REF! | [7 empty] | #REF! | #REF!
#REF! | [7 empty] | #REF! | #REF!
[8 empty] | #REF! | #REF!
#REF! | [7 empty] | #REF!
#REF! | [7 empty] | #REF! | #REF!
#REF! | [7 empty] | #REF! | #REF!
#REF! | [7 empty] | #REF! | #REF!
[8 empty] | #REF! | #REF!
#REF! | [7 empty] | #REF!
#REF! | [7 empty] | #REF! | #REF!
#REF! | [7 empty] | #REF! | #REF!
#REF! | [7 empty] | #REF! | #REF!
[8 empty] | #REF! | #REF!
#REF! | [7 empty] | #REF!
#REF! | [7 empty] | #REF! | #REF!
#REF! | [7 empty] | #REF! | #REF!
#REF! | [7 empty] | #REF! | #REF!
#REF! | [7 empty] | #REF! | #REF!
[8 empty] | #REF! | #REF!
[8 empty] | #REF! | #REF!
#REF! | [7 empty] | #REF!
#REF! | [7 empty] | #REF!
#REF! | [7 empty] | #REF! | #REF!
#REF! | [7 empty] | #REF! | #REF!
#REF! | [7 empty] | #REF! | #REF!
[8 empty] | #REF! | #REF!
[8 empty] | #REF! | #REF!
#REF! | [7 empty] | #REF!
#REF! | [7 empty] | #REF!
#REF! | [7 empty] | #REF! | #REF!
#REF! | [7 empty] | #REF! | #REF!
#REF! | [7 empty] | #REF! | #REF!
#REF! | [7 empty] | #REF! | #REF!
#REF! | [7 empty] | #REF! | #REF!
[8 empty] | #REF! | #REF!
#REF! | [7 empty] | #REF!
#REF! | [7 empty] | #REF! | #REF!
#REF! | [7 empty] | #REF! | #REF!
#REF! | [7 empty] | #REF! | #REF!
#REF! | [7 empty] | #REF! | #REF!
#REF! | [7 empty] | #REF! | #REF!
#REF! | [7 empty] | #REF! | #REF!
[8 empty] | #REF! | #REF!
#REF! | [7 empty] | #REF!
#REF! | [7 empty] | #REF! | #REF!
#REF! | [7 empty] | #REF! | #REF!
#REF! | [7 empty] | #REF! | #REF!
#REF! | [7 empty] | #REF! | #REF!
#REF! | [7 empty] | #REF! | #REF!
#REF! | [7 empty] | #REF! | #REF!
#REF! | [7 empty] | #REF! | #REF!
#REF! | [7 empty] | #REF! | #REF!
#REF! | [7 empty] | #REF! | #REF!
[8 empty] | #REF! | #REF!
#REF! | [7 empty] | #REF!
#REF! | [7 empty] | #REF! | #REF!
#REF! | [7 empty] | #REF! | #REF!
#REF! | [7 empty] | #REF! | #REF!
[8 empty] | #REF! | #REF!
#REF! | [7 empty] | #REF!
#REF! | [7 empty] | #REF! | #REF!
#REF! | [7 empty] | #REF! | #REF!
#REF! | [7 empty] | #REF! | #REF!
[8 empty] | #REF! | #REF!
#REF! | [7 empty] | #REF!
#REF! | [7 empty] | #REF! | #REF!
#REF! | [7 empty] | #REF! | #REF!
[8 empty] | #REF! | #REF!
#REF! | [7 empty] | #REF!
#REF! | [7 empty] | #REF! | #REF!
#REF! | [7 empty] | #REF! | #REF!
#REF! | [7 empty] | #REF! | #REF!
#REF! | [7 empty] | #REF! | #REF!
#REF! | [7 empty] | #REF! | #REF!
#REF! | [7 empty] | #REF! | #REF!
[8 empty] | #REF! | #REF!
#REF! | [7 empty] | #REF!
#REF! | [7 empty] | #REF! | #REF!
#REF! | [7 empty] | #REF! | #REF!
#REF! | [7 empty] | #REF! | #REF!
#REF! | [7 empty] | #REF! | #REF!
#REF! | [7 empty] | #REF!
#REF! | [7 empty] | #REF! | #REF!
#REF! | [7 empty] | #REF! | #REF!
#REF! | [7 empty] | #REF! | #REF!
#REF! | [7 empty] | #REF! | #REF!
[8 empty] | #REF! | #REF!
[8 empty] | #REF! | #REF!
[8 empty] | #REF! | #REF!
Click for Bid Form 2nd Envelope

## Sch-7 Dis (hidden)
Specification No.: CC/NT/W-AIS/DOM/A00/23/13127
765kV AIS Substation Extension Package SS-120 for a) Extension of 765/400/220kV Fatehgarh-III Substation, b) Extension of 400/220kV Fatehgarh-III S/S, c) Extn. of 400kV Bikaner-II S/S, d) Extn. Of 765/400kV Bhiwani S/S. | [6 empty] | As per Lum-sum |  | 0%
(SCHEDULE OF RATES AND PRICES : TYPE TEST CHARGES) | [6 empty] | AS per Percent |  | #REF!
[7 empty] | As per lum-sum on Sch-7 |  | 0%
Bidder’s Name and Address (Sole Bidder) : |  |  |  | To: |  |  | As per Percent on Sch-7 |  | #REF!
|  |  |  | Contracts Services, 3rd Floor |  |  | Total Discount |  | #REF!
Name : | …….. …….. …….. …….. …….. …….. |  |  | Power Grid Corporation of India Ltd.,
Address : | …….. …….. …….. …….. …….. …….. |  |  | "Saudamini", Plot No.-2
| …….. …….. …….. …….. …….. …….. |  |  | Sector-29, |  |  | Multipackage Discount |  | 0%
| …….. …….. …….. …….. …….. …….. |  |  | Gurgaon (Haryana) - 122001
Type Tests on Earthwire
SL. NO. | Description of Test | Unit | Quantity | Unit Test Charge | Total Test Charges (Rs.) |  |  | Total Test Charges After Discount (Rs.) |  | Dis Alert | Total Test Charges After MPD (Rs.)
I | #REF!
(a) | #REF! | #REF! | #REF! | #REF! | #REF!
(b) | #REF! | #REF! | #REF! | #REF! | #REF!
| Sub-Total (I) |  |  |  | #REF!
| TOTAL TEST CHARGES (I) |  |  |  | #REF!
[7 empty] | Discount Sche-7 | #REF! |  | MPD Sche-7 | #REF!
[7 empty] | Dis Alert | #REF!
Signature :
Date : | -- | Printed Name :
Place : |  | Designation :
Common Seal :
Note : | Bidder should indicate the name of test laboratories where type tests are proposed to be conducted
Specification No.: CC/NT/W-AIS/DOM/A00/23/13127
765kV AIS Substation Extension Package SS-120 for a) Extension of 765/400/220kV Fatehgarh-III Substation, b) Extension of 400/220kV Fatehgarh-III S/S, c) Extn. of 400kV Bikaner-II S/S, d) Extn. Of 765/400kV Bhiwani S/S. | 0 | 0 |  |  |  | 0
(SCHEDULE OF RATES AND PRICES : TYPE TEST CHARGES) | 0 | 0 |  |  |  | 0
Bidder’s Name and Address (Sole Bidder) : | [5 empty] | 0
| 0 | 0 |  |  |  | 0
Name : | …….. …….. …….. …….. …….. …….. | 0 |  |  |  | 0
Address : | …….. …….. …….. …….. …….. …….. | 0 |  |  |  | 0
| …….. …….. …….. …….. …….. …….. | 0 |  |  |  | 0
| …….. …….. …….. …….. …….. …….. | 0 |  |  |  | 0
SL. NO. | Description of Test | 0
#REF! | #REF! | #REF!
#REF! | #REF!
#REF! | #REF! | #REF!
#REF! | #REF! | #REF!
| #REF! | #REF!
#REF! | #REF!
#REF! | #REF!
#REF! | #REF!
#REF! | #REF! | #REF!
#REF! | #REF! | #REF!
#REF! | #REF! | #REF!
#REF! | #REF! | #REF!
| #REF! | #REF!
#REF! | #REF!
#REF! | #REF! | #REF!
#REF! | #REF! | #REF!
#REF! | #REF! | #REF!
#REF! | #REF! | #REF!
| #REF! | #REF!
#REF! | #REF!
#REF! | #REF! | #REF!
#REF! | #REF! | #REF!
#REF! | #REF! | #REF!
| #REF! | #REF!
#REF! | #REF!
#REF! | #REF! | #REF!
#REF! | #REF! | #REF!
#REF! | #REF! | #REF!
| #REF! | #REF!
#REF! | #REF!
#REF! | #REF! | #REF!
#REF! | #REF! | #REF!
#REF! | #REF! | #REF!
#REF! | #REF! | #REF!
| #REF! | #REF!
| #REF! | #REF!
#REF! | #REF!
#REF! | #REF!
#REF! | #REF! | #REF!
#REF! | #REF! | #REF!
#REF! | #REF! | #REF!
| #REF! | #REF!
| #REF! | #REF!
#REF! | #REF!
#REF! | #REF!
#REF! | #REF! | #REF!
#REF! | #REF! | #REF!
#REF! | #REF! | #REF!
#REF! | #REF! | #REF!
#REF! | #REF! | #REF!
| #REF! | #REF!
#REF! | #REF!
#REF! | #REF! | #REF!
#REF! | #REF! | #REF!
#REF! | #REF! | #REF!
#REF! | #REF! | #REF!
#REF! | #REF! | #REF!
#REF! | #REF! | #REF!
| #REF! | #REF!
#REF! | #REF!
#REF! | #REF! | #REF!
#REF! | #REF! | #REF!
#REF! | #REF! | #REF!
#REF! | #REF! | #REF!
#REF! | #REF! | #REF!
#REF! | #REF! | #REF!
#REF! | #REF! | #REF!
#REF! | #REF! | #REF!
#REF! | #REF! | #REF!
| #REF! | #REF!
#REF! | #REF!
#REF! | #REF! | #REF!
#REF! | #REF! | #REF!
#REF! | #REF! | #REF!
| #REF! | #REF!
#REF! | #REF!
#REF! | #REF! | #REF!
#REF! | #REF! | #REF!
#REF! | #REF! | #REF!
| #REF! | #REF!
#REF! | #REF!
#REF! | #REF! | #REF!
#REF! | #REF! | #REF!
| #REF! | #REF!
#REF! | #REF!
#REF! | #REF! | #REF!
#REF! | #REF! | #REF!
#REF! | #REF! | #REF!
#REF! | #REF! | #REF!
#REF! | #REF! | #REF!
#REF! | #REF! | #REF!
| #REF! | #REF!
#REF! | #REF!
#REF! | #REF! | #REF!
#REF! | #REF! | #REF!
#REF! | #REF! | #REF!
#REF! | #REF! | #REF!
#REF! | #REF!
#REF! | #REF! | #REF!
#REF! | #REF! | #REF!
#REF! | #REF! | #REF!
#REF! | #REF! | #REF!
| #REF! | #REF!
| #REF! | #REF!
| #REF! | #REF!
Click for Bid Form 2nd Envelope

## Discount
AAABBAAAABBf
Specification No.: CC/NT/W-AIS/DOM/A00/23/13127 |  |  |  |  | Letter of Discount
LETTER OF DISCOUNT
To:
Contract Services
Power Grid Corporation of India Ltd.,
"Saudamini", Plot No.-2
Sector-29, (near IFFCO Chowk)
Gurgaon (Haryana) - 122001
Subject : |  | 765kV AIS Substation Extension Package SS-120 for a) Extension of 765/400/220kV Fatehgarh-III Substation, b) Extension of 400/220kV Fatehgarh-III S/S, c) Extn. of 400kV Bikaner-II S/S, d) Extn. Of 765/400kV Bhiwani S/S.
Dear Sir
With reference to the subject tender, we hereby offer unconditional discount on the prices quoted by us as per details given here below : | [6 empty] | Eq Weightage of Rs/ % | Final Discount Factor
| 1 | Discount on lum-sum basis on total price quoted by us without Taxes & Duties. [The discount shall be proportionately applicable on all the items of all the Schdules i.e. Sch-1 (without type test charges), Sch-2, Sch-3, Sch-4a, Sch-4b & Sch-7] In Rs. |  |  |  | 0 | 0%
| 2 | Discount on percent basis on total price quoted by us without Taxes & Duties. [The discount shall be applicable on all the items of all the Schdules i.e. Sch-1 (without type test charges), Sch-2 , Sch-3, Sch-4a, Sch-4b & Sch-7] In Percent (%) |  |  |  | 0 | 0%
| 3 | Discount on lum-sum basis on the Schedules as given below : [The discount shall be proportionately applicable on all the relevent items of the respective Schdules.] In Rs.
|  | Schedule-1 : Ex works prices |  | In Rs. |  | 0 | 0% | Schedule-1 : Ex-Works Price | 0%
|  | Schedule-2 : Freight & Insurance |  | In Rs. |  | 0 | 0% | Schedule-2 : Freight & Insurance | 0%
|  | Schedule-3 : Erection Charges |  | In Rs. |  | 0 | 0% | Schedule-3 : Erection Charges | 0%
|  | Schedule-4a : Training Charges |  | In Rs. |  | 0 | 0% | Schedule-4a : Training Charges | 0%
|  | Schedule-4b : Maintenance Charges during and after DLP |  | In Rs. |  | 0 | 0% | Schedule-4b : Maintenance Charges | 0%
|  | Schedule-7 : Type Test Charges |  | In Rs. |  | 0 | 0% | Schedule-7 : Type Test Charges | 0%
| 4 | Discount on percent basis on the Schedules as given below : [The discount shall be applicable on all the relevent items of the respective Schdules.] In Percent (%)
|  | Schedule-1 : Ex works prices |  | In Percent (%) |  | 0 | 0%
|  | Schedule-2 : Freight & Insurance |  | In Percent (%) |  | 0 | 0%
|  | Schedule-3 : Erection Charges |  | In Percent (%) |  | 0 | 0%
|  | Schedule-4a : Training Charges |  | In Percent (%) |  | 0 | 0%
|  | Schedule-4b : Maintenance Charges during and after DLP |  | In Percent (%) |  | 0 | 0%
|  | Schedule-7 : Type Test Charges |  | In Percent (%) |  | 0 | 0%
Discount(s) offered at sl. No. 1 to 4 will get displayed and accounted for automatically in the respective items of the Schedules.
| 5 | We hereby offer Multi-package discount as given below:
Multi-Package Discount(s) offered at sl. No. 5 will not get automatically accounted for in the respective items of the Schedules. The same shall be worked out saparately for evaluation.
Please consider this letter of discount as the integral part of our price bid.
Thanking you, we remain,
Yours faithfully,
For and on behalf of …….. …….. …….. …….. …….. ……..
Date : |  | -- | Printed Name :
Place : |  |  | Designation :
Click for Bid Form

## Octroi (hidden)
Details of Octroi
Sl No. | Description of Items | Amount on which Octroi is applicable | Rate of Octroi | Octroi
(1) | (2) | (3) | (4) | (5) =(3) x (4)
1 |  |  |  | 0
2 |  |  |  | 0
3 |  |  |  | 0
4 |  |  |  | 0
5 |  |  |  | 0
6 |  |  |  | 0
7 |  |  |  | 0
8 |  |  |  | 0
9 |  |  |  | 0
10 |  |  |  | 0
| Total |  |  | 0
Back to Sch 5

## Entry Tax (hidden)
Details of Entry Tax
Sl No. | Description of Items | Amount on which Entry Tax is applicable | Rate of Entry Tax | Entry Tax
(1) | (2) | (3) | (4) | (5) =(3) x (4)
1 |  |  |  | 0
2 |  |  |  | 0
3 |  |  |  | 0
4 |  |  |  | 0
5 |  |  |  | 0
6 |  |  |  | 0
7 |  |  |  | 0
8 |  |  |  | 0
9 |  |  |  | 0
10 |  |  |  | 0
| Total |  |  | 0
Back to Sch 5

## Other Taxes & Duties (hidden)
Details of Other Taxes & Duties
Sl No. | Description of Items | Amount on which Other Taxes & Duties are applicable | Description of Taxes & Duties | Rate of Taxes & Duties | Amount of Taxes & Duties
(1) | (2) | (3) | (4) | (5) | (6) =(3) x (4)
1 |  |  |  |  | 0
2 |  |  |  |  | 0
3 |  |  |  |  | 0
4 |  |  |  |  | 0
5 |  |  |  |  | 0
6 |  |  |  |  | 0
7 |  |  |  |  | 0
8 |  |  |  |  | 0
9 |  |  |  |  | 0
10 |  |  |  |  | 0
| Total |  |  |  | 0
Back to Sch 5

## Bid Form 2nd Envelope
Specification No.: CC/NT/W-AIS/DOM/A00/23/13127 |  |  |  | Bid Form 2nd Envelope |  | Sole Bidder |  |  |  | 1 | st |  | 1 | January
[6 empty] | 0 |  |  |  | 2 | nd |  | 2 | February
BID FORM (Second Envelope) | [9 empty] | 3 | rd |  | 3 | March
[10 empty] | 4 | th |  | 4 | April
Bid Proposal Ref. No. | [9 empty] | 5 | th |  | 5 | May
Date : | -- | [8 empty] | 6 | th | #VALUE! | 6 | June
[10 empty] | 7 | th | #VALUE! | 7 | July
To: | [9 empty] | 8 | th | #VALUE! | 8 | August
Contracts Services, 3rd Floor | [9 empty] | 9 | th | #VALUE! | 9 | September
Power Grid Corporation of India Ltd., | [9 empty] | 10 | th |  | 10 | October
"Saudamini", Plot No.-2 | [9 empty] | 11 | th |  | 11 | November
Sector-29, | [9 empty] | 12 | th |  | 12 | December
Gurgaon (Haryana) - 122001 | [9 empty] | 13 | th
[10 empty] | 14 | th
Name of Contract : | 765kV AIS Substation Extension Package SS-120 for a) Extension of 765/400/220kV Fatehgarh-III Substation, b) Extension of 400/220kV Fatehgarh-III S/S, c) Extn. of 400kV Bikaner-II S/S, d) Extn. Of 765/400kV Bhiwani S/S. | [8 empty] | 15 | th
Dear Ladies and/or Gentlemen, | [9 empty] | 16 | th
1 | In continuation of First Envelope of our Bid, we hereby submit the Second Envelope of the Bid, both of which shall be read together and in conjunction with each other, and shall be construed as an integral part of our Bid. Accordingly, we the undersigned, offer to design, manufacture, test, deliver, install and commission (including carrying out Trial Operation, Performance & Guarantee Test as per provision of Technical Specification) under the above-named package in full conformity with the said Bidding Documents for the sum of Rs. 0 (Rs. Zero Only ) or such other sums as may be determined in accordance with the terms and conditions of the Bidding Documents. |  |  |  |  | In continuation of First Envelope of our Bid, we hereby submit the Second Envelope of the Bid, both of which shall be read together and in conjunction with each other, and shall be construed as an integral part of our Bid. Accordingly, we the undersigned, offer to design, manufacture, test, deliver, install and commission (including carrying out Trial Operation, Performance & Guarantee Test as per provision of Technical Specification) under the above-named package in full conformity with the said Bidding Documents for the sum of Rs. | or such other sums as may be determined in accordance with the terms and conditions of the Bidding Documents. | 0 | (Rs. Zero Only ) | 17 | th
| The above amounts are in accordance with the price schedules attached herewith and are made part of this bid. | [8 empty] | 18 | th
2 | Price Schedules | [8 empty] | 19 | th
2.1 | In line with the requirements of the Bidding documents, we enclose herewith the following Price Schedules, duly filled - in as per your proforma: | [8 empty] | 20 | th
| Schedule 1 | Plant and Equipment (Including Mandatory Spare Parts) to be supplied, including Type Test Charges. | [7 empty] | 21 | st
| Schedule 2 | Local Transportation, In-transit Insurance, loading and unloading | [7 empty] | 22 | th
| Schedule 3 | Installation Charges. | [7 empty] | 23 | th
| Schedule 4 | Training charges for training to be imparted. | [7 empty] | 24 | th
| Schedule 4b | Maintenance Charges during & after Defect Laibility Period.
| Schedule 5 | Taxes and Duties not included in Schedule 1 | [7 empty] | 25 | th
| Schedule 6 | Grand Summary [Schedule 1to 5] | [7 empty] | 26 | th
| Schedule 7 | Break-up of Type Test Charges for Type Tests to be conducted | [7 empty] | 27 | th
2.2 | We are aware that the Price Schedules do not generally give a full description of the Work to be performed under each item and we shall be deemed to have read the Technical Specifications and other sections of the Bidding Documents and Drawings to ascertain the full scope of Work included in each item while filling-in the rates and prices. We agree that the entered rates and prices shall be deemed to include for the full scope as aforesaid, including overheads and profit. | [8 empty] | 28 | th
2.3 | We declare that as specified in Clause 11.5, Section –II:ITB, Vol.-I of the Bidding Documents, prices quoted by us in the Price Schedules shall be subject to Price Adjustment during the execution of Contract in accordance with Appendix-2 (Price Adjustment) to the Contract Agreement. | [8 empty] | 29 | th
2.4 | We understand that in the price schedules, where there are errors between the total of the amounts given under the column for the price Breakdown and the amount given under the Total Price, the former shall prevail and the latter will be corrected accordingly. We further understand that where there are discrepancies between amounts stated in figures and amounts stated in words, the amount stated in words shall prevail. Similarly, any discrepancy in the total bid price and that of the summation of Schedule price (price indicated in a Schedule indicating the total of that schedule), the total bid price shall be corrected to reflect the actual summation of the Schedule prices. | [8 empty] | 30 | th
2.5 | We declare that items left blank in the Schedules will be deemed to have been included in other items. The TOTAL for each Schedule and the TOTAL of Grand Summary shall be deemed to be the total price for executing the Facilities and sections thereof in complete accordance with the Contract, whether or not each individual item has been priced. | [8 empty] | 31 | st
3 | We confirm that except as otherwise specifically provided our Bid Prices in this Second Envelope include all taxes, duties, levies and charges as may be assessed on us/our Associate (applicable for Foreign Bidder), our Sub-Contractor/Sub-Vendor or their employees by all municipal, state or national government authorities in connection with the Facilities, in and outside of India.
3.1 | 100% of applicable Taxes and Duties i.e GST which are payable by the Employer under the Contract, shall be reimbursed by the Employer on production of satisfactory documentary evidence by the Contractor in accordance with the provisions of the Bidding Documents.
3.2 | We further understand that notwithstanding 3.0 above, in case of award on us, you shall also bear and pay/reimburse to us, GST applicable on supplies by us to you, imposed on the Plant & Equipment including Mandatory Spare Parts to be incorporated into the Facilities including Type Test charges for Type test to be conducted specified in Schedule No. 1, Installation Services specified in Schedule No. 3, Charges for Training to be imparted specified in Schedule No. 4a and Maintenance Charges during & after Defect Laibility Period specified in Schedule No. 4b of the Price Schedule in this Second Envelope by the Indian Laws.
3.3 | We confirm that we have also registered/we shall also get registered in the GST Network with a GSTIN, in all the states where the project is located and the states from which we shall make our supply of goods.
4 | # (For Joint Venture only) We, the partners of Joint Venture submitting this bid, do agree and confirm that in case of Award of Contract on the Joint Venture, we shall be jointly and severally liable and responsible for the execution of the Contract in accordance with Contract terms and conditions. |  |  |  | 1
5 | We, hereby, declare that only the persons or firms interested in this proposal as principals are named here and that no other persons or firms other than those mentioned herein have any interest in this proposal or in the Contract to be entered into, if the award is made on us, that this proposal is made without any connection with any other person, firm or party likewise submitting a proposal is in all respects for and in good faith, without collusion or fraud.
Thanking you, we remain,
Yours faithfully,
For and on behalf of …….. …….. …….. …….. …….. ……..
Signature :
Date : | -- |  | Printed Name :
Place : |  |  | Designation :
Common Seal :
In case of bid from a Joint Venture, name & designation of representative of JV partner is to be provided and Bid Form is also to be signed by him.
Please provide additional information of the Bidder
Business Address :
Country of Incorporation :
State/Province to be indicated :
Name of Principal Officer :
Address of Principal Officer :
Note: Bidders may note that no prescribed proforma has been enclosed for Attachment 2 : Power of Attorney. Bidders may use their own proforma for furnishing the required information with the bid.
* * *
Back to Cover Page

## Q & C (2) (hidden)
STATEMENT OF QUOTED / CORRECTED PRICES
All Figures are in Rupees
Bidder |  | 0
Sl. No. | Price Component | Quoted Price | Corrected Price
1 | TOTAL SCHEDULE NO. 1:Ex-Works Price of Plant and Equipment including Type Test Charges | 0 |  | 0
2 | TOTAL SCHEDULE NO.2: Local Transportation, Insurance and other Incidental Services. | 0 |  | 0
3 | TOTAL SCHEDULE NO.3: Installation Charges | 0 |  | 0
4 | TOTAL SCHEDULE NO.4: Training Charges | Not Applicable |  | Not Applicable
5 | TOTAL BID PRICE: (Excluding Taxes & Duties) | 0 |  | 0
6 | DISCOUNT | #REF! |  | #REF! | #REF!
7 | NET BID PRICE (Excluding Taxes & Duties) | #REF! |  | #REF!
8 | TAXES & DUTIES PAYABLE ADDITIONALLY
| A) EXCISE DUTY | 0 |  | 0
| B) CENTRAL SALES TAX | 0 |  | 0
| C) VAT | #REF! |  | 0
| D) ENTRY TAX / OCTROI | #REF! |  | 0
E) OTHERS
| F) TOTAL TAXES & DUTIES | #REF! |  | 0
8 | TOTAL BID PRICE (INCLUDING TAXES & DUTIES) | #REF! |  | 0
9 | TOTAL SCHEDULE NO.7: Type Test Charges [Total of this Schedule is included in Schedule-1 above] | 0 |  | 0
I) | Bidder has indicated the following taxes and duties additionally applicable for their bid:
| Excise Duty % as |  |  |  | Excise Duty
| CST % as |  |  |  | CST
| #REF! |  |  |  | VAT | #REF! | #REF!
| #REF! |  |  |  | Entry Tax/ Octroi | #REF! | #REF!
| Others as |  |  |  | Others
II) | With regard to Entry Tax, it may be mentioned that the substations covered under the subject pacakge falls in State of MP, where an entry tax @ 2% of Purchase Price is applicable. In view of the above, the taxes and duties inter-alia including entry tax applicable for the bids are calculated :
a) | Ex-Works Price of Direct Supplies (after discount, if any) |  | Rs. | 0
b) | Excise Duty, as applicable on (a) above at the rate : | 10% | Rs. | 0
c) | Amount on which Sales Tax is applicable | 0 |  | 0
d) | CST, as applicable on (a) + ED (b) above at the rate : | 2% | Rs. | 0
e) | VAT, as applicable on (a) + ED (b) above at the rate : | 1% |  | 0
f) | Others [……………………………………………] |  | Rs.
g) | Purchase Price for Entry Tax (Total Ex-Works+F&I+ED+CST+Others) |  | Rs. | 0
h) | Entry Tax, as applicable on (e) above at the rate : |  | Rs. | 0
765kV AIS Substation Extension Package SS-120 for a) Extension of 765/400/220kV Fatehgarh-III Substation, b) Extension of 400/220kV Fatehgarh-III S/S, c) Extn. of 400kV Bikaner-II S/S, d) Extn. Of 765/400kV Bhiwani S/S. |  | Statement of Quoted / Corrected Prices |  | Page
Spec. No. | Specification No.: CC/NT/W-AIS/DOM/A00/23/13127

## Q & C (hidden)
STATEMENT OF QUOTED / CORRECTED PRICES
All Figures are in Rupees
Bidder |  | …….. …….. …….. …….. …….. ……..
Sl. No. | Price Component | Quoted Price | Corrected Price
1 | TOTAL SCHEDULE NO. 1:Ex-Works Price of Plant and Equipment including Type Test Charges | 0 |  | 0
2 | TOTAL SCHEDULE NO.2: Local Transportation, Insurance and other Incidental Services. | 0 |  | 0
3 | TOTAL SCHEDULE NO.3: Installation Charges | 0 |  | 0
4 | TOTAL SCHEDULE NO.4: Training Charges | Not Applicable |  | Not Applicable
5 | TOTAL BID PRICE: (Excluding Taxes & Duties) | 0 |  | 0
6 | DISCOUNT | #REF! |  | #REF!
7 | NET BID PRICE (Excluding Taxes & Duties) | #REF! |  | #REF!
8 | TAXES & DUTIES PAYABLE ADDITIONALLY
| A) EXCISE DUTY | #REF! |  | 0
| B) CENTRAL SALES TAX /VAT | #REF! |  | #REF!
| C) ENTRY TAX / OCTROI | #REF! |  | #REF!
| D) OTHERS | #REF! |  | 0
| E) TOTAL TAXES & DUTIES | #REF! |  | #REF!
8 | TOTAL BID PRICE (INCLUDING TAXES & DUTIES) | #REF! |  | #REF!
9 | TOTAL SCHEDULE NO.7: Type Test Charges [Total of this Schedule is included in Schedule-1 above] | 0 |  | 0
I) | Bidder has indicated the following taxes and duties additionally applicable for their bid:
a) | Excise Duty |  | Rs. | #REF!
b) | CST /VAT |  | Rs. | #REF!
c) | Entry Tax / Octroi |  | Rs. | #REF!
d) | Others |  | Rs. | #REF!
II) | Bidder has offered following discount(s)
III) | With regard to Entry Tax, it may be mentioned that the substations covered under the subject pacakge falls in State of MP, where an entry tax @ 1% of Purchase Price is applicable. In view of the above, the taxes and duties inter-alia including entry tax applicable for the bids are calculated : |  |  |  | Details of dicounts
a) | Ex-Works Price of Direct Supplies (after discount, if any) |  | Rs. | 0 | Gross LS | #REF! | #REF! | #REF! | Gross % | #REF! | #REF! | #REF!
b) | Excise Duty @ 10.3% of (a) above |  | Rs. | 0 |  |  |  | #REF! |  |  |  | #REF!
c) | CST / VAT @ 2% of Ex-Works of Direct Supplies (a) + ED (b) above |  | Rs. | #REF! | Sch-1 Direct LS | #REF! | #REF! | #REF! | Sch-1 Direct % | #REF! | #REF! | #REF!
d) | Others |  | Rs. |  | Sch-1 BO LS | #REF! | #REF! | #REF! | Sch-1 BO % | #REF! | #REF! | #REF!
e) | Purchase Price for Entry Tax (Total Ex-Works+F&I+ED+CST+Others) |  | Rs. | #REF! | Sch-2 LS | #REF! | #REF! | #REF! | Sch-2 % | #REF! | #REF! | #REF!
f) | Entry Tax @ 1% of (e) above |  | Rs. | #REF! | Sch-3 LS | #REF! | #REF! | #REF! | Sch-3 % | #REF! | #REF! | #REF!
[5 empty] | Sch-7 LS | #REF! | #REF! | #REF! | Sch-7 % | #REF! | #REF! | #REF!
765kV AIS Substation Extension Package SS-120 for a) Extension of 765/400/220kV Fatehgarh-III Substation, b) Extension of 400/220kV Fatehgarh-III S/S, c) Extn. of 400kV Bikaner-II S/S, d) Extn. Of 765/400kV Bhiwani S/S. |  | Statement of Quoted / Corrected Prices |  | Page | Different Manner | #REF!
[5 empty] | Text for Discount | #REF!
#REF!
#REF!

## N to W (hidden)
0
Rs. Zero Only
0
0
0
0
0
0
1 | One
2 | Two
3 | Three
4 | Four
5 | Five
6 | Six
7 | Seven
8 | Eight
9 | Nine
10 | Ten
11 | Eleven
12 | Twelve
13 | Thirteen
14 | Fourteen
15 | Fifteen
16 | Sixteen
17 | Seventeen
18 | Eighteen
19 | Nineteen
20 | Twenty
21 | Twenty One
22 | Twenty Two
23 | Twenty Three
24 | Twenty Four
25 | Twenty Five
26 | Twenty Six
27 | Twenty Seven
28 | Twenty Eight
29 | Twenty Nine
30 | Thirty
31 | Thirty One
32 | Thirty Two
33 | Thirty Three
34 | Thirty Four
35 | Thirty Five
36 | Thirty Six
37 | Thirty Seven
38 | Thirty Eight
39 | Thirty Nine
40 | Forty
41 | Forty One
42 | Forty Two
43 | Forty Three
44 | Forty Four
45 | Forty Five
46 | Forty Six
47 | Forty Seven
48 | Forty Eight
49 | Forty Nine
50 | Fifty
51 | Fifty One
52 | Fifty Two
53 | Fifty Three
54 | Fifty Four
55 | Fifty Five
56 | Fifty Six
57 | Fifty Seven
58 | Fifty Eight
59 | Fifty Nine
60 | Sixty
61 | Sixty One
62 | Sixty Two
63 | Sixty Three
64 | Sixty Four
65 | Sixty Five
66 | Sixty Six
67 | Sixty Seven
68 | Sixty Eight
69 | Sixty Nine
70 | Seventy
71 | Seventy One
72 | Seventy Two
73 | Seventy Three
74 | Seventy Four
75 | Seventy Five
76 | Seventy Six
77 | Seventy Seven
78 | Seventy Eight
79 | Seventy Nine
80 | Eighty
81 | Eighty One
82 | Eighty Two
83 | Eighty Three
84 | Eighty Four
85 | Eighty Five
86 | Eighty Six
87 | Eighty Seven
88 | Eighty Eight
89 | Eighty Nine
90 | Ninety
91 | Ninety One
92 | Ninety Two
93 | Ninety Three
94 | Ninety Four
95 | Ninety Five
96 | Ninety Six
97 | Ninety Seven
98 | Ninety Eight
99 | Ninety Nine
100 | One Hundred