## Basic (hidden)
Package Name | Tower Package TW05 for (i). Solang Valley-Sundernagar (Part-I) section of +/-350 KV HVDC Pang-Kaithal line (ii). Solang Valley-Sundernagar (Part-II) section of +/-350 KV HVDC Pang-Kaithal line associated with Transmission system for evacuation of RE power from renewable energy parks in Leh (5 GW Leh-Kaithal transmission corridor).
Package Code
Specification No. | Specification No.: CC/NT/W-TW/DOM/A02/25/06306
ORIGINAL

## Cover
Price Schedules | Tower Package TW05 for (i). Solang Valley-Sundernagar (Part-I) section of +/-350 KV HVDC Pang-Kaithal line (ii). Solang Valley-Sundernagar (Part-II) section of +/-350 KV HVDC Pang-Kaithal line associated with Transmission system for evacuation of RE power from renewable energy parks in Leh (5 GW Leh-Kaithal transmission corridor).
Specification No.: CC/NT/W-TW/DOM/A02/25/06306
| 1 | Fill up only green shaded cells in Sch-1, Sch-2, Sch-3, Sch-4, Sch-7 and Bid Form 2nd Envelope.
| 2 | All the cells in Sch-5 & Sch-6 are auto filled, therefore no cell is required to be filled up there.
| 3 | Instructions / error messages, if any, will be displayed automatically after selecting the cell.
| 4 | After filling up all the schedues, save the file, take print out of all the schedules and Bid form and sign & stamp and submit them as hard copy of the 2nd envelope (Price part) of the bid. Also ensure to submit the soft copy of the the same file on CD/ DVD.
पावर ग्रिड कारपोरेशन ऑफ इण्डिया लिमिटेड
(भारत सरकार का उद्यम)
Power Grid Corporation of India Limited
(A Government of India Enterprises)
Click to skip Instructions & Proceed
Click for Detailed General Instructions
General guidelines for filling up the Price Schedules, Sch-1 to Sch-7

## Instructions (hidden)
General Instruction to the Bidders for filling up this workbook of Price Schedules
I | While filling up the worksheets following may please be observed :
| (i) | Fill up only green shaded cells.
| (ii) | Certain data type entries have been restricted, such as Numeric values or limits of numeric values.
| (iii) | Select only the options provided in pull down menus.
| (iv) | Do not link any cell of this work book with any other work book.
| (v) | Do not use copy & paste or cut & paste options for filling up the data.
| (vi) | Do not reformat any of the cell of the work book.
II | This Workbook consists of following worksheets :
Cover :
Opening page of the workbook.
Names of Bidder :
| ● | Select Sole Bidder or JV (Joint Venture) from the pull down menu. Do not leave this cell blank.
| ● | Select nos. of the JV Partners other than the Lead Partner from drop down menu.
| ● | In case of JV partners more than 2, enter details of 3rd & more partners along with details of 2nd partner.
| ● | Fill up names and address of the Sole Bidder and /or Joint Venture.
| ● | Fill up date in dd-mmm-yyyy format from drop down menu.
| ● | Click for Sch-1 given at the right top of the worksheet to go to Sch-1.
Sch-1 (Ex-works Prices) :
| ● | Fill up unit rates for all the items in numeric values greater than 0 (zero). If unit rate is left blank, the corresponding item shall be deemed to be included in the total price.
| ● | Corresponding cell for mode of transaction shall be come enable only after filling up the unit rate, therefore first fill up the unit rate and then mode of transaction for the corresponding item.
| ● | Select either Direct or Bought-out from the drop down menu. Do not leave the cell blank the same shall be deemed to be Bought-out if the cell is left blank.
| ● | Total amount shall get calculated automatically.
| ● | Type Test charges shall appear automatically after filling up Sch-7 appropriately.
Sch-2 (Freight & Insurance Charges) :
| ● | Fill up unit rates for all the items in numeric values greater than 0 (zero). If unit rate is left blank, the corresponding item shall be deemed to be included in the total price.
| ● | Total amount shall get calculated automatically.
Sch-3 (Erection Charges) :
| ● | Fill up unit rates for all the items in numeric values greater than 0 (zero). If unit rate is left blank, the corresponding item shall be deemed to be included in the total price.
| ● | Total amount shall get calculated automatically.
Sch-4 (Training Charges) :
| ● | Not applicable, hence no cell is required to be filled up.
Sch-4b (Maintenance Charges during and after Defect Liability Period) :
| ● | Not applicable, hence no cell is required to be filled up.
Sch-5 (Summary of Taxes and Duties applicable on the Goods) :
| ● | No cell is required to be filled in by the bidder in this worksheet.
Sch -6 :
| ● | Summary of all the Schedules without considering discount (mentioned in the work sheet discount) shall be displayed automatically.
| ● | No cell is required to be filled in by the bidder in this worksheet.
Sch-7 (Type Test Charges) :
| ● | Fill up the rates & location where type tests are proposed.
| ● | Total of this Sch-7 shall automatically appear in Sch-1.
Bid from 2nd Envelope :
| ● | Fill up ref. no. as bidder's ref no. of this letter.
| ● | This letter shall consider the net price as per Sch-6 (After Discount).
| ● | Fill up names & Designation of the representatives of other JV partner(s) if the bidder is JV (Joint Venture) .
| ● | Fill up additional information as required.
* * *
Happy Bidding !
Click to Proceed

## Names of Bidder
Tower Package TW05 for (i). Solang Valley-Sundernagar (Part-I) section of +/-350 KV HVDC Pang-Kaithal line (ii). Solang Valley-Sundernagar (Part-II) section of +/-350 KV HVDC Pang-Kaithal line associated with Transmission system for evacuation of RE power from renewable energy parks in Leh (5 GW Leh-Kaithal transmission corridor).
Specification No.: CC/NT/W-TW/DOM/A02/25/06306 |  |  |  |  | Sole Bidder | 1 |  | Sole Bidder | 1
[5 empty] | Joint Venture | 2 or More |  | JV (Joint Venture) | 2 or More
Enter following details of the bidder
Specify type of Bidder [Select from drop down menu] |  |  | 0 | 2 | 0 | 0 | 2 | 0
0
Name of Lead Partner
Address of Lead Partner
Name of other Partner - 1
Address of other Partner - 1
…….. …….. …….. …….. …….. ……..
…….. …….. …….. …….. …….. ……..
Name of other Partner - 2 (more, if any) | …….. …….. …….. …….. …….. ……..
Address of other Partner - 2 (more, if any) | …….. …….. …….. …….. …….. ……..
…….. …….. …….. …….. …….. ……..
…….. …….. …….. …….. …….. ……..
Printed Name
Designation
email ID of Bid Signatory
Mobile No. of Bid Signatory
Tel No. of Bid Signatory
Fax No. of Bid Signatory
Date |  | 31
Place
Click for Sch-1

## Sch-1
Specification No.: CC/NT/W-TW/DOM/A02/25/06306 | [13 empty] | Schedule - 1 |  |  | Direct Total | 0 | 0 | `
[17 empty] | BO Total | #REF! | 0
Tower Package TW05 for (i). Solang Valley-Sundernagar (Part-I) section of +/-350 KV HVDC Pang-Kaithal line (ii). Solang Valley-Sundernagar (Part-II) section of +/-350 KV HVDC Pang-Kaithal line associated with Transmission system for evacuation of RE power from renewable energy parks in Leh (5 GW Leh-Kaithal transmission corridor).
(SCHEDULE OF RATES AND PRICES)
Bidder’s Name and Address (Lead Partner) : | [11 empty] | To:
Contracts Services, 3rd Floor
Name : | [11 empty] | Power Grid Corporation of India Ltd.,
Address : | [11 empty] | "Saudamini", Plot No.-2
Sector-29,
Gurgaon (Haryana) - 122001
PLANT AND EQUIPMENT (INCLUDING MANDATORY SPARES PARTS) TO BE SUPPLIED, INCLUDING TYPE TEST CHARGES FOR TESTS TO BE CONDUCTED | [17 empty] | Direct
[11 empty] | All Prices are in Indian Rupees. | [6 empty] | Bought-Out
SI. No. | PR No | PR Line Item No | Activity Description | Material Code | HSN Code | Whether HSN in column ‘ 6 ’ is confirmed. If not indicate applicable the HSN code * | Rate of GST applicable ( in %) | Whether rate of GST in column ‘4’ is confirmed. If not indicate applicable rate of GST * | Item Description | Unit | Qty. | Unit Ex-works price (excluding GST) | Total Ex-works price (excluding GST) | GST Tax as confirmed by Bidder
1 | 2 | 3 | 4 | 5 | 6 | 7 | 8 | 9 | 10 | 11 | 12 | 13 | 14= 12 x 13 | 15
TW05 Solang valley-Sundernagar(prt-1&2)
1 | 7000030934 | 5170 | TOWER SUPPLY | 1000013472 | 73181500 |  | 18 |  | Supply of Hexagonal Bolts & Nuts fortowers including Step Bolts,SpringWashers etc. | MT | 871 |  | Included | 0 | 0 | 0
2 | 7000030934 | 5180 | TOWER SUPPLY | 1000007847 | 73181500 |  | 18 |  | Supply of Bolts & Nuts for Stubsincluding Spring Washers etc. | MT | 15 |  | Included | 0 | 0 | 0
3 | 7000030934 | 5190 | TOWER SUPPLY | 1000013472 | 73181500 |  | 18 |  | Supply of Hexagonal Bolts & Nuts fortowers including Step Bolts,SpringWashers etc. | MT | 8.7 |  | Included | 0 | 0 | 0
4 | 7000030934 | 5200 | TOWER SUPPLY | 1000007847 | 73181500 |  | 18 |  | Supply of Bolts & Nuts for Stubsincluding Spring Washers etc. | MT | 0.15 |  | Included | 0 | 0 | 0
5 | 7000030934 | 5210 | TOWER SUPPLY | 1000033625 | 73082011 |  | 18 |  | FABRICATION, GALVANISING & SUPPLY OF VARIOUS TYPES OF TOWERS & TOWERPARTS, TOWER/LEG EXTENSIONS (COMPLETE) EXCLUDING STEP BOLT, STUBS ANDBOLTS & NUTS BUT INCLUDING HANGERS, D-SHACKLES, PACK WASHERS ETC.-MSSTEEL (GRADE C AS PER IS 2062:2011) FOR NORMAL TOWERS | MT | 6833 |  | Included | 0 | 0 | 0
6 | 7000030934 | 5220 | TOWER SUPPLY | 1000033623 | 73082011 |  | 18 |  | FABRICATION, GALVANISING & SUPPLY OF VARIOUS TYPES OF TOWERS & TOWERPARTS, TOWER/LEG EXTENSIONS (COMPLETE) EXCLUDING STEP BOLT, STUBS ANDBOLTS & NUTS BUT INCLUDING HANGERS, D-SHACKLES, PACK WASHERS ETC.-HTSTEEL (GRADE C AS PER IS 2062:2011) FOR NORMAL TOWERS | MT | 6256 |  | Included | 0 | 0 | 0
7 | 7000030934 | 5230 | TOWER SUPPLY | 1000033624 | 73082011 |  | 18 |  | FABRICATION, GALVANISING & SUPPLY OF STUBS WITH CLEATS FOR VARIOUSTYPES OF TOWERS AND TOWER EXTENSIONS; GANTRIES (COMPLETE) WITH PACKWASHERS EXCLUDING SUPPLY OF BOLTS & NUTS-HT STEEL (GRADE C AS PER IS2062:2011) FOR NORMAL TOWERS | MT | 447 |  | Included | 0 | 0 | 0
8 | 7000030934 | 5240 | TOWER SUPPLY | 1000033625 | 73082011 |  | 18 |  | FABRICATION, GALVANISING & SUPPLY OF VARIOUS TYPES OF TOWERS & TOWERPARTS, TOWER/LEG EXTENSIONS (COMPLETE) EXCLUDING STEP BOLT, STUBS ANDBOLTS & NUTS BUT INCLUDING HANGERS, D-SHACKLES, PACK WASHERS ETC.-MSSTEEL (GRADE C AS PER IS 2062:2011) FOR NORMAL TOWERS | MT | 68.33 |  | Included | 0 | 0 | 0
9 | 7000030934 | 5250 | TOWER SUPPLY | 1000033623 | 73082011 |  | 18 |  | FABRICATION, GALVANISING & SUPPLY OF VARIOUS TYPES OF TOWERS & TOWERPARTS, TOWER/LEG EXTENSIONS (COMPLETE) EXCLUDING STEP BOLT, STUBS ANDBOLTS & NUTS BUT INCLUDING HANGERS, D-SHACKLES, PACK WASHERS ETC.-HTSTEEL (GRADE C AS PER IS 2062:2011) FOR NORMAL TOWERS | MT | 62.56 |  | Included | 0 | 0 | 0
10 | 7000030934 | 5260 | TOWER SUPPLY | 1000033624 | 73082011 |  | 18 |  | FABRICATION, GALVANISING & SUPPLY OF STUBS WITH CLEATS FOR VARIOUSTYPES OF TOWERS AND TOWER EXTENSIONS; GANTRIES (COMPLETE) WITH PACKWASHERS EXCLUDING SUPPLY OF BOLTS & NUTS-HT STEEL (GRADE C AS PER IS2062:2011) FOR NORMAL TOWERS | MT | 4.47 |  | Included | 0 | 0 | 0
11 | 7000030934 | 5270 | TOWER SUPPLY | 1000015274 | 73082011 |  | 18 |  | Fabrication, galvanising & supply ofvarious types of towers & towerparts,tower/leg extensions (complete)excluding step bolt, stubs andbolts &nuts but including hangers, D-Shackles,pack washers etc.-MSSteel for NormalTowers | MT | 814 |  | Included | 0 | 0 | 0
12 | 7000030934 | 5280 | TOWER SUPPLY | 1000013391 | 73082011 |  | 18 |  | Fabrication, galvanising & supply ofvarious types of towers & towerparts,tower/leg extensions (complete)excluding step bolt, stubs andbolts &nuts but including hangers, D-Shackles,pack washers etc.-HTSteel for NormalTowers | MT | 738 |  | Included | 0 | 0 | 0
13 | 7000030934 | 5290 | TOWER SUPPLY | 1000013393 | 73082011 |  | 18 |  | Fabrication, galvanising & supply ofstubs with cleats for varioustypes oftowers and tower extensions(complete)with packwashers excluding supply ofbolts & nuts-HT Steel for Normal Towers | MT | 42 |  | Included | 0 | 0 | 0
14 | 7000030934 | 5300 | TOWER SUPPLY | 1000015274 | 73082011 |  | 18 |  | Fabrication, galvanising & supply ofvarious types of towers & towerparts,tower/leg extensions (complete)excluding step bolt, stubs andbolts &nuts but including hangers, D-Shackles,pack washers etc.-MSSteel for NormalTowers | MT | 8.14 |  | Included | 0 | 0 | 0
15 | 7000030934 | 5310 | TOWER SUPPLY | 1000013391 | 73082011 |  | 18 |  | Fabrication, galvanising & supply ofvarious types of towers & towerparts,tower/leg extensions (complete)excluding step bolt, stubs andbolts &nuts but including hangers, D-Shackles,pack washers etc.-HTSteel for NormalTowers | MT | 7.38 |  | Included | 0 | 0 | 0
16 | 7000030934 | 5320 | TOWER SUPPLY | 1000013393 | 73082011 |  | 18 |  | Fabrication, galvanising & supply ofstubs with cleats for varioustypes oftowers and tower extensions(complete)with packwashers excluding supply ofbolts & nuts-HT Steel for Normal Towers | MT | 0.42 |  | Included | 0 | 0 | 0
17 | 7000030934 | 4780 | EARTHING OF TOWERS | 1000017587 | 73082011 |  | 18 |  | Supply of Pipe Type Earthing | EA | 108 |  | Included | 0 | 0 | 0
18 | 7000030934 | 4790 | EARTHING OF TOWERS | 1000019718 | 73082011 |  | 18 |  | Supply of Shieldwire EarthingincludingPG clamps, downlead clampsbutexcluding Earthwire bits for Pipetypeearthing | EA | 4 |  | Included | 0 | 0 | 0
19 | 7000030934 | 4800 | EARTHING OF TOWERS | 1000038340 | 73082011 |  | 18 |  | ROD TYPE EARTHING | EA | 115 |  | Included | 0 | 0 | 0
20 | 7000030934 | 4810 | EARTHING OF TOWERS | 1000045873 | 73082011 |  | 18 |  | PIPE TYPE CHEMICAL EARTHING | EA | 7 |  | Included | 0 | 0 | 0
21 | 7000030934 | 4820 | EARTHING OF TOWERS | 1000010003 | 73082011 |  | 18 |  | Supply of Counterpoise type earthing (120 mlength) | EA | 104 |  | Included | 0 | 0 | 0
22 | 7000030934 | 4830 | EARTHING OF TOWERS | 1000048808 | 73082011 |  | 18 |  | SUPPLY OF CHEMICAL EARTHING: COUNTERPOISE TYPE (120M LENGTH) | EA | 6 |  | Included | 0 | 0 | 0
23 | 7000030934 | 4840 | EARTHING OF TOWERS | 1000010005 | 73082011 |  | 18 |  | Counterpoise type (280 m length) | EA | 104 |  | Included | 0 | 0 | 0
24 | 7000030934 | 4850 | EARTHING OF TOWERS | 1000048809 | 73082011 |  | 18 |  | SUPPLY OF CHEMICAL EARTHING: COUNTERPOISE TYPE (280M LENGTH) | EA | 6 |  | Included | 0 | 0 | 0
25 | 7000030934 | 4860 | EARTHING OF TOWERS | 1000057380 | 73082011 |  | 18 |  | Supply of Shieldwire Earthing Counterpoise (4X30M) Type including PGclamps, downlead clamps but excluding Earthwire bits. | EA | 13 |  | Included | 0 | 0 | 0
26 | 7000030934 | 4870 | Supply of Tower Accessories | 1000017671 | 73082011 |  | 18 |  | Supply of Pole Plate (Set of two) | SET | 333 |  | Included | 0 | 0 | 0
27 | 7000030934 | 4880 | Supply of Tower Accessories | 1000006779 | 73082011 |  | 18 |  | Supply of Anti-Climbing Devices ofBarbedWire Type | SET | 333 |  | Included | 0 | 0 | 0
28 | 7000030934 | 4890 | Supply of Tower Accessories | 1000053828 | 73082011 |  | 18 |  | DANGER PLATE FOR 350 KV HVDC | EA | 333 |  | Included | 0 | 0 | 0
29 | 7000030934 | 4900 | Supply of Tower Accessories | 1000053829 | 73082011 |  | 18 |  | NUMBER PLATE FOR 350 KV HVDC | EA | 333 |  | Included | 0 | 0 | 0
30 | 7000030934 | 4910 | Supply of Tower Accessories | 1000045871 | 73082011 |  | 18 |  | BIRD DIVERTER | EA | 730 |  | Included | 0 | 0 | 0
31 | 7000030934 | 4920 | Hardware Fittings | 1000053338 | 73082011 |  | 18 |  | HARDWARE FITTINGS FOR 350KV HVDC WITH QUAD ACSR LAPWING-QUAD TENSIONSTRING | SET | 2664 |  | Included | 0 | 0 | 0
32 | 7000030934 | 4930 | Hardware Fittings | 1000053338 | 73082011 |  | 18 |  | HARDWARE FITTINGS FOR 350KV HVDC WITH QUAD ACSR LAPWING-QUAD TENSIONSTRING | SET | 55 |  | Included | 0 | 0 | 0
33 | 7000030934 | 4940 | Hardware Fittings | 1000062521 | 73082011 |  | 18 |  | HARDWARE FITTINGS FOR 350KV HVDC WITH QUAD ACSR LAPWING-SINGLE VSUSPENSION STRING (PILOT) | SET | 286 |  | Included | 0 | 0 | 0
34 | 7000030934 | 4950 | Hardware Fittings | 1000062521 | 73082011 |  | 18 |  | HARDWARE FITTINGS FOR 350KV HVDC WITH QUAD ACSR LAPWING-SINGLE VSUSPENSION STRING (PILOT) | SET | 6 |  | Included | 0 | 0 | 0
35 | 7000030934 | 5030 | Conductor Accessories | 1000015513 | 76169990 |  | 18 |  | MID SPAN COMP JOINT-ACSR LAPWING | EA | 1009 |  | Included | 0 | 0 | 0
36 | 7000030934 | 5040 | Conductor Accessories | 1000018442 | 76169990 |  | 18 |  | Repair Sleeve for Conductor-ACSR Lapwing | EA | 337 |  | Included | 0 | 0 | 0
37 | 7000030934 | 5050 | Conductor Accessories | 1000047986 | 76169990 |  | 18 |  | PREFORMED RETAINING ROD TYPE SPACER DAMPER SUITABLE FOR QUAD ACSRLAPWING CONDUCTOR | EA | 8040 |  | Included | 0 | 0 | 0
38 | 7000030934 | 5060 | Conductor Accessories | 1000017978 | 76169990 |  | 18 |  | Quad Rigid Spacer for Jumper-ACSR Lapwing | EA | 7992 |  | Included | 0 | 0 | 0
39 | 7000030934 | 5070 | Conductor Accessories | 1000015513 | 76169990 |  | 18 |  | MID SPAN COMP JOINT-ACSR LAPWING | EA | 21 |  | Included | 0 | 0 | 0
40 | 7000030934 | 5080 | Conductor Accessories | 1000018442 | 76169990 |  | 18 |  | Repair Sleeve for Conductor-ACSR Lapwing | EA | 7 |  | Included | 0 | 0 | 0
41 | 7000030934 | 5090 | Conductor Accessories | 1000047986 | 76169990 |  | 18 |  | PREFORMED RETAINING ROD TYPE SPACER DAMPER SUITABLE FOR QUAD ACSRLAPWING CONDUCTOR | EA | 161 |  | Included | 0 | 0 | 0
42 | 7000030934 | 5100 | Conductor Accessories | 1000017978 | 76169990 |  | 18 |  | Quad Rigid Spacer for Jumper-ACSR Lapwing | EA | 161 |  | Included | 0 | 0 | 0
43 | 7000030934 | 5120 | Aviation Reqmt | 1000053333 | 85391000 |  | 18 |  | SUPPLY OF OBSTRUCTION LIGHTS (AS PER IS 5613)-1 MEDIUM INTENSITY + 2LOW INTENSITY FOR SUBZERO TEMPERATURE | SET | 219 |  | Included | 0 | 0 | 0
44 | 7000030934 | 5110 | Aviation Reqmt | 1000019903 | 73082011 |  | 18 |  | Supply of Span Marker for Aviation | EA | 219 |  | Included | 0 | 0 | 0
45 | 7000030934 | 5140 | Insulator | 1000001134 | 85462039 |  | 18 |  | 210 KN DC Disc Insulator | EA | 373384 |  | Included | 0 | 0 | 0
46 | 7000030934 | 5150 | Insulator | 1000001134 | 85462039 |  | 18 |  | 210 KN DC Disc Insulator | EA | 37338 |  | Included | 0 | 0 | 0
47 | 7000030934 | 5340 | Supply OPGW: WZ-2 87km S-S part1 Peak 1 | 1000030941 | 85447090 |  | 18 |  | 48 FIBRE (DWSM) OPGW FIBRE OPTIC CABLE | KM | 93 |  | Included | 0 | 0 | 0
48 | 7000030934 | 5350 | Supply OPGW: WZ-2 87km S-S part1 Peak 1 | 1000031040 | 82057000 |  | 18 |  | TENSION FITTINGS ASSEMBLY FOR 48F OPGW INCLUDING ALL ACCESSORIES FORJOINT BOX (SPLICING) LOCATION | SET | 33 |  | Included | 0 | 0 | 0
49 | 7000030934 | 5360 | Supply OPGW: WZ-2 87km S-S part1 Peak 1 | 1000033147 | 82057000 |  | 18 |  | TENSION ASSEMBLY - DOUBLE TENSION PASS THROUGH ASSEMBLY FOR 48 FIBEROPGW | SET | 249 |  | Included | 0 | 0 | 0
50 | 7000030934 | 5370 | Supply OPGW: WZ-2 87km S-S part1 Peak 1 | 1000022418 | 82057000 |  | 18 |  | Vibration Damper for 48 fibre OPGW | EA | 1692 |  | Included | 0 | 0 | 0
51 | 7000030934 | 5380 | Supply OPGW: WZ-2 87km S-S part1 Peak 1 | 1000010820 | 82057000 |  | 18 |  | Down Lead clamp Assembly for 48 fibre OPGW | EA | 1100 |  | Included | 0 | 0 | 0
52 | 7000030934 | 5390 | Supply OPGW: WZ-2 87km S-S part1 Peak 1 | 1000014201 | 85353090 |  | 18 |  | Joint Box for 48 fibre OPGW | EA | 33 |  | Included | 0 | 0 | 0
53 | 7000030934 | 5400 | Spares:OPGW WZ-2 87km S-S part1 Peak 1 | 1000030941 | 85447090 |  | 18 |  | 48 FIBRE (DWSM) OPGW FIBRE OPTIC CABLE | KM | 3 |  | Included | 0 | 0 | 0
54 | 7000030934 | 5410 | Spares:OPGW WZ-2 87km S-S part1 Peak 1 | 1000031040 | 82057000 |  | 18 |  | TENSION FITTINGS ASSEMBLY FOR 48F OPGW INCLUDING ALL ACCESSORIES FORJOINT BOX (SPLICING) LOCATION | SET | 9 |  | Included | 0 | 0 | 0
55 | 7000030934 | 5420 | Spares:OPGW WZ-2 87km S-S part1 Peak 1 | 1000033147 | 82057000 |  | 18 |  | TENSION ASSEMBLY - DOUBLE TENSION PASS THROUGH ASSEMBLY FOR 48 FIBEROPGW | SET | 2 |  | Included | 0 | 0 | 0
56 | 7000030934 | 5430 | Spares:OPGW WZ-2 87km S-S part1 Peak 1 | 1000022418 | 82057000 |  | 18 |  | Vibration Damper for 48 fibre OPGW | EA | 60 |  | Included | 0 | 0 | 0
57 | 7000030934 | 5440 | Spares:OPGW WZ-2 87km S-S part1 Peak 1 | 1000010820 | 82057000 |  | 18 |  | Down Lead clamp Assembly for 48 fibre OPGW | EA | 39 |  | Included | 0 | 0 | 0
58 | 7000030934 | 5450 | Spares:OPGW WZ-2 87km S-S part1 Peak 1 | 1000014201 | 85353090 |  | 18 |  | Joint Box for 48 fibre OPGW | EA | 2 |  | Included | 0 | 0 | 0
59 | 7000030934 | 5470 | Supply OPGW: WZ-2 87km S-S part1 Peak 2 | 1000030941 | 85447090 |  | 18 |  | 48 FIBRE (DWSM) OPGW FIBRE OPTIC CABLE | KM | 93.09 |  | Included | 0 | 0 | 0
60 | 7000030934 | 5480 | Supply OPGW: WZ-2 87km S-S part1 Peak 2 | 1000031040 | 82057000 |  | 18 |  | TENSION FITTINGS ASSEMBLY FOR 48F OPGW INCLUDING ALL ACCESSORIES FORJOINT BOX (SPLICING) LOCATION | SET | 33 |  | Included | 0 | 0 | 0
61 | 7000030934 | 5490 | Supply OPGW: WZ-2 87km S-S part1 Peak 2 | 1000033147 | 82057000 |  | 18 |  | TENSION ASSEMBLY - DOUBLE TENSION PASS THROUGH ASSEMBLY FOR 48 FIBEROPGW | SET | 249 |  | Included | 0 | 0 | 0
62 | 7000030934 | 5500 | Supply OPGW: WZ-2 87km S-S part1 Peak 2 | 1000022418 | 82057000 |  | 18 |  | Vibration Damper for 48 fibre OPGW | EA | 1692 |  | Included | 0 | 0 | 0
63 | 7000030934 | 5510 | Supply OPGW: WZ-2 87km S-S part1 Peak 2 | 1000010820 | 82057000 |  | 18 |  | Down Lead clamp Assembly for 48 fibre OPGW | EA | 1100 |  | Included | 0 | 0 | 0
64 | 7000030934 | 5520 | Supply OPGW: WZ-2 87km S-S part1 Peak 2 | 1000014201 | 85353090 |  | 18 |  | Joint Box for 48 fibre OPGW | EA | 33 |  | Included | 0 | 0 | 0
65 | 7000030934 | 5530 | Spares:OPGW WZ-2 87km S-S part1 Peak 2 | 1000030941 | 85447090 |  | 18 |  | 48 FIBRE (DWSM) OPGW FIBRE OPTIC CABLE | KM | 3 |  | Included | 0 | 0 | 0
66 | 7000030934 | 5540 | Spares:OPGW WZ-2 87km S-S part1 Peak 2 | 1000031040 | 82057000 |  | 18 |  | TENSION FITTINGS ASSEMBLY FOR 48F OPGW INCLUDING ALL ACCESSORIES FORJOINT BOX (SPLICING) LOCATION | SET | 9 |  | Included | 0 | 0 | 0
67 | 7000030934 | 5550 | Spares:OPGW WZ-2 87km S-S part1 Peak 2 | 1000033147 | 82057000 |  | 18 |  | TENSION ASSEMBLY - DOUBLE TENSION PASS THROUGH ASSEMBLY FOR 48 FIBEROPGW | SET | 2 |  | Included | 0 | 0 | 0
68 | 7000030934 | 5560 | Spares:OPGW WZ-2 87km S-S part1 Peak 2 | 1000022418 | 82057000 |  | 18 |  | Vibration Damper for 48 fibre OPGW | EA | 60 |  | Included | 0 | 0 | 0
69 | 7000030934 | 5570 | Spares:OPGW WZ-2 87km S-S part1 Peak 2 | 1000010820 | 82057000 |  | 18 |  | Down Lead clamp Assembly for 48 fibre OPGW | EA | 39 |  | Included | 0 | 0 | 0
70 | 7000030934 | 5580 | Spares:OPGW WZ-2 87km S-S part1 Peak 2 | 1000014201 | 85353090 |  | 18 |  | Joint Box for 48 fibre OPGW | EA | 2 |  | Included | 0 | 0 | 0
71 | 7000030934 | 5600 | Supply OPGW: WZ-2 15km S-S part2 Peak 1 | 1000030941 | 85447090 |  | 18 |  | 48 FIBRE (DWSM) OPGW FIBRE OPTIC CABLE | KM | 16.05 |  | Included | 0 | 0 | 0
72 | 7000030934 | 5610 | Supply OPGW: WZ-2 15km S-S part2 Peak 1 | 1000031040 | 82057000 |  | 18 |  | TENSION FITTINGS ASSEMBLY FOR 48F OPGW INCLUDING ALL ACCESSORIES FORJOINT BOX (SPLICING) LOCATION | SET | 7 |  | Included | 0 | 0 | 0
73 | 7000030934 | 5620 | Supply OPGW: WZ-2 15km S-S part2 Peak 1 | 1000033147 | 82057000 |  | 18 |  | TENSION ASSEMBLY - DOUBLE TENSION PASS THROUGH ASSEMBLY FOR 48 FIBEROPGW | SET | 44 |  | Included | 0 | 0 | 0
74 | 7000030934 | 5630 | Supply OPGW: WZ-2 15km S-S part2 Peak 1 | 1000022418 | 82057000 |  | 18 |  | Vibration Damper for 48 fibre OPGW | EA | 306 |  | Included | 0 | 0 | 0
75 | 7000030934 | 5640 | Supply OPGW: WZ-2 15km S-S part2 Peak 1 | 1000010820 | 82057000 |  | 18 |  | Down Lead clamp Assembly for 48 fibre OPGW | EA | 234 |  | Included | 0 | 0 | 0
76 | 7000030934 | 5650 | Supply OPGW: WZ-2 15km S-S part2 Peak 1 | 1000014201 | 85353090 |  | 18 |  | Joint Box for 48 fibre OPGW | EA | 7 |  | Included | 0 | 0 | 0
77 | 7000030934 | 5660 | Spares:OPGW WZ-2 15km S-S part2 Peak 1 | 1000030941 | 85447090 |  | 18 |  | 48 FIBRE (DWSM) OPGW FIBRE OPTIC CABLE | KM | 3 |  | Included | 0 | 0 | 0
78 | 7000030934 | 5670 | Spares:OPGW WZ-2 15km S-S part2 Peak 1 | 1000031040 | 82057000 |  | 18 |  | TENSION FITTINGS ASSEMBLY FOR 48F OPGW INCLUDING ALL ACCESSORIES FORJOINT BOX (SPLICING) LOCATION | SET | 2 |  | Included | 0 | 0 | 0
79 | 7000030934 | 5680 | Spares:OPGW WZ-2 15km S-S part2 Peak 1 | 1000033147 | 82057000 |  | 18 |  | TENSION ASSEMBLY - DOUBLE TENSION PASS THROUGH ASSEMBLY FOR 48 FIBEROPGW | SET | 1 |  | Included | 0 | 0 | 0
80 | 7000030934 | 5690 | Spares:OPGW WZ-2 15km S-S part2 Peak 1 | 1000022418 | 82057000 |  | 18 |  | Vibration Damper for 48 fibre OPGW | EA | 11 |  | Included | 0 | 0 | 0
81 | 7000030934 | 5700 | Spares:OPGW WZ-2 15km S-S part2 Peak 1 | 1000010820 | 82057000 |  | 18 |  | Down Lead clamp Assembly for 48 fibre OPGW | EA | 9 |  | Included | 0 | 0 | 0
82 | 7000030934 | 5710 | Spares:OPGW WZ-2 15km S-S part2 Peak 1 | 1000014201 | 85353090 |  | 18 |  | Joint Box for 48 fibre OPGW | EA | 1 |  | Included | 0 | 0 | 0
83 | 7000030934 | 5730 | Supply OPGW: WZ-2 15km S-S part2 Peak 2 | 1000030941 | 85447090 |  | 18 |  | 48 FIBRE (DWSM) OPGW FIBRE OPTIC CABLE | KM | 16.05 |  | Included | 0 | 0 | 0
84 | 7000030934 | 5740 | Supply OPGW: WZ-2 15km S-S part2 Peak 2 | 1000031040 | 82057000 |  | 18 |  | TENSION FITTINGS ASSEMBLY FOR 48F OPGW INCLUDING ALL ACCESSORIES FORJOINT BOX (SPLICING) LOCATION | SET | 7 |  | Included | 0 | 0 | 0
85 | 7000030934 | 5750 | Supply OPGW: WZ-2 15km S-S part2 Peak 2 | 1000033147 | 82057000 |  | 18 |  | TENSION ASSEMBLY - DOUBLE TENSION PASS THROUGH ASSEMBLY FOR 48 FIBEROPGW | SET | 44 |  | Included | 0 | 0 | 0
86 | 7000030934 | 5760 | Supply OPGW: WZ-2 15km S-S part2 Peak 2 | 1000022418 | 82057000 |  | 18 |  | Vibration Damper for 48 fibre OPGW | EA | 306 |  | Included | 0 | 0 | 0
87 | 7000030934 | 5770 | Supply OPGW: WZ-2 15km S-S part2 Peak 2 | 1000010820 | 82057000 |  | 18 |  | Down Lead clamp Assembly for 48 fibre OPGW | EA | 234 |  | Included | 0 | 0 | 0
88 | 7000030934 | 5780 | Supply OPGW: WZ-2 15km S-S part2 Peak 2 | 1000014201 | 85353090 |  | 18 |  | Joint Box for 48 fibre OPGW | EA | 7 |  | Included | 0 | 0 | 0
89 | 7000030934 | 5790 | Spares:OPGW WZ-2 15km S-S part2 Peak 2 | 1000030941 | 85447090 |  | 18 |  | 48 FIBRE (DWSM) OPGW FIBRE OPTIC CABLE | KM | 3 |  | Included | 0 | 0 | 0
90 | 7000030934 | 5800 | Spares:OPGW WZ-2 15km S-S part2 Peak 2 | 1000031040 | 82057000 |  | 18 |  | TENSION FITTINGS ASSEMBLY FOR 48F OPGW INCLUDING ALL ACCESSORIES FORJOINT BOX (SPLICING) LOCATION | SET | 2 |  | Included | 0 | 0 | 0
91 | 7000030934 | 5810 | Spares:OPGW WZ-2 15km S-S part2 Peak 2 | 1000033147 | 82057000 |  | 18 |  | TENSION ASSEMBLY - DOUBLE TENSION PASS THROUGH ASSEMBLY FOR 48 FIBEROPGW | SET | 1 |  | Included | 0 | 0 | 0
92 | 7000030934 | 5820 | Spares:OPGW WZ-2 15km S-S part2 Peak 2 | 1000022418 | 82057000 |  | 18 |  | Vibration Damper for 48 fibre OPGW | EA | 11 |  | Included | 0 | 0 | 0
93 | 7000030934 | 5830 | Spares:OPGW WZ-2 15km S-S part2 Peak 2 | 1000010820 | 82057000 |  | 18 |  | Down Lead clamp Assembly for 48 fibre OPGW | EA | 9 |  | Included | 0 | 0 | 0
94 | 7000030934 | 5840 | Spares:OPGW WZ-2 15km S-S part2 Peak 2 | 1000014201 | 85353090 |  | 18 |  | Joint Box for 48 fibre OPGW | EA | 1 |  | Included | 0 | 0 | 0
95 | 7000030934 | 5880 | SPECIAL TOWERS SUPPLY | 1000013472 | 73181500 |  | 18 |  | Supply of Hexagonal Bolts & Nuts fortowers including Step Bolts,SpringWashers etc. | MT | 24.74 |  | Included | 0 | 0 | 0
96 | 7000030934 | 5890 | SPECIAL TOWERS SUPPLY | 1000007847 | 73181500 |  | 18 |  | Supply of Bolts & Nuts for Stubsincluding Spring Washers etc. | MT | 0.28 |  | Included | 0 | 0 | 0
97 | 7000030934 | 5900 | SPECIAL TOWERS SUPPLY | 1000013472 | 73181500 |  | 18 |  | Supply of Hexagonal Bolts & Nuts fortowers including Step Bolts,SpringWashers etc. | MT | 0.25 |  | Included | 0 | 0 | 0
98 | 7000030934 | 5910 | SPECIAL TOWERS SUPPLY | 1000007847 | 73181500 |  | 18 |  | Supply of Bolts & Nuts for Stubsincluding Spring Washers etc. | MT | 0.003 |  | Included | 0 | 0 | 0
99 | 7000030934 | 5920 | SPECIAL TOWERS SUPPLY | 1000033625 | 73082011 |  | 18 |  | FABRICATION, GALVANISING & SUPPLY OF VARIOUS TYPES OF TOWERS & TOWERPARTS, TOWER/LEG EXTENSIONS (COMPLETE) EXCLUDING STEP BOLT, STUBS ANDBOLTS & NUTS BUT INCLUDING HANGERS, D-SHACKLES, PACK WASHERS ETC.-MSSTEEL (GRADE C AS PER IS 2062:2011) FOR NORMAL TOWERS | MT | 218.15 |  | Included | 0 | 0 | 0
100 | 7000030934 | 5930 | SPECIAL TOWERS SUPPLY | 1000033623 | 73082011 |  | 18 |  | FABRICATION, GALVANISING & SUPPLY OF VARIOUS TYPES OF TOWERS & TOWERPARTS, TOWER/LEG EXTENSIONS (COMPLETE) EXCLUDING STEP BOLT, STUBS ANDBOLTS & NUTS BUT INCLUDING HANGERS, D-SHACKLES, PACK WASHERS ETC.-HTSTEEL (GRADE C AS PER IS 2062:2011) FOR NORMAL TOWERS | MT | 194.11 |  | Included | 0 | 0 | 0
101 | 7000030934 | 5940 | SPECIAL TOWERS SUPPLY | 1000033624 | 73082011 |  | 18 |  | FABRICATION, GALVANISING & SUPPLY OF STUBS WITH CLEATS FOR VARIOUSTYPES OF TOWERS AND TOWER EXTENSIONS; GANTRIES (COMPLETE) WITH PACKWASHERS EXCLUDING SUPPLY OF BOLTS & NUTS-HT STEEL (GRADE C AS PER IS2062:2011) FOR NORMAL TOWERS | MT | 9.46 |  | Included | 0 | 0 | 0
102 | 7000030934 | 5950 | SPECIAL TOWERS SUPPLY | 1000033625 | 73082011 |  | 18 |  | FABRICATION, GALVANISING & SUPPLY OF VARIOUS TYPES OF TOWERS & TOWERPARTS, TOWER/LEG EXTENSIONS (COMPLETE) EXCLUDING STEP BOLT, STUBS ANDBOLTS & NUTS BUT INCLUDING HANGERS, D-SHACKLES, PACK WASHERS ETC.-MSSTEEL (GRADE C AS PER IS 2062:2011) FOR NORMAL TOWERS | MT | 2.18 |  | Included | 0 | 0 | 0
103 | 7000030934 | 5960 | SPECIAL TOWERS SUPPLY | 1000033623 | 73082011 |  | 18 |  | FABRICATION, GALVANISING & SUPPLY OF VARIOUS TYPES OF TOWERS & TOWERPARTS, TOWER/LEG EXTENSIONS (COMPLETE) EXCLUDING STEP BOLT, STUBS ANDBOLTS & NUTS BUT INCLUDING HANGERS, D-SHACKLES, PACK WASHERS ETC.-HTSTEEL (GRADE C AS PER IS 2062:2011) FOR NORMAL TOWERS | MT | 1.94 |  | Included | 0 | 0 | 0
104 | 7000030934 | 5970 | SPECIAL TOWERS SUPPLY | 1000033624 | 73082011 |  | 18 |  | FABRICATION, GALVANISING & SUPPLY OF STUBS WITH CLEATS FOR VARIOUSTYPES OF TOWERS AND TOWER EXTENSIONS; GANTRIES (COMPLETE) WITH PACKWASHERS EXCLUDING SUPPLY OF BOLTS & NUTS-HT STEEL (GRADE C AS PER IS2062:2011) FOR NORMAL TOWERS | MT | 0.09 |  | Included | 0 | 0 | 0
105 | 7000030934 | 6020 | Repeater Peak 1 | 1000076810 | 85447090 |  | 18 |  | 96 FIBRE (DWSM) OPGW FIBRE OPTIC CABLE | KM | 5 |  | Included | 0 | 0 | 0
106 | 7000030934 | 6030 | Repeater Peak 1 | 1000076816 | 82057000 |  | 18 |  | SUSPENSION CLAMP ASSEMBLY FOR 96 FIBRE OPGW | EA | 1 |  | Included | 0 | 0 | 0
107 | 7000030934 | 6040 | Repeater Peak 1 | 1000076811 | 82057000 |  | 18 |  | TENSION ASSEMBLY - DEAD END FOR 96 FIBER OPGW | SET | 1 |  | Included | 0 | 0 | 0
108 | 7000030934 | 6050 | Repeater Peak 1 | 1000076813 | 82057000 |  | 18 |  | TENSION FITTINGS ASSEMBLY FOR 96F OPGW INCLUDING ALL ACCESSORIESFORJOINT BOX (SPLICING) LOCATION | SET | 3 |  | Included | 0 | 0 | 0
109 | 7000030934 | 6060 | Repeater Peak 1 | 1000076815 | 82057000 |  | 18 |  | TENSION ASSEMBLY - DOUBLE TENSION PASS THROUGH ASSEMBLY FOR 96FIBEROPGW | SET | 100 |  | Included | 0 | 0 | 0
110 | 7000030934 | 6070 | Repeater Peak 1 | 1000076817 | 82057000 |  | 18 |  | TENSION ASSEMBLY FOR JOINTING AT SUSPENSION TOWER FOR 96 FIBER OPGW | SET | 1 |  | Included | 0 | 0 | 0
111 | 7000030934 | 6080 | Repeater Peak 1 | 1000076818 | 82057000 |  | 18 |  | VIBRATION DAMPER FOR 96 FIBRE OPGW | EA | 10 |  | Included | 0 | 0 | 0
112 | 7000030934 | 6090 | Repeater Peak 1 | 1000076812 | 82057000 |  | 18 |  | DOWN LEAD CLAMP ASSEMBLY FOR 96 FIBRE OPGW | EA | 5 |  | Included | 0 | 0 | 0
113 | 7000030934 | 6100 | Repeater Peak 1 | 1000076814 | 85353090 |  | 18 |  | JOINT BOX FOR 96 FIBRE OPGW | EA | 3 |  | Included | 0 | 0 | 0
114 | 7000030934 | 6110 | Repeater Peak 1 | 1000076809 | 85447090 |  | 18 |  | 96F (DWSM) APPROACH FIBRE OPTIC CABLE | KM | 0.3 |  | Included | 0 | 0 | 0
115 | 7000030934 | 6120 | Repeater Peak 1 | 1000023471 | 85372000 |  | 18 |  | OPGW Fibre Optic Distribution Panel (FODP): Indoor Type: 96F | EA | 1 |  | Included | 0 | 0 | 0
116 | 7000030934 | 6130 | Repeater Peak 1 | 1000066614 | 73069011 |  | 18 |  | GI PIPE INSTALLATION HARDWARE FOR APPROACH CABLING | KM | 0.3 |  | Included | 0 | 0 | 0
117 | 7000030934 | 6140 | Repeater Peak 1 | 1000066612 | 73071900 |  | 18 |  | GI ELBOW INSTALLATION HARDWARE FOR APPROAH CABLING | EA | 5 |  | Included | 0 | 0 | 0
118 | 7000030934 | 6150 | Repeater Peak 1 | 1000066613 | 83071000 |  | 18 |  | GI FLEXIBLE CONDUIT INSTALLATION HARDWARE FOR APPROAH CABLING | EA | 2 |  | Included | 0 | 0 | 0
119 | 7000030934 | 6160 | Repeater Spares | 1000076810 | 85447090 |  | 18 |  | 96 FIBRE (DWSM) OPGW FIBRE OPTIC CABLE | KM | 3 |  | Included | 0 | 0 | 0
120 | 7000030934 | 6170 | Repeater Spares | 1000076816 | 82057000 |  | 18 |  | SUSPENSION CLAMP ASSEMBLY FOR 96 FIBRE OPGW | EA | 1 |  | Included | 0 | 0 | 0
121 | 7000030934 | 6180 | Repeater Spares | 1000076811 | 82057000 |  | 18 |  | TENSION ASSEMBLY - DEAD END FOR 96 FIBER OPGW | SET | 1 |  | Included | 0 | 0 | 0
122 | 7000030934 | 6190 | Repeater Spares | 1000076813 | 82057000 |  | 18 |  | TENSION FITTINGS ASSEMBLY FOR 96F OPGW INCLUDING ALL ACCESSORIESFORJOINT BOX (SPLICING) LOCATION | SET | 3 |  | Included | 0 | 0 | 0
123 | 7000030934 | 6200 | Repeater Spares | 1000076815 | 82057000 |  | 18 |  | TENSION ASSEMBLY - DOUBLE TENSION PASS THROUGH ASSEMBLY FOR 96FIBEROPGW | SET | 3 |  | Included | 0 | 0 | 0
124 | 7000030934 | 6210 | Repeater Spares | 1000076817 | 82057000 |  | 18 |  | TENSION ASSEMBLY FOR JOINTING AT SUSPENSION TOWER FOR 96 FIBER OPGW | SET | 1 |  | Included | 0 | 0 | 0
125 | 7000030934 | 6220 | Repeater Spares | 1000076818 | 82057000 |  | 18 |  | VIBRATION DAMPER FOR 96 FIBRE OPGW | EA | 10 |  | Included | 0 | 0 | 0
126 | 7000030934 | 6230 | Repeater Spares | 1000076812 | 82057000 |  | 18 |  | DOWN LEAD CLAMP ASSEMBLY FOR 96 FIBRE OPGW | EA | 5 |  | Included | 0 | 0 | 0
127 | 7000030934 | 6240 | Repeater Spares | 1000076814 | 85353090 |  | 18 |  | JOINT BOX FOR 96 FIBRE OPGW | EA | 3 |  | Included | 0 | 0 | 0
128 | 7000030934 | 6250 | Repeater Spares | 1000076809 | 85447090 |  | 18 |  | 96F (DWSM) APPROACH FIBRE OPTIC CABLE | KM | 0.3 |  | Included | 0 | 0 | 0
129 | 7000030934 | 6260 | Repeater Spares | 1000066614 | 73069011 |  | 18 |  | GI PIPE INSTALLATION HARDWARE FOR APPROACH CABLING | KM | 0.18 |  | Included | 0 | 0 | 0
130 | 7000030934 | 6270 | Repeater Spares | 1000066612 | 73071900 |  | 18 |  | GI ELBOW INSTALLATION HARDWARE FOR APPROAH CABLING | EA | 2 |  | Included | 0 | 0 | 0
131 | 7000030934 | 6280 | Repeater Spares | 1000066613 | 83071000 |  | 18 |  | GI FLEXIBLE CONDUIT INSTALLATION HARDWARE FOR APPROAH CABLING | EA | 1 |  | Included | 0 | 0 | 0
132 | 7000030934 | 6290 | Repeater Peak 2 | 1000076810 | 85447090 |  | 18 |  | 96 FIBRE (DWSM) OPGW FIBRE OPTIC CABLE | KM | 5 |  | Included | 0 | 0 | 0
133 | 7000030934 | 6300 | Repeater Peak 2 | 1000076816 | 82057000 |  | 18 |  | SUSPENSION CLAMP ASSEMBLY FOR 96 FIBRE OPGW | EA | 1 |  | Included | 0 | 0 | 0
134 | 7000030934 | 6310 | Repeater Peak 2 | 1000076811 | 82057000 |  | 18 |  | TENSION ASSEMBLY - DEAD END FOR 96 FIBER OPGW | SET | 1 |  | Included | 0 | 0 | 0
135 | 7000030934 | 6320 | Repeater Peak 2 | 1000076813 | 82057000 |  | 18 |  | TENSION FITTINGS ASSEMBLY FOR 96F OPGW INCLUDING ALL ACCESSORIESFORJOINT BOX (SPLICING) LOCATION | SET | 3 |  | Included | 0 | 0 | 0
136 | 7000030934 | 6330 | Repeater Peak 2 | 1000076815 | 82057000 |  | 18 |  | TENSION ASSEMBLY - DOUBLE TENSION PASS THROUGH ASSEMBLY FOR 96FIBEROPGW | SET | 100 |  | Included | 0 | 0 | 0
137 | 7000030934 | 6340 | Repeater Peak 2 | 1000076817 | 82057000 |  | 18 |  | TENSION ASSEMBLY FOR JOINTING AT SUSPENSION TOWER FOR 96 FIBER OPGW | SET | 3 |  | Included | 0 | 0 | 0
138 | 7000030934 | 6350 | Repeater Peak 2 | 1000076818 | 82057000 |  | 18 |  | VIBRATION DAMPER FOR 96 FIBRE OPGW | EA | 10 |  | Included | 0 | 0 | 0
139 | 7000030934 | 6360 | Repeater Peak 2 | 1000076812 | 82057000 |  | 18 |  | DOWN LEAD CLAMP ASSEMBLY FOR 96 FIBRE OPGW | EA | 5 |  | Included | 0 | 0 | 0
140 | 7000030934 | 6370 | Repeater Peak 2 | 1000076814 | 85353090 |  | 18 |  | JOINT BOX FOR 96 FIBRE OPGW | EA | 3 |  | Included | 0 | 0 | 0
141 | 7000030934 | 6380 | Repeater Peak 2 | 1000076809 | 85447090 |  | 18 |  | 96F (DWSM) APPROACH FIBRE OPTIC CABLE | KM | 0.3 |  | Included | 0 | 0 | 0
142 | 7000030934 | 6390 | Repeater Peak 2 | 1000023471 | 85372000 |  | 18 |  | OPGW Fibre Optic Distribution Panel (FODP): Indoor Type: 96F | EA | 1 |  | Included | 0 | 0 | 0
143 | 7000030934 | 6400 | Repeater Peak 2 | 1000066614 | 73069011 |  | 18 |  | GI PIPE INSTALLATION HARDWARE FOR APPROACH CABLING | KM | 0.3 |  | Included | 0 | 0 | 0
144 | 7000030934 | 6410 | Repeater Peak 2 | 1000066612 | 73071900 |  | 18 |  | GI ELBOW INSTALLATION HARDWARE FOR APPROAH CABLING | EA | 5 |  | Included | 0 | 0 | 0
145 | 7000030934 | 6420 | Repeater Peak 2 | 1000066613 | 83071000 |  | 18 |  | GI FLEXIBLE CONDUIT INSTALLATION HARDWARE FOR APPROAH CABLING | EA | 2 |  | Included | 0 | 0 | 0
[7 empty] | Total Ex-works Price | [5 empty] | 0 | 0 |  | 0
[7 empty] | Total Type Test charges as per Schedule-7 | [5 empty] | 0
[7 empty] | Total Ex-works Price including Type Test charges | [5 empty] | 0
[7 empty] | Total GST Tax as confirmed by Bidder | [5 empty] | 0
Note : | Specify amount of GST on the transaction between the Contractor and the Employer.
* | In case the bidder leaves the cell for confirmation of the HSN code and/or GST rate “blank”, the HSN code and corresponding GST rate indicated by the Employer shall be deemed to be the one confirmed by the Bidder.
Date : | --
Place : | [10 empty] | Printed Name :
Designation :
Click for Sch-2

## Sch-1 dis (hidden)
Specification No.: CC/NT/W-TW/DOM/A02/25/06306 | [5 empty] | Schedule - 1 |  |  |  | Direct Total | 0 | 0 | `
[10 empty] | BO Total | #REF! | 0
Tower Package TW05 for (i). Solang Valley-Sundernagar (Part-I) section of +/-350 KV HVDC Pang-Kaithal line (ii). Solang Valley-Sundernagar (Part-II) section of +/-350 KV HVDC Pang-Kaithal line associated with Transmission system for evacuation of RE power from renewable energy parks in Leh (5 GW Leh-Kaithal transmission corridor).
(SCHEDULE OF RATES AND PRICES : EX-WORKS PRICES)
Bidder’s Name and Address (Lead Partner) : |  |  |  | To:
Contract Services
Name : |  |  |  | Power Grid Corporation of India Ltd.,
Address : |  |  |  | "Saudamini", Plot No.-2
Sector-29,
Gurgaon (Haryana) - 122001
Plant and Equipment (including Mandatory Spares Parts) to be supplied, including Type Test Charges for Tests to be conducted. | [10 empty] | Direct
[6 empty] | All Prices are in Indian Rupees. |  |  |  |  | Bought-Out
SI. No. | Item Description | Unit | Qty. | Unit Ex-works price | Total Ex-works price | Mode of Transaction (Direct / Bought-out)
1 | 2 | 3 | 4 | 5 | 6 = 4 x 5 | 7
#REF! | #REF!
#REF! | #REF!
#REF! | #REF!
#REF! | #REF! | #REF! | #REF! | #REF! | #REF! | #REF!
#REF! | #REF! | #REF! | #REF! | #REF! | #REF! | #REF!
#REF! | #REF!
#REF! | #REF! | #REF! | #REF! | #REF! | #REF! | #REF!
#REF! | #REF! | #REF! | #REF! | #REF! | #REF! | #REF!
#REF! | #REF!
#REF! | #REF! | #REF! | #REF! | #REF! | #REF! | #REF!
#REF! | #REF! | #REF! | #REF! | #REF! | #REF! | #REF!
#REF! | #REF!
#REF! | #REF!
#REF! | #REF! | #REF! | #REF! | #REF! | #REF! | #REF!
#REF! | #REF! | #REF! | #REF! | #REF! | #REF! | #REF!
#REF! | #REF!
#REF! | #REF! | #REF! | #REF! | #REF! | #REF! | #REF!
#REF! | #REF! | #REF! | #REF! | #REF! | #REF! | #REF!
#REF! | #REF! | #REF! | #REF! | #REF! | #REF! | #REF!
#REF! | #REF! | #REF! | #REF! | #REF! | #REF! | #REF!
#REF! | #REF! | #REF! | #REF! | #REF! | #REF! | #REF!
#REF! | #REF! | #REF! | #REF! | #REF! | #REF! | #REF!
#REF! | #REF!
#REF! | #REF! | #REF! | #REF! | #REF! | #REF! | #REF!
#REF! | #REF!
#REF! | #REF! | #REF! | #REF! | #REF! | #REF! | #REF!
#REF! | #REF! | #REF! | #REF! | #REF! | #REF! | #REF!
#REF! | #REF! | #REF! | #REF! | #REF! | #REF! | #REF!
#REF! | #REF! | #REF! | #REF! | #REF! | #REF! | #REF!
#REF! | #REF!
#REF! | #REF! | #REF! | #REF! | #REF! | #REF! | #REF!
#REF! | #REF! | #REF! | #REF! | #REF! | #REF! | #REF!
#REF! | #REF! | #REF! | #REF! | #REF! | #REF! | #REF!
#REF! | #REF!
#REF! | #REF! | #REF! | #REF! | #REF! | #REF! | #REF!
#REF! | #REF! | #REF! | #REF! | #REF! | #REF! | #REF!
#REF! | #REF! | #REF! | #REF! | #REF! | #REF! | #REF!
#REF! | #REF! | #REF! | #REF! | #REF! | #REF! | #REF!
#REF! | #REF! | #REF! | #REF! | #REF! | #REF! | #REF!
#REF! | #REF!
| #REF! | #REF! | #REF! | #REF! | #REF! | #REF!
#REF!
| #REF! | #REF! | #REF! | #REF! | #REF! | #REF!
| #REF! | #REF! | #REF! | #REF! | #REF! | #REF!
| Total Ex-Works Price Direct |  |  |  | 0 | Direct
| Total Ex-Works Price Bought Out |  |  |  | 0
| Total Ex-Works Price |  |  |  | 0
| Total Type Test charges as per Schedule-7 |  |  |  | #REF! |  |  | #REF! |  | #REF!
| Total Ex-works Price including Type Test charges |  |  |  | #REF! |  |  | #REF! |  | #REF!
[7 empty] | Discount Sch-1 | #REF! | MPD Sch-1 | #REF!
[7 empty] | Dis Alert | #REF!
Note : | Specify amount of Excise Duty, Sales Tax/'VAT and other taxes payable on the transaction between the Contractor and the Employer and octroi/entry tax as applicable for destination site/state on all items of supply including bought-out finished items (to be identified in the Contract), which shall be dispatched directly from the sub-vendor’s works to the Employer’s site (sale-in-transit), separately in Schedule-5. Excise Duty, Sales tax and other levies for all the bought-out items are to be included in the EXW Price (Col. No. 5) only and not to be indicated in Schedule-5.
Date : | --
Place : |  |  | Printed Name :
Designation :
Click for Sch-2

## Sch-2
Specification No.: CC/NT/W-TW/DOM/A02/25/06306 | [8 empty] | Schedule - 2
Tower Package TW05 for (i). Solang Valley-Sundernagar (Part-I) section of +/-350 KV HVDC Pang-Kaithal line (ii). Solang Valley-Sundernagar (Part-II) section of +/-350 KV HVDC Pang-Kaithal line associated with Transmission system for evacuation of RE power from renewable energy parks in Leh (5 GW Leh-Kaithal transmission corridor).
(SCHEDULE OF RATES AND PRICES)
Bidder’s Name and Address (Lead Partner) : | [7 empty] | To:
Contracts Services, 3rd Floor
Name : | [7 empty] | Power Grid Corporation of India Ltd.,
Address : | [7 empty] | "Saudamini", Plot No.-2
Sector-29,
Gurgaon (Haryana) - 122001
LOCAL TRANSPORTATION, IN-TRANSIT INSURANCE, LOADING AND UNLOADING
All Prices are in Indian Rupees.
SI. No. | PR No | PR Line Item No | Activity Description | Material Code | Description | Unit | Quantity | Unit Freight, In-transit Insurance, loading & unloading Charges | Total Freight, In-transit Insurance, loading & unloading Charges
1 | 2 | 3 | 4 | 5 | 4 | 5 | 6 | 7 | 8= 6 x 7
TW05 Solang valley-Sundernagar(prt-1&2)
1 | 7000030934 | 5170 | TOWER SUPPLY | 1000013472 | Supply of Hexagonal Bolts & Nuts fortowers including Step Bolts,SpringWashers etc. | MT | 871 |  | Included
2 | 7000030934 | 5180 | TOWER SUPPLY | 1000007847 | Supply of Bolts & Nuts for Stubsincluding Spring Washers etc. | MT | 15 |  | Included
3 | 7000030934 | 5190 | TOWER SUPPLY | 1000013472 | Supply of Hexagonal Bolts & Nuts fortowers including Step Bolts,SpringWashers etc. | MT | 8.7 |  | Included
4 | 7000030934 | 5200 | TOWER SUPPLY | 1000007847 | Supply of Bolts & Nuts for Stubsincluding Spring Washers etc. | MT | 0.15 |  | Included
5 | 7000030934 | 5210 | TOWER SUPPLY | 1000033625 | FABRICATION, GALVANISING & SUPPLY OF VARIOUS TYPES OF TOWERS & TOWERPARTS, TOWER/LEG EXTENSIONS (COMPLETE) EXCLUDING STEP BOLT, STUBS ANDBOLTS & NUTS BUT INCLUDING HANGERS, D-SHACKLES, PACK WASHERS ETC.-MSSTEEL (GRADE C AS PER IS 2062:2011) FOR NORMAL TOWERS | MT | 6833 |  | Included
6 | 7000030934 | 5220 | TOWER SUPPLY | 1000033623 | FABRICATION, GALVANISING & SUPPLY OF VARIOUS TYPES OF TOWERS & TOWERPARTS, TOWER/LEG EXTENSIONS (COMPLETE) EXCLUDING STEP BOLT, STUBS ANDBOLTS & NUTS BUT INCLUDING HANGERS, D-SHACKLES, PACK WASHERS ETC.-HTSTEEL (GRADE C AS PER IS 2062:2011) FOR NORMAL TOWERS | MT | 6256 |  | Included
7 | 7000030934 | 5230 | TOWER SUPPLY | 1000033624 | FABRICATION, GALVANISING & SUPPLY OF STUBS WITH CLEATS FOR VARIOUSTYPES OF TOWERS AND TOWER EXTENSIONS; GANTRIES (COMPLETE) WITH PACKWASHERS EXCLUDING SUPPLY OF BOLTS & NUTS-HT STEEL (GRADE C AS PER IS2062:2011) FOR NORMAL TOWERS | MT | 447 |  | Included
8 | 7000030934 | 5240 | TOWER SUPPLY | 1000033625 | FABRICATION, GALVANISING & SUPPLY OF VARIOUS TYPES OF TOWERS & TOWERPARTS, TOWER/LEG EXTENSIONS (COMPLETE) EXCLUDING STEP BOLT, STUBS ANDBOLTS & NUTS BUT INCLUDING HANGERS, D-SHACKLES, PACK WASHERS ETC.-MSSTEEL (GRADE C AS PER IS 2062:2011) FOR NORMAL TOWERS | MT | 68.33 |  | Included
9 | 7000030934 | 5250 | TOWER SUPPLY | 1000033623 | FABRICATION, GALVANISING & SUPPLY OF VARIOUS TYPES OF TOWERS & TOWERPARTS, TOWER/LEG EXTENSIONS (COMPLETE) EXCLUDING STEP BOLT, STUBS ANDBOLTS & NUTS BUT INCLUDING HANGERS, D-SHACKLES, PACK WASHERS ETC.-HTSTEEL (GRADE C AS PER IS 2062:2011) FOR NORMAL TOWERS | MT | 62.56 |  | Included
10 | 7000030934 | 5260 | TOWER SUPPLY | 1000033624 | FABRICATION, GALVANISING & SUPPLY OF STUBS WITH CLEATS FOR VARIOUSTYPES OF TOWERS AND TOWER EXTENSIONS; GANTRIES (COMPLETE) WITH PACKWASHERS EXCLUDING SUPPLY OF BOLTS & NUTS-HT STEEL (GRADE C AS PER IS2062:2011) FOR NORMAL TOWERS | MT | 4.47 |  | Included
11 | 7000030934 | 5270 | TOWER SUPPLY | 1000015274 | Fabrication, galvanising & supply ofvarious types of towers & towerparts,tower/leg extensions (complete)excluding step bolt, stubs andbolts &nuts but including hangers, D-Shackles,pack washers etc.-MSSteel for NormalTowers | MT | 814 |  | Included
12 | 7000030934 | 5280 | TOWER SUPPLY | 1000013391 | Fabrication, galvanising & supply ofvarious types of towers & towerparts,tower/leg extensions (complete)excluding step bolt, stubs andbolts &nuts but including hangers, D-Shackles,pack washers etc.-HTSteel for NormalTowers | MT | 738 |  | Included
13 | 7000030934 | 5290 | TOWER SUPPLY | 1000013393 | Fabrication, galvanising & supply ofstubs with cleats for varioustypes oftowers and tower extensions(complete)with packwashers excluding supply ofbolts & nuts-HT Steel for Normal Towers | MT | 42 |  | Included
14 | 7000030934 | 5300 | TOWER SUPPLY | 1000015274 | Fabrication, galvanising & supply ofvarious types of towers & towerparts,tower/leg extensions (complete)excluding step bolt, stubs andbolts &nuts but including hangers, D-Shackles,pack washers etc.-MSSteel for NormalTowers | MT | 8.14 |  | Included
15 | 7000030934 | 5310 | TOWER SUPPLY | 1000013391 | Fabrication, galvanising & supply ofvarious types of towers & towerparts,tower/leg extensions (complete)excluding step bolt, stubs andbolts &nuts but including hangers, D-Shackles,pack washers etc.-HTSteel for NormalTowers | MT | 7.38 |  | Included
16 | 7000030934 | 5320 | TOWER SUPPLY | 1000013393 | Fabrication, galvanising & supply ofstubs with cleats for varioustypes oftowers and tower extensions(complete)with packwashers excluding supply ofbolts & nuts-HT Steel for Normal Towers | MT | 0.42 |  | Included
17 | 7000030934 | 4780 | EARTHING OF TOWERS | 1000017587 | Supply of Pipe Type Earthing | EA | 108 |  | Included
18 | 7000030934 | 4790 | EARTHING OF TOWERS | 1000019718 | Supply of Shieldwire EarthingincludingPG clamps, downlead clampsbutexcluding Earthwire bits for Pipetypeearthing | EA | 4 |  | Included
19 | 7000030934 | 4800 | EARTHING OF TOWERS | 1000038340 | ROD TYPE EARTHING | EA | 115 |  | Included
20 | 7000030934 | 4810 | EARTHING OF TOWERS | 1000045873 | PIPE TYPE CHEMICAL EARTHING | EA | 7 |  | Included
21 | 7000030934 | 4820 | EARTHING OF TOWERS | 1000010003 | Supply of Counterpoise type earthing (120 mlength) | EA | 104 |  | Included
22 | 7000030934 | 4830 | EARTHING OF TOWERS | 1000048808 | SUPPLY OF CHEMICAL EARTHING: COUNTERPOISE TYPE (120M LENGTH) | EA | 6 |  | Included
23 | 7000030934 | 4840 | EARTHING OF TOWERS | 1000010005 | Counterpoise type (280 m length) | EA | 104 |  | Included
24 | 7000030934 | 4850 | EARTHING OF TOWERS | 1000048809 | SUPPLY OF CHEMICAL EARTHING: COUNTERPOISE TYPE (280M LENGTH) | EA | 6 |  | Included
25 | 7000030934 | 4860 | EARTHING OF TOWERS | 1000057380 | Supply of Shieldwire Earthing Counterpoise (4X30M) Type including PGclamps, downlead clamps but excluding Earthwire bits. | EA | 13 |  | Included
26 | 7000030934 | 4870 | Supply of Tower Accessories | 1000017671 | Supply of Pole Plate (Set of two) | SET | 333 |  | Included
27 | 7000030934 | 4880 | Supply of Tower Accessories | 1000006779 | Supply of Anti-Climbing Devices ofBarbedWire Type | SET | 333 |  | Included
28 | 7000030934 | 4890 | Supply of Tower Accessories | 1000053828 | DANGER PLATE FOR 350 KV HVDC | EA | 333 |  | Included
29 | 7000030934 | 4900 | Supply of Tower Accessories | 1000053829 | NUMBER PLATE FOR 350 KV HVDC | EA | 333 |  | Included
30 | 7000030934 | 4910 | Supply of Tower Accessories | 1000045871 | BIRD DIVERTER | EA | 730 |  | Included
31 | 7000030934 | 4920 | Hardware Fittings | 1000053338 | HARDWARE FITTINGS FOR 350KV HVDC WITH QUAD ACSR LAPWING-QUAD TENSIONSTRING | SET | 2664 |  | Included
32 | 7000030934 | 4930 | Hardware Fittings | 1000053338 | HARDWARE FITTINGS FOR 350KV HVDC WITH QUAD ACSR LAPWING-QUAD TENSIONSTRING | SET | 55 |  | Included
33 | 7000030934 | 4940 | Hardware Fittings | 1000062521 | HARDWARE FITTINGS FOR 350KV HVDC WITH QUAD ACSR LAPWING-SINGLE VSUSPENSION STRING (PILOT) | SET | 286 |  | Included
34 | 7000030934 | 4950 | Hardware Fittings | 1000062521 | HARDWARE FITTINGS FOR 350KV HVDC WITH QUAD ACSR LAPWING-SINGLE VSUSPENSION STRING (PILOT) | SET | 6 |  | Included
35 | 7000030934 | 5030 | Conductor Accessories | 1000015513 | MID SPAN COMP JOINT-ACSR LAPWING | EA | 1009 |  | Included
36 | 7000030934 | 5040 | Conductor Accessories | 1000018442 | Repair Sleeve for Conductor-ACSR Lapwing | EA | 337 |  | Included
37 | 7000030934 | 5050 | Conductor Accessories | 1000047986 | PREFORMED RETAINING ROD TYPE SPACER DAMPER SUITABLE FOR QUAD ACSRLAPWING CONDUCTOR | EA | 8040 |  | Included
38 | 7000030934 | 5060 | Conductor Accessories | 1000017978 | Quad Rigid Spacer for Jumper-ACSR Lapwing | EA | 7992 |  | Included
39 | 7000030934 | 5070 | Conductor Accessories | 1000015513 | MID SPAN COMP JOINT-ACSR LAPWING | EA | 21 |  | Included
40 | 7000030934 | 5080 | Conductor Accessories | 1000018442 | Repair Sleeve for Conductor-ACSR Lapwing | EA | 7 |  | Included
41 | 7000030934 | 5090 | Conductor Accessories | 1000047986 | PREFORMED RETAINING ROD TYPE SPACER DAMPER SUITABLE FOR QUAD ACSRLAPWING CONDUCTOR | EA | 161 |  | Included
42 | 7000030934 | 5100 | Conductor Accessories | 1000017978 | Quad Rigid Spacer for Jumper-ACSR Lapwing | EA | 161 |  | Included
43 | 7000030934 | 5120 | Aviation Reqmt | 1000053333 | SUPPLY OF OBSTRUCTION LIGHTS (AS PER IS 5613)-1 MEDIUM INTENSITY + 2LOW INTENSITY FOR SUBZERO TEMPERATURE | SET | 219 |  | Included
44 | 7000030934 | 5110 | Aviation Reqmt | 1000019903 | Supply of Span Marker for Aviation | EA | 219 |  | Included
45 | 7000030934 | 5140 | Insulator | 1000001134 | 210 KN DC Disc Insulator | EA | 373384 |  | Included
46 | 7000030934 | 5150 | Insulator | 1000001134 | 210 KN DC Disc Insulator | EA | 37338 |  | Included
47 | 7000030934 | 5340 | Supply OPGW: WZ-2 87km S-S part1 Peak 1 | 1000030941 | 48 FIBRE (DWSM) OPGW FIBRE OPTIC CABLE | KM | 93 |  | Included
48 | 7000030934 | 5350 | Supply OPGW: WZ-2 87km S-S part1 Peak 1 | 1000031040 | TENSION FITTINGS ASSEMBLY FOR 48F OPGW INCLUDING ALL ACCESSORIES FORJOINT BOX (SPLICING) LOCATION | SET | 33 |  | Included
49 | 7000030934 | 5360 | Supply OPGW: WZ-2 87km S-S part1 Peak 1 | 1000033147 | TENSION ASSEMBLY - DOUBLE TENSION PASS THROUGH ASSEMBLY FOR 48 FIBEROPGW | SET | 249 |  | Included
50 | 7000030934 | 5370 | Supply OPGW: WZ-2 87km S-S part1 Peak 1 | 1000022418 | Vibration Damper for 48 fibre OPGW | EA | 1692 |  | Included
51 | 7000030934 | 5380 | Supply OPGW: WZ-2 87km S-S part1 Peak 1 | 1000010820 | Down Lead clamp Assembly for 48 fibre OPGW | EA | 1100 |  | Included
52 | 7000030934 | 5390 | Supply OPGW: WZ-2 87km S-S part1 Peak 1 | 1000014201 | Joint Box for 48 fibre OPGW | EA | 33 |  | Included
53 | 7000030934 | 5400 | Spares:OPGW WZ-2 87km S-S part1 Peak 1 | 1000030941 | 48 FIBRE (DWSM) OPGW FIBRE OPTIC CABLE | KM | 3 |  | Included
54 | 7000030934 | 5410 | Spares:OPGW WZ-2 87km S-S part1 Peak 1 | 1000031040 | TENSION FITTINGS ASSEMBLY FOR 48F OPGW INCLUDING ALL ACCESSORIES FORJOINT BOX (SPLICING) LOCATION | SET | 9 |  | Included
55 | 7000030934 | 5420 | Spares:OPGW WZ-2 87km S-S part1 Peak 1 | 1000033147 | TENSION ASSEMBLY - DOUBLE TENSION PASS THROUGH ASSEMBLY FOR 48 FIBEROPGW | SET | 2 |  | Included
56 | 7000030934 | 5430 | Spares:OPGW WZ-2 87km S-S part1 Peak 1 | 1000022418 | Vibration Damper for 48 fibre OPGW | EA | 60 |  | Included
57 | 7000030934 | 5440 | Spares:OPGW WZ-2 87km S-S part1 Peak 1 | 1000010820 | Down Lead clamp Assembly for 48 fibre OPGW | EA | 39 |  | Included
58 | 7000030934 | 5450 | Spares:OPGW WZ-2 87km S-S part1 Peak 1 | 1000014201 | Joint Box for 48 fibre OPGW | EA | 2 |  | Included
59 | 7000030934 | 5470 | Supply OPGW: WZ-2 87km S-S part1 Peak 2 | 1000030941 | 48 FIBRE (DWSM) OPGW FIBRE OPTIC CABLE | KM | 93.09 |  | Included
60 | 7000030934 | 5480 | Supply OPGW: WZ-2 87km S-S part1 Peak 2 | 1000031040 | TENSION FITTINGS ASSEMBLY FOR 48F OPGW INCLUDING ALL ACCESSORIES FORJOINT BOX (SPLICING) LOCATION | SET | 33 |  | Included
61 | 7000030934 | 5490 | Supply OPGW: WZ-2 87km S-S part1 Peak 2 | 1000033147 | TENSION ASSEMBLY - DOUBLE TENSION PASS THROUGH ASSEMBLY FOR 48 FIBEROPGW | SET | 249 |  | Included
62 | 7000030934 | 5500 | Supply OPGW: WZ-2 87km S-S part1 Peak 2 | 1000022418 | Vibration Damper for 48 fibre OPGW | EA | 1692 |  | Included
63 | 7000030934 | 5510 | Supply OPGW: WZ-2 87km S-S part1 Peak 2 | 1000010820 | Down Lead clamp Assembly for 48 fibre OPGW | EA | 1100 |  | Included
64 | 7000030934 | 5520 | Supply OPGW: WZ-2 87km S-S part1 Peak 2 | 1000014201 | Joint Box for 48 fibre OPGW | EA | 33 |  | Included
65 | 7000030934 | 5530 | Spares:OPGW WZ-2 87km S-S part1 Peak 2 | 1000030941 | 48 FIBRE (DWSM) OPGW FIBRE OPTIC CABLE | KM | 3 |  | Included
66 | 7000030934 | 5540 | Spares:OPGW WZ-2 87km S-S part1 Peak 2 | 1000031040 | TENSION FITTINGS ASSEMBLY FOR 48F OPGW INCLUDING ALL ACCESSORIES FORJOINT BOX (SPLICING) LOCATION | SET | 9 |  | Included
67 | 7000030934 | 5550 | Spares:OPGW WZ-2 87km S-S part1 Peak 2 | 1000033147 | TENSION ASSEMBLY - DOUBLE TENSION PASS THROUGH ASSEMBLY FOR 48 FIBEROPGW | SET | 2 |  | Included
68 | 7000030934 | 5560 | Spares:OPGW WZ-2 87km S-S part1 Peak 2 | 1000022418 | Vibration Damper for 48 fibre OPGW | EA | 60 |  | Included
69 | 7000030934 | 5570 | Spares:OPGW WZ-2 87km S-S part1 Peak 2 | 1000010820 | Down Lead clamp Assembly for 48 fibre OPGW | EA | 39 |  | Included
70 | 7000030934 | 5580 | Spares:OPGW WZ-2 87km S-S part1 Peak 2 | 1000014201 | Joint Box for 48 fibre OPGW | EA | 2 |  | Included
71 | 7000030934 | 5600 | Supply OPGW: WZ-2 15km S-S part2 Peak 1 | 1000030941 | 48 FIBRE (DWSM) OPGW FIBRE OPTIC CABLE | KM | 16.05 |  | Included
72 | 7000030934 | 5610 | Supply OPGW: WZ-2 15km S-S part2 Peak 1 | 1000031040 | TENSION FITTINGS ASSEMBLY FOR 48F OPGW INCLUDING ALL ACCESSORIES FORJOINT BOX (SPLICING) LOCATION | SET | 7 |  | Included
73 | 7000030934 | 5620 | Supply OPGW: WZ-2 15km S-S part2 Peak 1 | 1000033147 | TENSION ASSEMBLY - DOUBLE TENSION PASS THROUGH ASSEMBLY FOR 48 FIBEROPGW | SET | 44 |  | Included
74 | 7000030934 | 5630 | Supply OPGW: WZ-2 15km S-S part2 Peak 1 | 1000022418 | Vibration Damper for 48 fibre OPGW | EA | 306 |  | Included
75 | 7000030934 | 5640 | Supply OPGW: WZ-2 15km S-S part2 Peak 1 | 1000010820 | Down Lead clamp Assembly for 48 fibre OPGW | EA | 234 |  | Included
76 | 7000030934 | 5650 | Supply OPGW: WZ-2 15km S-S part2 Peak 1 | 1000014201 | Joint Box for 48 fibre OPGW | EA | 7 |  | Included
77 | 7000030934 | 5660 | Spares:OPGW WZ-2 15km S-S part2 Peak 1 | 1000030941 | 48 FIBRE (DWSM) OPGW FIBRE OPTIC CABLE | KM | 3 |  | Included
78 | 7000030934 | 5670 | Spares:OPGW WZ-2 15km S-S part2 Peak 1 | 1000031040 | TENSION FITTINGS ASSEMBLY FOR 48F OPGW INCLUDING ALL ACCESSORIES FORJOINT BOX (SPLICING) LOCATION | SET | 2 |  | Included
79 | 7000030934 | 5680 | Spares:OPGW WZ-2 15km S-S part2 Peak 1 | 1000033147 | TENSION ASSEMBLY - DOUBLE TENSION PASS THROUGH ASSEMBLY FOR 48 FIBEROPGW | SET | 1 |  | Included
80 | 7000030934 | 5690 | Spares:OPGW WZ-2 15km S-S part2 Peak 1 | 1000022418 | Vibration Damper for 48 fibre OPGW | EA | 11 |  | Included
81 | 7000030934 | 5700 | Spares:OPGW WZ-2 15km S-S part2 Peak 1 | 1000010820 | Down Lead clamp Assembly for 48 fibre OPGW | EA | 9 |  | Included
82 | 7000030934 | 5710 | Spares:OPGW WZ-2 15km S-S part2 Peak 1 | 1000014201 | Joint Box for 48 fibre OPGW | EA | 1 |  | Included
83 | 7000030934 | 5730 | Supply OPGW: WZ-2 15km S-S part2 Peak 2 | 1000030941 | 48 FIBRE (DWSM) OPGW FIBRE OPTIC CABLE | KM | 16.05 |  | Included
84 | 7000030934 | 5740 | Supply OPGW: WZ-2 15km S-S part2 Peak 2 | 1000031040 | TENSION FITTINGS ASSEMBLY FOR 48F OPGW INCLUDING ALL ACCESSORIES FORJOINT BOX (SPLICING) LOCATION | SET | 7 |  | Included
85 | 7000030934 | 5750 | Supply OPGW: WZ-2 15km S-S part2 Peak 2 | 1000033147 | TENSION ASSEMBLY - DOUBLE TENSION PASS THROUGH ASSEMBLY FOR 48 FIBEROPGW | SET | 44 |  | Included
86 | 7000030934 | 5760 | Supply OPGW: WZ-2 15km S-S part2 Peak 2 | 1000022418 | Vibration Damper for 48 fibre OPGW | EA | 306 |  | Included
87 | 7000030934 | 5770 | Supply OPGW: WZ-2 15km S-S part2 Peak 2 | 1000010820 | Down Lead clamp Assembly for 48 fibre OPGW | EA | 234 |  | Included
88 | 7000030934 | 5780 | Supply OPGW: WZ-2 15km S-S part2 Peak 2 | 1000014201 | Joint Box for 48 fibre OPGW | EA | 7 |  | Included
89 | 7000030934 | 5790 | Spares:OPGW WZ-2 15km S-S part2 Peak 2 | 1000030941 | 48 FIBRE (DWSM) OPGW FIBRE OPTIC CABLE | KM | 3 |  | Included
90 | 7000030934 | 5800 | Spares:OPGW WZ-2 15km S-S part2 Peak 2 | 1000031040 | TENSION FITTINGS ASSEMBLY FOR 48F OPGW INCLUDING ALL ACCESSORIES FORJOINT BOX (SPLICING) LOCATION | SET | 2 |  | Included
91 | 7000030934 | 5810 | Spares:OPGW WZ-2 15km S-S part2 Peak 2 | 1000033147 | TENSION ASSEMBLY - DOUBLE TENSION PASS THROUGH ASSEMBLY FOR 48 FIBEROPGW | SET | 1 |  | Included
92 | 7000030934 | 5820 | Spares:OPGW WZ-2 15km S-S part2 Peak 2 | 1000022418 | Vibration Damper for 48 fibre OPGW | EA | 11 |  | Included
93 | 7000030934 | 5830 | Spares:OPGW WZ-2 15km S-S part2 Peak 2 | 1000010820 | Down Lead clamp Assembly for 48 fibre OPGW | EA | 9 |  | Included
94 | 7000030934 | 5840 | Spares:OPGW WZ-2 15km S-S part2 Peak 2 | 1000014201 | Joint Box for 48 fibre OPGW | EA | 1 |  | Included
95 | 7000030934 | 5880 | SPECIAL TOWERS SUPPLY | 1000013472 | Supply of Hexagonal Bolts & Nuts fortowers including Step Bolts,SpringWashers etc. | MT | 24.74 |  | Included
96 | 7000030934 | 5890 | SPECIAL TOWERS SUPPLY | 1000007847 | Supply of Bolts & Nuts for Stubsincluding Spring Washers etc. | MT | 0.28 |  | Included
97 | 7000030934 | 5900 | SPECIAL TOWERS SUPPLY | 1000013472 | Supply of Hexagonal Bolts & Nuts fortowers including Step Bolts,SpringWashers etc. | MT | 0.25 |  | Included
98 | 7000030934 | 5910 | SPECIAL TOWERS SUPPLY | 1000007847 | Supply of Bolts & Nuts for Stubsincluding Spring Washers etc. | MT | 0.003 |  | Included
99 | 7000030934 | 5920 | SPECIAL TOWERS SUPPLY | 1000033625 | FABRICATION, GALVANISING & SUPPLY OF VARIOUS TYPES OF TOWERS & TOWERPARTS, TOWER/LEG EXTENSIONS (COMPLETE) EXCLUDING STEP BOLT, STUBS ANDBOLTS & NUTS BUT INCLUDING HANGERS, D-SHACKLES, PACK WASHERS ETC.-MSSTEEL (GRADE C AS PER IS 2062:2011) FOR NORMAL TOWERS | MT | 218.15 |  | Included
100 | 7000030934 | 5930 | SPECIAL TOWERS SUPPLY | 1000033623 | FABRICATION, GALVANISING & SUPPLY OF VARIOUS TYPES OF TOWERS & TOWERPARTS, TOWER/LEG EXTENSIONS (COMPLETE) EXCLUDING STEP BOLT, STUBS ANDBOLTS & NUTS BUT INCLUDING HANGERS, D-SHACKLES, PACK WASHERS ETC.-HTSTEEL (GRADE C AS PER IS 2062:2011) FOR NORMAL TOWERS | MT | 194.11 |  | Included
101 | 7000030934 | 5940 | SPECIAL TOWERS SUPPLY | 1000033624 | FABRICATION, GALVANISING & SUPPLY OF STUBS WITH CLEATS FOR VARIOUSTYPES OF TOWERS AND TOWER EXTENSIONS; GANTRIES (COMPLETE) WITH PACKWASHERS EXCLUDING SUPPLY OF BOLTS & NUTS-HT STEEL (GRADE C AS PER IS2062:2011) FOR NORMAL TOWERS | MT | 9.46 |  | Included
102 | 7000030934 | 5950 | SPECIAL TOWERS SUPPLY | 1000033625 | FABRICATION, GALVANISING & SUPPLY OF VARIOUS TYPES OF TOWERS & TOWERPARTS, TOWER/LEG EXTENSIONS (COMPLETE) EXCLUDING STEP BOLT, STUBS ANDBOLTS & NUTS BUT INCLUDING HANGERS, D-SHACKLES, PACK WASHERS ETC.-MSSTEEL (GRADE C AS PER IS 2062:2011) FOR NORMAL TOWERS | MT | 2.18 |  | Included
103 | 7000030934 | 5960 | SPECIAL TOWERS SUPPLY | 1000033623 | FABRICATION, GALVANISING & SUPPLY OF VARIOUS TYPES OF TOWERS & TOWERPARTS, TOWER/LEG EXTENSIONS (COMPLETE) EXCLUDING STEP BOLT, STUBS ANDBOLTS & NUTS BUT INCLUDING HANGERS, D-SHACKLES, PACK WASHERS ETC.-HTSTEEL (GRADE C AS PER IS 2062:2011) FOR NORMAL TOWERS | MT | 1.94 |  | Included
104 | 7000030934 | 5970 | SPECIAL TOWERS SUPPLY | 1000033624 | FABRICATION, GALVANISING & SUPPLY OF STUBS WITH CLEATS FOR VARIOUSTYPES OF TOWERS AND TOWER EXTENSIONS; GANTRIES (COMPLETE) WITH PACKWASHERS EXCLUDING SUPPLY OF BOLTS & NUTS-HT STEEL (GRADE C AS PER IS2062:2011) FOR NORMAL TOWERS | MT | 0.09 |  | Included
105 | 7000030934 | 6020 | Repeater Peak 1 | 1000076810 | 96 FIBRE (DWSM) OPGW FIBRE OPTIC CABLE | KM | 5 |  | Included
106 | 7000030934 | 6030 | Repeater Peak 1 | 1000076816 | SUSPENSION CLAMP ASSEMBLY FOR 96 FIBRE OPGW | EA | 1 |  | Included
107 | 7000030934 | 6040 | Repeater Peak 1 | 1000076811 | TENSION ASSEMBLY - DEAD END FOR 96 FIBER OPGW | SET | 1 |  | Included
108 | 7000030934 | 6050 | Repeater Peak 1 | 1000076813 | TENSION FITTINGS ASSEMBLY FOR 96F OPGW INCLUDING ALL ACCESSORIESFORJOINT BOX (SPLICING) LOCATION | SET | 3 |  | Included
109 | 7000030934 | 6060 | Repeater Peak 1 | 1000076815 | TENSION ASSEMBLY - DOUBLE TENSION PASS THROUGH ASSEMBLY FOR 96FIBEROPGW | SET | 100 |  | Included
110 | 7000030934 | 6070 | Repeater Peak 1 | 1000076817 | TENSION ASSEMBLY FOR JOINTING AT SUSPENSION TOWER FOR 96 FIBER OPGW | SET | 1 |  | Included
111 | 7000030934 | 6080 | Repeater Peak 1 | 1000076818 | VIBRATION DAMPER FOR 96 FIBRE OPGW | EA | 10 |  | Included
112 | 7000030934 | 6090 | Repeater Peak 1 | 1000076812 | DOWN LEAD CLAMP ASSEMBLY FOR 96 FIBRE OPGW | EA | 5 |  | Included
113 | 7000030934 | 6100 | Repeater Peak 1 | 1000076814 | JOINT BOX FOR 96 FIBRE OPGW | EA | 3 |  | Included
114 | 7000030934 | 6110 | Repeater Peak 1 | 1000076809 | 96F (DWSM) APPROACH FIBRE OPTIC CABLE | KM | 0.3 |  | Included
115 | 7000030934 | 6120 | Repeater Peak 1 | 1000023471 | OPGW Fibre Optic Distribution Panel (FODP): Indoor Type: 96F | EA | 1 |  | Included
116 | 7000030934 | 6130 | Repeater Peak 1 | 1000066614 | GI PIPE INSTALLATION HARDWARE FOR APPROACH CABLING | KM | 0.3 |  | Included
117 | 7000030934 | 6140 | Repeater Peak 1 | 1000066612 | GI ELBOW INSTALLATION HARDWARE FOR APPROAH CABLING | EA | 5 |  | Included
118 | 7000030934 | 6150 | Repeater Peak 1 | 1000066613 | GI FLEXIBLE CONDUIT INSTALLATION HARDWARE FOR APPROAH CABLING | EA | 2 |  | Included
119 | 7000030934 | 6160 | Repeater Spares | 1000076810 | 96 FIBRE (DWSM) OPGW FIBRE OPTIC CABLE | KM | 3 |  | Included
120 | 7000030934 | 6170 | Repeater Spares | 1000076816 | SUSPENSION CLAMP ASSEMBLY FOR 96 FIBRE OPGW | EA | 1 |  | Included
121 | 7000030934 | 6180 | Repeater Spares | 1000076811 | TENSION ASSEMBLY - DEAD END FOR 96 FIBER OPGW | SET | 1 |  | Included
122 | 7000030934 | 6190 | Repeater Spares | 1000076813 | TENSION FITTINGS ASSEMBLY FOR 96F OPGW INCLUDING ALL ACCESSORIESFORJOINT BOX (SPLICING) LOCATION | SET | 3 |  | Included
123 | 7000030934 | 6200 | Repeater Spares | 1000076815 | TENSION ASSEMBLY - DOUBLE TENSION PASS THROUGH ASSEMBLY FOR 96FIBEROPGW | SET | 3 |  | Included
124 | 7000030934 | 6210 | Repeater Spares | 1000076817 | TENSION ASSEMBLY FOR JOINTING AT SUSPENSION TOWER FOR 96 FIBER OPGW | SET | 1 |  | Included
125 | 7000030934 | 6220 | Repeater Spares | 1000076818 | VIBRATION DAMPER FOR 96 FIBRE OPGW | EA | 10 |  | Included
126 | 7000030934 | 6230 | Repeater Spares | 1000076812 | DOWN LEAD CLAMP ASSEMBLY FOR 96 FIBRE OPGW | EA | 5 |  | Included
127 | 7000030934 | 6240 | Repeater Spares | 1000076814 | JOINT BOX FOR 96 FIBRE OPGW | EA | 3 |  | Included
128 | 7000030934 | 6250 | Repeater Spares | 1000076809 | 96F (DWSM) APPROACH FIBRE OPTIC CABLE | KM | 0.3 |  | Included
129 | 7000030934 | 6260 | Repeater Spares | 1000066614 | GI PIPE INSTALLATION HARDWARE FOR APPROACH CABLING | KM | 0.18 |  | Included
130 | 7000030934 | 6270 | Repeater Spares | 1000066612 | GI ELBOW INSTALLATION HARDWARE FOR APPROAH CABLING | EA | 2 |  | Included
131 | 7000030934 | 6280 | Repeater Spares | 1000066613 | GI FLEXIBLE CONDUIT INSTALLATION HARDWARE FOR APPROAH CABLING | EA | 1 |  | Included
132 | 7000030934 | 6290 | Repeater Peak 2 | 1000076810 | 96 FIBRE (DWSM) OPGW FIBRE OPTIC CABLE | KM | 5 |  | Included
133 | 7000030934 | 6300 | Repeater Peak 2 | 1000076816 | SUSPENSION CLAMP ASSEMBLY FOR 96 FIBRE OPGW | EA | 1 |  | Included
134 | 7000030934 | 6310 | Repeater Peak 2 | 1000076811 | TENSION ASSEMBLY - DEAD END FOR 96 FIBER OPGW | SET | 1 |  | Included
135 | 7000030934 | 6320 | Repeater Peak 2 | 1000076813 | TENSION FITTINGS ASSEMBLY FOR 96F OPGW INCLUDING ALL ACCESSORIESFORJOINT BOX (SPLICING) LOCATION | SET | 3 |  | Included
136 | 7000030934 | 6330 | Repeater Peak 2 | 1000076815 | TENSION ASSEMBLY - DOUBLE TENSION PASS THROUGH ASSEMBLY FOR 96FIBEROPGW | SET | 100 |  | Included
137 | 7000030934 | 6340 | Repeater Peak 2 | 1000076817 | TENSION ASSEMBLY FOR JOINTING AT SUSPENSION TOWER FOR 96 FIBER OPGW | SET | 3 |  | Included
138 | 7000030934 | 6350 | Repeater Peak 2 | 1000076818 | VIBRATION DAMPER FOR 96 FIBRE OPGW | EA | 10 |  | Included
139 | 7000030934 | 6360 | Repeater Peak 2 | 1000076812 | DOWN LEAD CLAMP ASSEMBLY FOR 96 FIBRE OPGW | EA | 5 |  | Included
140 | 7000030934 | 6370 | Repeater Peak 2 | 1000076814 | JOINT BOX FOR 96 FIBRE OPGW | EA | 3 |  | Included
141 | 7000030934 | 6380 | Repeater Peak 2 | 1000076809 | 96F (DWSM) APPROACH FIBRE OPTIC CABLE | KM | 0.3 |  | Included
142 | 7000030934 | 6390 | Repeater Peak 2 | 1000023471 | OPGW Fibre Optic Distribution Panel (FODP): Indoor Type: 96F | EA | 1 |  | Included
143 | 7000030934 | 6400 | Repeater Peak 2 | 1000066614 | GI PIPE INSTALLATION HARDWARE FOR APPROACH CABLING | KM | 0.3 |  | Included
144 | 7000030934 | 6410 | Repeater Peak 2 | 1000066612 | GI ELBOW INSTALLATION HARDWARE FOR APPROAH CABLING | EA | 5 |  | Included
145 | 7000030934 | 6420 | Repeater Peak 2 | 1000066613 | GI FLEXIBLE CONDUIT INSTALLATION HARDWARE FOR APPROAH CABLING | EA | 2 |  | Included
[5 empty] | Total F&I Price |  |  |  | 0
#
Bidders to note that the item description under various schedules are through unique material ID for respective items under SAP ERP System and therefore, identical item description appears in schedule-1(Ex-works) & schedule-2(F&I). However, the prices to be quoted in Price Schedule-2(F&I) shall be towards Local Transportation, Insurance and other Incidental Services only in line with clause ITB 11.4(b).
Date: | --
Place: | [6 empty] | Printed Name :
Designation :
Click for Sch-3

## Sch-2 Dis (hidden)
Specification No.: CC/NT/W-TW/DOM/A02/25/06306 |  |  |  |  | Schedule - 2 Dis
Tower Package TW05 for (i). Solang Valley-Sundernagar (Part-I) section of +/-350 KV HVDC Pang-Kaithal line (ii). Solang Valley-Sundernagar (Part-II) section of +/-350 KV HVDC Pang-Kaithal line associated with Transmission system for evacuation of RE power from renewable energy parks in Leh (5 GW Leh-Kaithal transmission corridor). | [5 empty] | As per Lum-sum |  | 0
(SCHEDULE OF RATES AND PRICES : FREIGHT & INSURANCE CHARGES) | [5 empty] | AS per Percent |  | #REF!
[6 empty] | As per lum-sum on Sch-2 |  | 0%
Bidder’s Name and Address (Lead Partner) : |  |  |  | To: |  | As per Percent on Sch-2 |  | #REF!
|  |  |  | Contracts Services, 3rd Floor |  | Total Discount |  | #REF!
Name : |  |  |  | Power Grid Corporation of India Ltd.,
Address : |  |  |  | "Saudamini", Plot No.-2
|  |  |  | Sector-29, |  | Multipackage Discount |  | 0%
Gurgaon (Haryana) - 122001
[5 empty] | All Prices are in Indian Rupees. |  | Amount after Discount (Rs.) |  | Dis Alert | Amount after MPD (Rs.)
SI. No. | Description | Unit | Quantity | Unit Freight & Insurance Charges | Total Freight & Insurance Charges |  | Unit Freight & Insurance Charges | Total Freight & Insurance Charges |  | Unit Freight & Insurance Charges | Total Freight & Insurance Charges
1 | 2 | 3 | 4 | 5 | 6 = 4 x 5 |  | 5 | 6 = 4 x 5 |  | 5 | 6 = 4 x 5
#REF! | #REF!
#REF! | #REF! | #REF! | #REF! | #REF! | #REF!
#REF! | #REF! | #REF! | #REF! | #REF! | #REF!
#REF! | #REF!
#REF! | #REF! | #REF! | #REF! | #REF! | #REF!
#REF! | #REF! | #REF! | #REF! | #REF! | #REF!
#REF! | #REF!
#REF! | #REF! | #REF! | #REF! | #REF! | #REF!
#REF! | #REF! | #REF! | #REF! | #REF! | #REF!
#REF! | #REF! | #REF! | #REF! | #REF! | #REF!
#REF! | #REF! | #REF! | #REF! | #REF! | #REF!
#REF! | #REF! | #REF! | #REF! | #REF! | #REF!
#REF! | #REF! | #REF! | #REF! | #REF! | #REF!
#REF! | #REF!
#REF! | #REF! | #REF! | #REF! | #REF! | #REF!
#REF! | #REF!
#REF! | #REF! | #REF! | #REF! | #REF! | #REF!
#REF! | #REF! | #REF! | #REF! | #REF! | #REF!
#REF! | #REF! | #REF! | #REF! | #REF! | #REF!
#REF! | #REF! | #REF! | #REF! | #REF! | #REF!
#REF! | #REF!
#REF! | #REF! | #REF! | #REF! | #REF! | #REF!
#REF! | #REF! | #REF! | #REF! | #REF! | #REF!
#REF! | #REF! | #REF! | #REF! | #REF! | #REF!
#REF! | #REF! | #REF! | #REF! | #REF! | #REF!
#REF! | #REF! | #REF! | #REF! | #REF! | #REF!
#REF! | #REF! | #REF! | #REF! | #REF! | #REF!
#REF! | #REF! | #REF! | #REF! | #REF! | #REF!
#REF! | #REF! | #REF! | #REF! | #REF! | #REF!
#REF! | #REF!
| #REF! | #REF! | #REF! | #REF! | #REF!
#REF! | #REF! | #REF! | #REF! | #REF! | #REF!
#REF! | #REF! | #REF! | #REF! | #REF! | #REF!
| Total F&I Price |  |  |  | #REF!
Date : | --
Place : |  |  | Printed Name :
Designation :
Click for Sch-3

## Sch-3
Specification No.: CC/NT/W-TW/DOM/A02/25/06306 | [14 empty] | Schedule - 3
Tower Package TW05 for (i). Solang Valley-Sundernagar (Part-I) section of +/-350 KV HVDC Pang-Kaithal line (ii). Solang Valley-Sundernagar (Part-II) section of +/-350 KV HVDC Pang-Kaithal line associated with Transmission system for evacuation of RE power from renewable energy parks in Leh (5 GW Leh-Kaithal transmission corridor). | [18 empty] | As per Lum-sum |  | 0%
(SCHEDULE OF RATES AND PRICES ) | [18 empty] | AS per Percent |  | #REF!
[19 empty] | As per lum-sum on Sch-3 |  | 0%
Bidder’s Name and Address (Lead Partner) : | [11 empty] | To: | [6 empty] | As per Percent on Sch-3 |  | #REF!
[12 empty] | Contracts Services, 3rd Floor | [6 empty] | Total Discount |  | #REF!
Name : | [11 empty] | Power Grid Corporation of India Ltd.,
Address : | [11 empty] | "Saudamini", Plot No.-2
[12 empty] | Sector-29, | [6 empty] | Multipackage lum-sum |  | 0%
Gurgaon (Haryana) - 122001
[7 empty] | INSTALLATION CHARGES | [12 empty] | Amount after Discount (Rs.) |  | Dis Alert | Amount after MPD (Rs.)
All Prices are in Indian Rupees.
SI. No. | PR No | PR Line Item No | Activity Header | PR Activity No | Activity Description | Service Code | SAC (Service Accounting Codes) | Whether SAC in column '8’ is confirmed. If not indicate applicable the SAC * | Rate of GST applicable ( in %) | Whether rate of GST in column ‘4’ is confirmed. If not indicate applicable rate of GST * | Description | Unit | Quantity | Unit Erection Charges | Total Erection Charges | Total GST as confirmed by Bidder |  |  |  | Unit Erection Charges | Total Erection Charges |  | Unit Erection Charges | Total Erection Charges
1 | 2 | 3 | 4 | 5 | 6 | 7 | 8 | 9 | 10 | 11 | 12 | 13 | 14 | 15 | 16 = 14 x 15 | 17 |  |  |  | 5 | 6 = 4 x 5 |  | 5 | 6 = 4 x 5
TW05 Solang valley-Sundernagar(prt-1&2)
1 | 7000030934 | 4960 | 60 | 30 | SURVEY | 100032650 | 998344 |  | 18 |  | Detailed survey including route alignment, profiling and tower spotting using Total stations etc | KM | 13 |  | Included | 0 | 0 | 0
2 | 7000030934 | 4960 | 60 | 40 | SURVEY | 100032651 | 998344 |  | 18 |  | Detailed survey including route alignment, profiling and tower spotting using ALTM (Airborne Laser Terrain Modeling)/ Aerial LiDARtechniques | KM | 82 |  | Included | 0 | 0 | 0
3 | 7000030934 | 4960 | 60 | 50 | SURVEY | 100001243 | 998344 |  | 18 |  | Check survey | KM | 102 |  | Included | 0 | 0 | 0
4 | 7000030934 | 4960 | 60 | 60 | SURVEY | 100056953 | 998344 |  | 18 |  | Land scheduling for the purpose of Compensation including identification of villages, collection and digitisation of Cadastralmaps, identification of ownership based on Plot/Khasras etc as per TS | KM | 102 |  | Included | 0 | 0 | 0
5 | 7000030934 | 4970 | 70 | 10 | Soil Investigation | 100001244 | 998342 |  | 18 |  | Detailed soil investigation: All kinds of soils except fissured rock and hard rock | EA | 7 |  | Included | 0 | 0 | 0
6 | 7000030934 | 4970 | 70 | 20 | Soil Investigation | 100001245 | 998342 |  | 18 |  | Detailed soil investigation: Fissured Rock | EA | 14 |  | Included | 0 | 0 | 0
7 | 7000030934 | 4970 | 70 | 30 | Soil Investigation | 100001246 | 998342 |  | 18 |  | Detailed soil investigation: Hard Rock | EA | 2 |  | Included | 0 | 0 | 0
8 | 7000030934 | 4980 | 80 | 10 | Benching | 100001252 | 995432 |  | 18 |  | Benching: All kinds of soils except fissured rock,hard rock and sandy soil | M3 | 41248 |  | Included | 0 | 0 | 0
9 | 7000030934 | 4980 | 80 | 20 | Benching | 100001253 | 995432 |  | 18 |  | Benching: Fissured Rock | M3 | 30702 |  | Included | 0 | 0 | 0
10 | 7000030934 | 4980 | 80 | 30 | Benching | 100001254 | 995432 |  | 18 |  | Benching:Hard Rock | M3 | 4599 |  | Included | 0 | 0 | 0
11 | 7000030934 | 5160 | 95 | 40 | Work associated with tower fdn | 100001255 | 995433 |  | 18 |  | Excavation : Dry Soil | M3 | 95410 |  | Included | 0 | 0 | 0
12 | 7000030934 | 5160 | 95 | 50 | Work associated with tower fdn | 100001257 | 995433 |  | 18 |  | Excavation: Dry Fissured Rock | M3 | 180506 |  | Included | 0 | 0 | 0
13 | 7000030934 | 5160 | 95 | 60 | Work associated with tower fdn | 100001259 | 995433 |  | 18 |  | Excavation: Hard Rock | M3 | 2075 |  | Included | 0 | 0 | 0
14 | 7000030934 | 5160 | 95 | 70 | Work associated with tower fdn | 100001263 | 995455 |  | 18 |  | Installation of stub including bolts and nuts : For Normal Towers | MT | 489 |  | Included | 0 | 0 | 0
15 | 7000030934 | 5160 | 95 | 80 | Work associated with tower fdn | 100001256 | 995433 |  | 18 |  | Excavation: Wet Soil | M3 | 35751 |  | Included | 0 | 0 | 0
16 | 7000030934 | 5160 | 95 | 90 | Work associated with tower fdn | 100001260 | 995454 |  | 18 |  | Concreting (including all associated works related to foundation not covered in excavation and reinforcemt steel works : concreting(1:1.5:3) | M3 | 82667 |  | Included | 0 | 0 | 0
17 | 7000030934 | 5160 | 95 | 100 | Work associated with tower fdn | 100001261 | 995454 |  | 18 |  | Concreting (including all associated works related to foundation not covered in excavation and reinforcemt steel works : LeanConcrete (1:3:6) | M3 | 4630 |  | Included | 0 | 0 | 0
18 | 7000030934 | 5860 | 98 | 30 | Work associated with tower fdn02 | 100001262 | 995454 |  | 18 |  | Reinforcement Steel : Supply and placement | MT | 5930 |  | Included | 0 | 0 | 0
19 | 7000030934 | 5330 | 105 | 10 | Tower Erection | 100001248 | 995455 |  | 18 |  | Erection of various types of towers, tower extensions (complete), bolts & nuts, hangers, d-shackles, step bolts, pack washers etc.including tack welding & supply & application of zinc rich paint : Normal towers | MT | 14640 |  | Included | 0 | 0 | 0
20 | 7000030934 | 4990 | 110 | 10 | Installation of earthing of towers | 100001269 | 995468 |  | 18 |  | Installation of earthing of towers: Pipe Type | EA | 108 |  | Included | 0 | 0 | 0
21 | 7000030934 | 4990 | 110 | 20 | Installation of earthing of towers | 100002202 | 995468 |  | 18 |  | Installation of Shieldwire Earthingincluding PG clamps, Downlead clampsand Earthwire bits i.e Shield wireearthing (Pipe Type/counterpoise type)shall be an addition to earthing oftowers (Pipe type/ counterpoisetype)-Pipe type | EA | 4 |  | Included | 0 | 0 | 0
22 | 7000030934 | 4990 | 110 | 30 | Installation of earthing of towers | 100004928 | 998731 |  | 18 |  | ROD TYPE EARTHING | EA | 115 |  | Included | 0 | 0 | 0
23 | 7000030934 | 4990 | 110 | 40 | Installation of earthing of towers | 170002471 | 995468 |  | 18 |  | Installation of Chemical earthing of towers: Pipe Type . | EA | 7 |  | Included | 0 | 0 | 0
24 | 7000030934 | 4990 | 110 | 50 | Installation of earthing of towers | 100001270 | 995468 |  | 18 |  | Installation of earthing of towers: Counterpoise type (120 m length) | EA | 104 |  | Included | 0 | 0 | 0
25 | 7000030934 | 4990 | 110 | 60 | Installation of earthing of towers | 100008105 | 995468 |  | 18 |  | Installation of Chemical earthing of towers: Counterpoise Type (120m length). | EA | 6 |  | Included | 0 | 0 | 0
26 | 7000030934 | 4990 | 110 | 80 | Installation of earthing of towers | 100008106 | 995468 |  | 18 |  | Installation of Chemical earthing of towers: Counterpoise Type (280m length). | EA | 6 |  | Included | 0 | 0 | 0
27 | 7000030934 | 4990 | 110 | 90 | Installation of earthing of towers | 100001272 | 995468 |  | 18 |  | Installation of earthing of towers: Counterpoise type (280 m length)* | EA | 104 |  | Included | 0 | 0 | 0
28 | 7000030934 | 4990 | 110 | 100 | Installation of earthing of towers | 100018257 | 995455 |  | 18 |  | Installation of Shieldwire Earthing Counterpoise (4X30M) type including PG clamps, Downlead clamps and Earthwire bits. Shieldwireearthing (Pipe Type/counterpoise type) shall be an in addition to Tower Earthing (Pipe type/counterpoise type) | EA | 13 |  | Included | 0 | 0 | 0
29 | 7000030934 | 5000 | 120 | 10 | Installation of the following tower acce | 100001274 | 995444 |  | 18 |  | Installation of tower accessories : Danger Plate | EA | 333 |  | Included | 0 | 0 | 0
30 | 7000030934 | 5000 | 120 | 20 | Installation of the following tower acce | 100001275 | 995444 |  | 18 |  | Installation of tower accessories: Number Plate | EA | 333 |  | Included | 0 | 0 | 0
31 | 7000030934 | 5000 | 120 | 30 | Installation of the following tower acce | 100001277 | 995444 |  | 18 |  | Installation of tower accessories: Anti-Climbing Devices | EA | 333 |  | Included | 0 | 0 | 0
32 | 7000030934 | 5000 | 120 | 40 | Installation of the following tower acce | 100002534 | 995444 |  | 18 |  | Installation of Pole Plate (Set of two) | SET | 333 |  | Included | 0 | 0 | 0
33 | 7000030934 | 5000 | 120 | 50 | Installation of the following tower acce | 100007310 | 995468 |  | 18 |  | Installation of Bird diverter . | EA | 730 |  | Included | 0 | 0 | 0
34 | 7000030934 | 5010 | 130 | 10 | Protection of Tower Footing | 100001264 | 995456 |  | 18 |  | Protection of tower footing (supply and installation): ' Random rubble stone masonary including excavation (1:5 cement mortar) | M3 | 8521 |  | Included | 0 | 0 | 0
35 | 7000030934 | 5010 | 130 | 20 | Protection of Tower Footing | 100001265 | 995456 |  | 18 |  | Protection of tower footing (supply and installation): Stone Bound in Galvanising wire netting including excavation | M3 | 2983 |  | Included | 0 | 0 | 0
36 | 7000030934 | 5010 | 130 | 30 | Protection of Tower Footing | 100001268 | 995456 |  | 18 |  | Protection of tower footing (supply and installation): Backfilling and gap levelling of volumes enclosed by revetment | M3 | 556 |  | Included | 0 | 0 | 0
37 | 7000030934 | 5010 | 130 | 40 | Protection of Tower Footing | 100001267 | 995456 |  | 18 |  | Protection of tower footing (supply and installation): M 15 (1:2:4) mixed concrete for top seal cover of revetment | M3 | 248 |  | Included | 0 | 0 | 0
38 | 7000030934 | 5020 | 140 | 10 | Stringining | 100013816 | 995468 |  | 18 |  | Installation of insulator strings complete with arcing horns and necessary hardware, installing and stringing of conductor includingfixing of conductor accessories, installing and stringing of earthwire/OPGW including fixing of earthwire/OPGW accessories for 350kVHVDC Line with QUAD bundle IN Hilly Terrain(4 Pole) | KM | 44 |  | Included | 0 | 0 | 0
39 | 7000030934 | 5020 | 140 | 20 | Stringining | 100056951 | 995469 |  | 18 |  | Installation of insulator strings complete with arcing horns and necessary hardware, installing and stringing of conductor includingfixing of conductor accessories, iinstallation and stringing of earthwire /OPGW including fixing of earthwire/OPGW and itsaccessories for Bipole 350kV HVDC Line with Quad bundle conductor through Drone as per technical specification | KM | 58 |  | Included | 0 | 0 | 0
40 | 7000030934 | 5130 | 270 | 10 | ERECTION OF AVIATION REQUIREMENT | 100001282 | 995444 |  | 18 |  | Installation of Span Markers for aviation requirements | EA | 219 |  | Included | 0 | 0 | 0
41 | 7000030934 | 5130 | 270 | 20 | ERECTION OF AVIATION REQUIREMENT | 100001283 | 995444 |  | 18 |  | Installation of Obstruction Lights for Aviation requirements 1 Medium Intensity Plus 2 Low Intensity | SET | 219 |  | Included | 0 | 0 | 0
42 | 7000030934 | 5130 | 270 | 30 | ERECTION OF AVIATION REQUIREMENT | 100001285 | 995473 |  | 18 |  | Painting of towers | MT | 2190 |  | Included | 0 | 0 | 0
43 | 7000030934 | 6000 | 441 | 10 | TOWER TESTING | 100056515 | 998346 |  | 18 |  | DEVELOPMENT OF STRUCTURAL DRAWINGS, SHOP DRAWING , BILL OF MATERIALS AND THEIR REVISIONS FOR TOWERS INCLUDING ALL TYPES OF BODYEXTENSION, LEG EXTENSIONS, STUB AND STUB SETTING TEMPLATE DRAWING AS PER EMPLOYERâ€™S SUPPLIED SINGLE LINE DIAGRAM AND TECHNICALSPECIFICATION FOR FOR 350KV HVDC TOWER FOR NON TESTED BODY AND LEG EXTENSIONS FOR TOWER TYPE: B | EA | 10 |  | Included | 0 | 0 | 0
44 | 7000030934 | 6000 | 441 | 20 | TOWER TESTING | 100056516 | 998346 |  | 18 |  | DEVELOPMENT OF STRUCTURAL DRAWINGS, PROTO CORRECTED STRUCTURAL AND SHOP DRAWING , BILL OF MATERIALS AND THEIR REVISIONS FOR TOWERSINCLUDING ALL TYPES OF BODY EXTENSION, LEG EXTENSIONS, STUB AND STUB SETTING TEMPLATE DRAWING AS PER EMPLOYERâ€™S SUPPLIED SINGLELINE DIAGRAM AND TECHNICAL SPECIFICATION, FABRICATION/REFABRICATION, PROTO ASSEMBLY AND TRANSPORTATION OF TEST TOWER TO TEST BED FORFOR 350KV HVDC TOWER FOR TEST TOWER TYPE: B | MT | 35 |  | Included | 0 | 0 | 0
45 | 7000030934 | 6000 | 441 | 30 | TOWER TESTING | 100056517 | 998346 |  | 18 |  | ERECTION/DISMANTLINGÂ OF TOWER AND/OR TOWER PARTS ON THE TOWER TESTING BED AS PER SPECIFICATION FOR FOR 350KV HVDC TOWER FOR TOWERTYPE: B | MT | 35 |  | Included | 0 | 0 | 0
46 | 7000030934 | 6000 | 441 | 40 | TOWER TESTING | 100056518 | 998346 |  | 18 |  | TESTING OF TEST TOWER FOR RELIABILITY FOR FOR 350KV HVDC TOWER FOR TOWER TYPE: B | EA | 2 |  | Included | 0 | 0 | 0
47 | 7000030934 | 6000 | 441 | 50 | TOWER TESTING | 100056519 | 998346 |  | 18 |  | TESTING OF TEST TOWER FOR SECURITY FOR FOR 350KV HVDC TOWER FOR TOWER TYPE: B | EA | 6 |  | Included | 0 | 0 | 0
48 | 7000030934 | 6000 | 441 | 60 | TOWER TESTING | 100056520 | 998346 |  | 18 |  | TESTING OF TEST TOWER FOR SAFETY FOR FOR 350KV HVDC TOWER FOR TOWER TYPE: B | EA | 2 |  | Included | 0 | 0 | 0
49 | 7000030934 | 6000 | 441 | 70 | TOWER TESTING | 100056521 | 998346 |  | 18 |  | DESTRUCTION TESTING OF TOWER FOR FOR 350KV HVDC TOWER FOR TOWER TYPE: B | EA | 1 |  | Included | 0 | 0 | 0
50 | 7000030934 | 6000 | 441 | 80 | TOWER TESTING | 100056522 | 998346 |  | 18 |  | DEVELOPMENT OF STRUCTURAL DRAWINGS, SHOP DRAWING , BILL OF MATERIALS AND THEIR REVISIONS FOR TOWERS INCLUDING ALL TYPES OF BODYEXTENSION, LEG EXTENSIONS, STUB AND STUB SETTING TEMPLATE DRAWING AS PER EMPLOYERâ€™S SUPPLIED SINGLE LINE DIAGRAM AND TECHNICALSPECIFICATION FOR FOR 350KV HVDC TOWER FOR NON TESTED BODY AND LEG EXTENSIONS FOR TOWER TYPE: C | EA | 10 |  | Included | 0 | 0 | 0
51 | 7000030934 | 6000 | 441 | 90 | TOWER TESTING | 100056523 | 998346 |  | 18 |  | DEVELOPMENT OF STRUCTURAL DRAWINGS, PROTO CORRECTED STRUCTURAL AND SHOP DRAWING , BILL OF MATERIALS AND THEIR REVISIONS FOR TOWERSINCLUDING ALL TYPES OF BODY EXTENSION, LEG EXTENSIONS, STUB AND STUB SETTING TEMPLATE DRAWING AS PER EMPLOYERâ€™S SUPPLIED SINGLELINE DIAGRAM AND TECHNICAL SPECIFICATION, FABRICATION/REFABRICATION, PROTO ASSEMBLY AND TRANSPORTATION OF TEST TOWER TO TEST BED FORFOR 350KV HVDC TOWER FOR TEST TOWER TYPE: C | MT | 40 |  | Included | 0 | 0 | 0
52 | 7000030934 | 6000 | 441 | 100 | TOWER TESTING | 100056524 | 998346 |  | 18 |  | ERECTION/DISMANTLINGÂ OF TOWER AND/OR TOWER PARTS ON THE TOWER TESTING BED AS PER SPECIFICATION FOR FOR 350KV HVDC TOWER FOR TOWERTYPE: C | MT | 40 |  | Included | 0 | 0 | 0
53 | 7000030934 | 6000 | 441 | 110 | TOWER TESTING | 100056525 | 998346 |  | 18 |  | TESTING OF TEST TOWER FOR RELIABILITY FOR FOR 350KV HVDC TOWER FOR TOWER TYPE: C | EA | 2 |  | Included | 0 | 0 | 0
54 | 7000030934 | 6000 | 441 | 120 | TOWER TESTING | 100056526 | 998346 |  | 18 |  | TESTING OF TEST TOWER FOR SECURITY FOR FOR 350KV HVDC TOWER FOR TOWER TYPE: C | EA | 6 |  | Included | 0 | 0 | 0
55 | 7000030934 | 6000 | 441 | 130 | TOWER TESTING | 100056527 | 998346 |  | 18 |  | TESTING OF TEST TOWER FOR SAFETY FOR FOR 350KV HVDC TOWER FOR TOWER TYPE: C | EA | 2 |  | Included | 0 | 0 | 0
56 | 7000030934 | 6000 | 441 | 140 | TOWER TESTING | 100056528 | 998346 |  | 18 |  | DESTRUCTION TESTING OF TOWER FOR FOR 350KV HVDC TOWER FOR TOWER TYPE: C | EA | 1 |  | Included | 0 | 0 | 0
57 | 7000030934 | 6000 | 441 | 150 | TOWER TESTING | 100056529 | 998346 |  | 18 |  | DEVELOPMENT OF STRUCTURAL DRAWINGS, SHOP DRAWING , BILL OF MATERIALS AND THEIR REVISIONS FOR TOWERS INCLUDING ALL TYPES OF BODYEXTENSION, LEG EXTENSIONS, STUB AND STUB SETTING TEMPLATE DRAWING AS PER EMPLOYERâ€™S SUPPLIED SINGLE LINE DIAGRAM AND TECHNICALSPECIFICATION FOR FOR 350KV HVDC TOWER FOR NON TESTED BODY AND LEG EXTENSIONS FOR TOWER TYPE: D | EA | 10 |  | Included | 0 | 0 | 0
58 | 7000030934 | 6000 | 441 | 160 | TOWER TESTING | 100056530 | 998346 |  | 18 |  | DEVELOPMENT OF STRUCTURAL DRAWINGS, PROTO CORRECTED STRUCTURAL AND SHOP DRAWING , BILL OF MATERIALS AND THEIR REVISIONS FOR TOWERSINCLUDING ALL TYPES OF BODY EXTENSION, LEG EXTENSIONS, STUB AND STUB SETTING TEMPLATE DRAWING AS PER EMPLOYERâ€™S SUPPLIED SINGLELINE DIAGRAM AND TECHNICAL SPECIFICATION, FABRICATION/REFABRICATION, PROTO ASSEMBLY AND TRANSPORTATION OF TEST TOWER TO TEST BED FORFOR 350KV HVDC TOWER FOR TEST TOWER TYPE: D | MT | 53 |  | Included | 0 | 0 | 0
59 | 7000030934 | 6000 | 441 | 170 | TOWER TESTING | 100056531 | 998346 |  | 18 |  | ERECTION/DISMANTLINGÂ OF TOWER AND/OR TOWER PARTS ON THE TOWER TESTING BED AS PER SPECIFICATION FOR FOR 350KV HVDC TOWER FOR TOWERTYPE: D | MT | 53 |  | Included | 0 | 0 | 0
60 | 7000030934 | 6000 | 441 | 180 | TOWER TESTING | 100056532 | 998346 |  | 18 |  | TESTING OF TEST TOWER FOR RELIABILITY FOR FOR 350KV HVDC TOWER FOR TOWER TYPE: D | EA | 4 |  | Included | 0 | 0 | 0
61 | 7000030934 | 6000 | 441 | 190 | TOWER TESTING | 100056533 | 998346 |  | 18 |  | TESTING OF TEST TOWER FOR SECURITY FOR FOR 350KV HVDC TOWER FOR TOWER TYPE: D | EA | 6 |  | Included | 0 | 0 | 0
62 | 7000030934 | 6000 | 441 | 200 | TOWER TESTING | 100056534 | 998346 |  | 18 |  | TESTING OF TEST TOWER FOR SAFETY FOR FOR 350KV HVDC TOWER FOR TOWER TYPE: D | EA | 2 |  | Included | 0 | 0 | 0
63 | 7000030934 | 6000 | 441 | 210 | TOWER TESTING | 100056535 | 998346 |  | 18 |  | DESTRUCTION TESTING OF TOWER FOR FOR 350KV HVDC TOWER FOR TOWER TYPE: D | EA | 1 |  | Included | 0 | 0 | 0
64 | 7000030934 | 6450 | 450 | 10 | CABLE BYPASS ARRANGEMENT | 100056872 | 995469 |  | 18 |  | Cable bypass arrangement of 11KV Powerline crossing including arrangement of required cables and all other accessories, works, etcfor bypass arrangement and restoration of line. | EA | 102 |  | Included | 0 | 0 | 0
65 | 7000030934 | 6450 | 450 | 20 | CABLE BYPASS ARRANGEMENT | 100056873 | 995469 |  | 18 |  | Cable bypass arrangement of 33KV Powerline crossing including arrangement of required cables and all other accessories,works etc forbypass arrangement and restoration of line. | EA | 20 |  | Included | 0 | 0 | 0
66 | 7000030934 | 6450 | 450 | 30 | CABLE BYPASS ARRANGEMENT | 100056874 | 995469 |  | 18 |  | Cable bypass arrangement of LT lines including arrangement of required cables and all other accessories, works etc for bypassarrangement and restoration of line. | EA | 82 |  | Included | 0 | 0 | 0
67 | 7000030934 | 5460 | 480 | 10 | Services: OPGW 87km S-S part1 Peak 1 | 170000266 | 998716 |  | 18 |  | Installation of Joint box above ground (Including Splicing & Testing) : 48 fibres | EA | 33 |  | Included | 0 | 0 | 0
68 | 7000030934 | 5590 | 510 | 10 | Services: OPGW 87km S-S part1 Peak 2 | 170000266 | 998716 |  | 18 |  | Installation of Joint box above ground (Including Splicing & Testing) : 48 fibres | EA | 33 |  | Included | 0 | 0 | 0
69 | 7000030934 | 5720 | 540 | 10 | Services:OPGW WZ-2 15km S-S part2 Peak 1 | 170000266 | 998716 |  | 18 |  | Installation of Joint box above ground (Including Splicing & Testing) : 48 fibres | EA | 7 |  | Included | 0 | 0 | 0
70 | 7000030934 | 5850 | 570 | 10 | Services:OPGW WZ-2 15km S-S part2 Peak 2 | 170000266 | 998716 |  | 18 |  | Installation of Joint box above ground (Including Splicing & Testing) : 48 fibres | EA | 7 |  | Included | 0 | 0 | 0
71 | 7000030934 | 5870 | 590 | 10 | Labour camp | 100023085 | 995455 |  | 18 |  | ESTABLISHMENT OF LABOUR CAMPS AS PER PROVISION UNDER FACILITIES TO BE INCORPORATED FOR LABOURERS IN TECHNICAL SPECIFICATION | LS | 1 |  | Included | 0 | 0 | 0
72 | 7000030934 | 5980 | 610 | 20 | SPECIAL TOWERS SERVICE(FDN) | 100001257 | 995433 |  | 18 |  | Excavation: Dry Fissured Rock | M3 | 5087 |  | Included | 0 | 0 | 0
73 | 7000030934 | 5980 | 610 | 40 | SPECIAL TOWERS SERVICE(FDN) | 100001263 | 995455 |  | 18 |  | Installation of stub including bolts and nuts : For Normal Towers | MT | 10 |  | Included | 0 | 0 | 0
74 | 7000030934 | 5980 | 610 | 60 | SPECIAL TOWERS SERVICE(FDN) | 100001260 | 995454 |  | 18 |  | Concreting (including all associated works related to foundation not covered in excavation and reinforcemt steel works : concreting(1:1.5:3) | M3 | 1450 |  | Included | 0 | 0 | 0
75 | 7000030934 | 5980 | 610 | 70 | SPECIAL TOWERS SERVICE(FDN) | 100001261 | 995454 |  | 18 |  | Concreting (including all associated works related to foundation not covered in excavation and reinforcemt steel works : LeanConcrete (1:3:6) | M3 | 80 |  | Included | 0 | 0 | 0
76 | 7000030934 | 5980 | 610 | 80 | SPECIAL TOWERS SERVICE(FDN) | 100001262 | 995454 |  | 18 |  | Reinforcement Steel : Supply and placement | MT | 101 |  | Included | 0 | 0 | 0
77 | 7000030934 | 5990 | 620 | 10 | SPECIAL TOWER ERECTION | 100001248 | 995455 |  | 18 |  | Erection of various types of towers, tower extensions (complete), bolts & nuts, hangers, d-shackles, step bolts, pack washers etc.including tack welding & supply & application of zinc rich paint : Normal towers | MT | 436 |  | Included | 0 | 0 | 0
78 | 7000030934 | 6010 | 630 | 10 | SPECIAL TOWER TESTING | 100056558 | 998346 |  | 18 |  | DEVELOPMENT OF STRUCTURAL DRAWINGS, SHOP DRAWING , BILL OF MATERIALS AND THEIR REVISIONS FOR TOWERS INCLUDING ALL TYPES OF BODYEXTENSION, LEG EXTENSIONS, STUB AND STUB SETTING TEMPLATE DRAWING AS PER EMPLOYERâ€™S SUPPLIED SINGLE LINE DIAGRAM AND TECHNICALSPECIFICATION FOR FOR 350KV HVDC SPECIAL TOWER FOR NON TESTED BODY AND LEG EXTENSIONS FOR TOWER TYPE: SPB | EA | 10 |  | Included | 0 | 0 | 0
79 | 7000030934 | 6010 | 630 | 20 | SPECIAL TOWER TESTING | 100056559 | 998346 |  | 18 |  | DEVELOPMENT OF STRUCTURAL DRAWINGS, PROTO CORRECTED STRUCTURAL AND SHOP DRAWING , BILL OF MATERIALS AND THEIR REVISIONS FOR TOWERSINCLUDING ALL TYPES OF BODY EXTENSION, LEG EXTENSIONS, STUB AND STUB SETTING TEMPLATE DRAWING AS PER EMPLOYERâ€™S SUPPLIED SINGLELINE DIAGRAM AND TECHNICAL SPECIFICATION, FABRICATION/REFABRICATION, PROTO ASSEMBLY AND TRANSPORTATION OF TEST TOWER TO TEST BED FORFOR 350KV HVDC SPECIAL TOWER FOR TEST TOWER TYPE: SPB | MT | 135 |  | Included | 0 | 0 | 0
80 | 7000030934 | 6010 | 630 | 30 | SPECIAL TOWER TESTING | 100056560 | 998346 |  | 18 |  | ERECTION/DISMANTLINGÂ OF TOWER AND/OR TOWER PARTS ON THE TOWER TESTING BED AS PER SPECIFICATION FOR FOR 350KV HVDC SPECIAL TOWERFOR TOWER TYPE: SPB | MT | 135 |  | Included | 0 | 0 | 0
81 | 7000030934 | 6010 | 630 | 40 | SPECIAL TOWER TESTING | 100056561 | 998346 |  | 18 |  | TESTING OF TEST TOWER FOR RELIABILITY FOR FOR 350KV HVDC SPECIAL TOWER FOR TOWER TYPE: SPB | EA | 2 |  | Included | 0 | 0 | 0
82 | 7000030934 | 6010 | 630 | 50 | SPECIAL TOWER TESTING | 100056562 | 998346 |  | 18 |  | TESTING OF TEST TOWER FOR SECURITY FOR FOR 350KV HVDC SPECIAL TOWER FOR TOWER TYPE: SPB | EA | 5 |  | Included | 0 | 0 | 0
83 | 7000030934 | 6010 | 630 | 60 | SPECIAL TOWER TESTING | 100056563 | 998346 |  | 18 |  | TESTING OF TEST TOWER FOR SAFETY FOR FOR 350KV HVDC SPECIAL TOWER FOR TOWER TYPE: SPB | EA | 2 |  | Included | 0 | 0 | 0
84 | 7000030934 | 6010 | 630 | 70 | SPECIAL TOWER TESTING | 100056564 | 998346 |  | 18 |  | DESTRUCTION TESTING OF TOWER FOR FOR 350KV HVDC SPECIAL TOWER FOR TOWER TYPE: SPB | EA | 1 |  | Included | 0 | 0 | 0
85 | 7000030934 | 6010 | 630 | 80 | SPECIAL TOWER TESTING | 100056565 | 998346 |  | 18 |  | DEVELOPMENT OF STRUCTURAL DRAWINGS, SHOP DRAWING , BILL OF MATERIALS AND THEIR REVISIONS FOR TOWERS INCLUDING ALL TYPES OF BODYEXTENSION, LEG EXTENSIONS, STUB AND STUB SETTING TEMPLATE DRAWING AS PER EMPLOYERâ€™S SUPPLIED SINGLE LINE DIAGRAM AND TECHNICALSPECIFICATION FOR FOR 350KV HVDC SPECIAL TOWER FOR NON TESTED BODY AND LEG EXTENSIONS FOR TOWER TYPE: SPC | EA | 10 |  | Included | 0 | 0 | 0
86 | 7000030934 | 6010 | 630 | 90 | SPECIAL TOWER TESTING | 100056566 | 998346 |  | 18 |  | DEVELOPMENT OF STRUCTURAL DRAWINGS, PROTO CORRECTED STRUCTURAL AND SHOP DRAWING , BILL OF MATERIALS AND THEIR REVISIONS FOR TOWERSINCLUDING ALL TYPES OF BODY EXTENSION, LEG EXTENSIONS, STUB AND STUB SETTING TEMPLATE DRAWING AS PER EMPLOYERâ€™S SUPPLIED SINGLELINE DIAGRAM AND TECHNICAL SPECIFICATION, FABRICATION/REFABRICATION, PROTO ASSEMBLY AND TRANSPORTATION OF TEST TOWER TO TEST BED FORFOR 350KV HVDC SPECIAL TOWER FOR TOWER TYPE: SPC | MT | 155 |  | Included | 0 | 0 | 0
87 | 7000030934 | 6010 | 630 | 100 | SPECIAL TOWER TESTING | 100056567 | 998346 |  | 18 |  | ERECTION/DISMANTLINGÂ OF TOWER AND/OR TOWER PARTS ON THE TOWER TESTING BED AS PER SPECIFICATION FOR FOR 350KV HVDC SPECIAL TOWERFOR TOWER TYPE: SPC | MT | 155 |  | Included | 0 | 0 | 0
88 | 7000030934 | 6010 | 630 | 110 | SPECIAL TOWER TESTING | 100056568 | 998346 |  | 18 |  | TESTING OF TEST TOWER FOR RELIABILITY FOR FOR 350KV HVDC SPECIAL TOWER FOR TOWER TYPE: SPC | EA | 2 |  | Included | 0 | 0 | 0
89 | 7000030934 | 6010 | 630 | 120 | SPECIAL TOWER TESTING | 100056569 | 998346 |  | 18 |  | TESTING OF TEST TOWER FOR SECURITY FOR FOR 350KV HVDC SPECIAL TOWER FOR TOWER TYPE: SPC | EA | 5 |  | Included | 0 | 0 | 0
90 | 7000030934 | 6010 | 630 | 130 | SPECIAL TOWER TESTING | 100056570 | 998346 |  | 18 |  | TESTING OF TEST TOWER FOR SAFETY FOR FOR 350KV HVDC SPECIAL TOWER FOR TOWER TYPE: SPC | EA | 2 |  | Included | 0 | 0 | 0
91 | 7000030934 | 6010 | 630 | 140 | SPECIAL TOWER TESTING | 100056571 | 998346 |  | 18 |  | DESTRUCTION TESTING OF TOWER FOR FOR 350KV HVDC SPECIAL TOWER FOR TOWER TYPE: SPC | EA | 1 |  | Included | 0 | 0 | 0
92 | 7000030934 | 6010 | 630 | 150 | SPECIAL TOWER TESTING | 100056572 | 998346 |  | 18 |  | DEVELOPMENT OF STRUCTURAL DRAWINGS, SHOP DRAWING , BILL OF MATERIALS AND THEIR REVISIONS FOR TOWERS INCLUDING ALL TYPES OF BODYEXTENSION, LEG EXTENSIONS, STUB AND STUB SETTING TEMPLATE DRAWING AS PER EMPLOYERâ€™S SUPPLIED SINGLE LINE DIAGRAM AND TECHNICALSPECIFICATION FOR FOR 350KV HVDC SPECIAL TOWER FOR NON TESTED BODY AND LEG EXTENSIONS FOR TOWER TYPE: SPD | EA | 10 |  | Included | 0 | 0 | 0
93 | 7000030934 | 6010 | 630 | 160 | SPECIAL TOWER TESTING | 100056573 | 998346 |  | 18 |  | DEVELOPMENT OF STRUCTURAL DRAWINGS, PROTO CORRECTED STRUCTURAL AND SHOP DRAWING , BILL OF MATERIALS AND THEIR REVISIONS FOR TOWERSINCLUDING ALL TYPES OF BODY EXTENSION, LEG EXTENSIONS, STUB AND STUB SETTING TEMPLATE DRAWING AS PER EMPLOYERâ€™S SUPPLIED SINGLELINE DIAGRAM AND TECHNICAL SPECIFICATION, FABRICATION/REFABRICATION, PROTO ASSEMBLY AND TRANSPORTATION OF TEST TOWER TO TEST BED FORFOR 350KV HVDC SPECIAL TOWER FOR TOWER TYPE: SPD | MT | 200 |  | Included | 0 | 0 | 0
94 | 7000030934 | 6010 | 630 | 170 | SPECIAL TOWER TESTING | 100056574 | 998346 |  | 18 |  | ERECTION/DISMANTLINGÂ OF TOWER AND/OR TOWER PARTS ON THE TOWER TESTING BED AS PER SPECIFICATION FOR FOR 350KV HVDC SPECIAL TOWERFOR TOWER TYPE: SPD | MT | 200 |  | Included | 0 | 0 | 0
95 | 7000030934 | 6010 | 630 | 180 | SPECIAL TOWER TESTING | 100056575 | 998346 |  | 18 |  | TESTING OF TEST TOWER FOR RELIABILITY FOR FOR 350KV HVDC SPECIAL TOWER FOR TOWER TYPE: SPD | EA | 4 |  | Included | 0 | 0 | 0
96 | 7000030934 | 6010 | 630 | 190 | SPECIAL TOWER TESTING | 100056576 | 998346 |  | 18 |  | TESTING OF TEST TOWER FOR SECURITY FOR FOR 350KV HVDC SPECIAL TOWER FOR TOWER TYPE: SPD | EA | 5 |  | Included | 0 | 0 | 0
97 | 7000030934 | 6010 | 630 | 200 | SPECIAL TOWER TESTING | 100056577 | 998346 |  | 18 |  | TESTING OF TEST TOWER FOR SAFETY FOR FOR 350KV HVDC SPECIAL TOWER FOR TOWER TYPE: SPD | EA | 2 |  | Included | 0 | 0 | 0
98 | 7000030934 | 6010 | 630 | 210 | SPECIAL TOWER TESTING | 100056578 | 998346 |  | 18 |  | DESTRUCTION TESTING OF TOWER FOR FOR 350KV HVDC SPECIAL TOWER FOR TOWER TYPE: SPD | EA | 1 |  | Included | 0 | 0 | 0
99 | 7000030934 | 6430 | 670 | 10 | Repeater Services Peak 1 | 170005262 | 998336 |  | 18 |  | Installation of 96F (DWSM) OPGW along with hardware fittings and vibration damper in offline condition | KM | 5 |  | Included | 0 | 0 | 0
100 | 7000030934 | 6430 | 670 | 20 | Repeater Services Peak 1 | 170005264 | 998716 |  | 18 |  | Installation of Joint box above ground(including splicing & testing)-96Fibre | EA | 3 |  | Included | 0 | 0 | 0
101 | 7000030934 | 6430 | 670 | 30 | Repeater Services Peak 1 | 170005260 | 998336 |  | 18 |  | Fibre Optic Approach cabling: Including installation hardware like GI pipe, elbow, conduits, accessories etc.: 96 Fibre | KM | 0.3 |  | Included | 0 | 0 | 0
102 | 7000030934 | 6440 | 680 | 10 | Repeater Services Peak 2 | 170005262 | 998336 |  | 18 |  | Installation of 96F (DWSM) OPGW along with hardware fittings and vibration damper in offline condition | KM | 5 |  | Included | 0 | 0 | 0
103 | 7000030934 | 6440 | 680 | 20 | Repeater Services Peak 2 | 170005264 | 998716 |  | 18 |  | Installation of Joint box above ground(including splicing & testing)-96Fibre | EA | 3 |  | Included | 0 | 0 | 0
104 | 7000030934 | 6440 | 680 | 30 | Repeater Services Peak 2 | 170005260 | 998336 |  | 18 |  | Fibre Optic Approach cabling: Including installation hardware like GI pipe, elbow, conduits, accessories etc.: 96 Fibre | KM | 0.3 |  | Included | 0 | 0 | 0
[11 empty] | Total Installation Charges |  |  |  | 0 |  |  | 0
[11 empty] | Total GST as confirmed by Bidder |  |  |  |  | 0
* | In case the bidder leaves the cell for confirmation of the SAC and/or GST rate “blank”, the SAC and corresponding GST rate indicated by the Employer shall be deemed to be the one confirmed by the Bidder.
Date : |  |  | --
Place : | [11 empty] | Printed Name :
Designation :
Click for Sch-4

## Sch-3 Dis (hidden)
Specification No.: CC/NT/W-TW/DOM/A02/25/06306 |  |  |  |  | Schedule - 3
Tower Package TW05 for (i). Solang Valley-Sundernagar (Part-I) section of +/-350 KV HVDC Pang-Kaithal line (ii). Solang Valley-Sundernagar (Part-II) section of +/-350 KV HVDC Pang-Kaithal line associated with Transmission system for evacuation of RE power from renewable energy parks in Leh (5 GW Leh-Kaithal transmission corridor). | [7 empty] | As per Lum-sum |  | 0%
(SCHEDULE OF RATES AND PRICES : ERECTION CHARGES) | [7 empty] | AS per Percent |  | #REF!
[8 empty] | As per lum-sum on Sch-3 |  | 0%
Bidder’s Name and Address (Lead Partner) : |  |  |  | To: |  |  |  | As per Percent on Sch-3 |  | #REF!
|  |  |  | Contracts Services, 3rd Floor |  |  |  | Total Discount |  | #REF!
Name : |  |  |  | Power Grid Corporation of India Ltd.,
Address : |  |  |  | "Saudamini", Plot No.-2
|  |  |  | Sector-29, |  |  |  | Multipackage lum-sum |  | 0%
Gurgaon (Haryana) - 122001
[5 empty] | All Prices are in Indian Rupees. |  |  |  | Amount after Discount (Rs.) |  | Dis Alert | Amount after MPD (Rs.)
SI. No. | Description | Unit | Quantity | Unit Erection Charges | Total Erection Charges |  |  |  | Unit Erection Charges | Total Erection Charges |  | Unit Erection Charges | Total Erection Charges
1 | 2 | 3 | 4 | 5 | 6 = 4 x 5 |  |  |  | 5 | 6 = 4 x 5 |  | 5 | 6 = 4 x 5
#REF! | #REF!
#REF! | #REF!
| #REF! | #REF! | #REF! | #REF! | #REF!
| #REF! | #REF! | #REF! | #REF! | #REF!
#REF! | #REF! |  |  |  |  | (a) | Detailed Soil Investigation
| #REF! | #REF! | #REF! | #REF! | #REF! | (b) | All kinds of soil except fissured rock & hard rock
| #REF! | #REF! | #REF! | #REF! | #REF! | (e) | River Crossing Location
| #REF! | #REF! | #REF! | #REF! | #REF! | (f)
#REF! | #REF!
| #REF! | #REF! | #REF! | #REF! | #REF!
| #REF! | #REF! | #REF! | #REF! | #REF!
| #REF! | #REF! | #REF! | #REF! | #REF!
#REF! | #REF!
#REF! | #REF!
| #REF! | #REF! | #REF! | #REF! | #REF!
| #REF! | #REF! | #REF! | #REF! | #REF!
| #REF! | #REF! | #REF! | #REF! | #REF!
| #REF! | #REF! | #REF! | #REF! | #REF!
| #REF! | #REF! | #REF! | #REF! | #REF!
#REF! | #REF!
| #REF! | #REF! | #REF! | #REF! | #REF!
| #REF! | #REF! | #REF! | #REF! | #REF!
#REF! | #REF! | #REF! | #REF! | #REF! | #REF!
#REF! | #REF! | #REF! | #REF! | #REF! | #REF!
#REF! | #REF!
| #REF! | #REF! | #REF! | #REF! | #REF!
#REF! | #REF!
| #REF! | #REF! | #REF! | #REF! | #REF!
| #REF! | #REF! | #REF! | #REF! | #REF!
#REF! | #REF!
| #REF! | #REF! | #REF! | #REF! | #REF!
| #REF! | #REF! | #REF! | #REF! | #REF!
| #REF! | #REF! | #REF! | #REF! | #REF!
| #REF! | #REF! | #REF! | #REF! | #REF!
| #REF! | #REF! | #REF! | #REF! | #REF!
| #REF! | #REF! | #REF! | #REF! | #REF!
#REF!
| #REF! | #REF! | #REF! | #REF! | #REF!
| #REF! | #REF! | #REF! | #REF! | #REF!
| #REF! | #REF! | #REF! | #REF! | #REF!
| #REF! | #REF! | #REF! | #REF! | #REF!
#REF! | #REF!
#REF!
| #REF! | #REF! | #REF! | #REF! | #REF!
#REF! | #REF!
#REF! | #REF! | #REF! | #REF! | #REF! | #REF!
#REF! | #REF!
#REF! | #REF! | #REF! | #REF! | #REF! | #REF!
#REF! | #REF! | #REF! | #REF! | #REF! | #REF!
#REF! | #REF!
| #REF! | #REF! | #REF! | #REF! | #REF!
| Total Erection Price (A+B) |  |  |  | #REF!
Date : | --
Place : |  |  | Printed Name :
Designation :
Click for Sch-4

## Sch-4
Specification No.: CC/NT/W-TW/DOM/A02/25/06306 | [15 empty] | Schedule - 4
Tower Package TW05 for (i). Solang Valley-Sundernagar (Part-I) section of +/-350 KV HVDC Pang-Kaithal line (ii). Solang Valley-Sundernagar (Part-II) section of +/-350 KV HVDC Pang-Kaithal line associated with Transmission system for evacuation of RE power from renewable energy parks in Leh (5 GW Leh-Kaithal transmission corridor).
(SCHEDULE OF RATES AND PRICES )
Bidder’s Name and Address (Lead Partner) : | [14 empty] | To:
Contracts Services, 3rd Floor
Name : | [14 empty] | Power Grid Corporation of India Ltd.,
Address : | [14 empty] | "Saudamini", Plot No.-2
Sector-29,
Gurgaon (Haryana) - 122001
Training Charges for Training to be imparted
SI. No. | PR No | PR Line Item No | Activity Header | PR Activity No | Activity Description | Service Code | SAC (Service Accounting Codes) | Whether SAC in column '8’ is confirmed. If not indicate applicable the SAC * | Rate of GST applicable ( in %) | Whether rate of GST in column ‘4’ is confirmed. If not indicate applicable rate of GST * | Description | Unit | Quantity | Unit Training Charges excluding GST | Total Training Charges excluding GST | Total GST as confirmed by Bidder
1 | 2 | 3 | 4 | 5 | 6 | 7 | 8 | 9 | 10 | 11 | 12 | 13 | 14 | 15 | 16 = 14 x 15 | 17
[17 empty] | Revaluation of J column | Tax Calculation
NOT APPLICABLE | [16 empty] | Revaluation of J column | Tax Calculation
[15 empty] | Included | 0 | 0 | 0
[9 empty] | Total Training Charges | [5 empty] | 0 |  |  | 0
[9 empty] | Total GST as confirmed by Bidder | [6 empty] | 0
Date : | -- | [12 empty] | Printed Name :
Place : | [13 empty] | Designation :
Click for Sch-5

## Sch-4b (hidden)
Specification No.: CC/NT/W-TW/DOM/A02/25/06306 | [15 empty] | Schedule - 4b
Tower Package TW05 for (i). Solang Valley-Sundernagar (Part-I) section of +/-350 KV HVDC Pang-Kaithal line (ii). Solang Valley-Sundernagar (Part-II) section of +/-350 KV HVDC Pang-Kaithal line associated with Transmission system for evacuation of RE power from renewable energy parks in Leh (5 GW Leh-Kaithal transmission corridor).
(SCHEDULE OF RATES AND PRICES )
Bidder’s Name and Address (Lead Partner) : | [14 empty] | To:
Contracts Services, 3rd Floor
Name : | [14 empty] | Power Grid Corporation of India Ltd.,
Address : | [14 empty] | "Saudamini", Plot No.-2
Sector-29,
Gurgaon (Haryana) - 122001
Maintenance Charges during & after Defect Laibility Period
SI. No. | PR No | PR Line Item No | Activity Header | PR Activity No | Activity Description | Service Code | SAC (Service Accounting Codes) | Whether SAC in column '8’ is confirmed. If not indicate applicable the SAC * | Rate of GST applicable ( in %) | Whether rate of GST in column ‘4’ is confirmed. If not indicate applicable rate of GST * | Description | Unit | Quantity | Unit Maintenance Charges excluding GST | Total Maintenance Charges excluding GST | Total GST as confirmed by Bidder
1 | 2 | 3 | 4 | 5 | 6 | 7 | 8 | 9 | 10 | 11 | 12 | 13 | 14 | 15 | 16 = 14 x 15 | 17
| 0 | [15 empty] | Revaluation of P column | Tax Calculation
A. | #REF! | [15 empty] | Revaluation of P column | Tax Calculation
1 | [14 empty] | Included | 0 | 0 | 0
2 | [14 empty] | Included | 0 | 0 | 0
3 | [14 empty] | Included | 0 | 0 | 0
4 | [14 empty] | Included | 0 | 0 | 0
B. | #REF! | [15 empty] | Revaluation of P column | Tax Calculation
1 | [14 empty] | Included | 0 | 0 | 0
2 | [14 empty] | Included | 0 | 0 | 0
3 | [14 empty] | Included | 0 | 0 | 0
4 | [14 empty] | Included | 0 | 0 | 0
[9 empty] | Total Maintenance Charges during and after Defect Liabilty Period | [5 empty] | 0 |  |  | 0
[9 empty] | Total GST as confirmed by Bidder | [6 empty] | 0
Date : | -- | [12 empty] | Printed Name :
Place : | [13 empty] | Designation :
Click for Sch-5

## Sch-5
Specification No.: CC/NT/W-TW/DOM/A02/25/06306 |  |  |  | Schedule - 5
Tower Package TW05 for (i). Solang Valley-Sundernagar (Part-I) section of +/-350 KV HVDC Pang-Kaithal line (ii). Solang Valley-Sundernagar (Part-II) section of +/-350 KV HVDC Pang-Kaithal line associated with Transmission system for evacuation of RE power from renewable energy parks in Leh (5 GW Leh-Kaithal transmission corridor).
(SUMMARY OF TAXES & DUTIES APPLICABLE ON PLANT & EQUIPMENT)
Bidder’s Name and Address (Lead Partner) : |  |  | To:
Contracts Services, 3rd Floor
Name : |  |  | Power Grid Corporation of India Ltd.,
Address : |  |  | "Saudamini", Plot No.-2
Sector-29,
Gurgaon (Haryana) - 122001
Sl. No. | Item Nos. |  | Total Price (INR) |  | After Discount |  | After MPDiscount
1 | TOTAL GST ON GOODS |  |  |  | Excise Duty | #REF! | Excise Duty | #REF!
| Total GST for Supply of Goods (inter-alia including Type Test Charges) between the Contractor and the Employer (identified in Schedule 1') which are not included in the Ex-works price as per the provision of the Bidding Documents, as applicable. |  | 0
2 | TOTAL GST ON SERVICES |  |  |  | Sales Tax | 0 | Sales Tax | 0
| Total GST on Installation Services (Schedule-3), Training to be imparted in India (Schedule-4) |  | 0 |  | #REF! | 0 | #REF! | 0
| GRAND TOTAL [1+2] |  | 0 |  | Grand Total after Discount | #REF! | Grand Total after MPD | #REF!
Date : | -- | Printed Name :
Place : |  | Designation :
Click for Sch-6

## Sch-5 Dis (hidden)
Specification No.: CC/NT/W-TW/DOM/A02/25/06306 |  |  |  | Schedule - 5
Tower Package TW05 for (i). Solang Valley-Sundernagar (Part-I) section of +/-350 KV HVDC Pang-Kaithal line (ii). Solang Valley-Sundernagar (Part-II) section of +/-350 KV HVDC Pang-Kaithal line associated with Transmission system for evacuation of RE power from renewable energy parks in Leh (5 GW Leh-Kaithal transmission corridor).
SUMMARY OF TAXES & DUTIES APPLICABLE ON GOODS
Bidder’s Name and Address (Lead Partner) : |  |  | To:
Contracts Services, 3rd Floor
Name : |  |  | Power Grid Corporation of India Ltd.,
Address : |  |  | "Saudamini", Plot No.-2
Sector-29,
Gurgaon (Haryana) - 122001
Sl. No. | Item Nos. |  | Total Price (INR)
1 | TOTAL GST ON GOODS |  | 0
Total GST for Supply of Goods (inter-alia including Type Test Charges) between the Contractor and the Employer (identified in Schedule 1') which are not included in the Ex-works price as per the provision of the Bidding Documents, as applicable.
2 | TOTAL GST ON SERVICES |  | 0
Total GST on Installation Services (Schedule-3), Training to be imparted in India (Schedule-4a) and Maintenance Charges during and after Defect Liabilty Period (Schedule-4b)
| GRAND TOTAL [1+2] |  | 0
Date : | -- | Printed Name :
Place : |  | Designation :
Click for Sch-6

## Sch-6
Specification No.: CC/NT/W-TW/DOM/A02/25/06306 |  |  | Schedule - 6
Tower Package TW05 for (i). Solang Valley-Sundernagar (Part-I) section of +/-350 KV HVDC Pang-Kaithal line (ii). Solang Valley-Sundernagar (Part-II) section of +/-350 KV HVDC Pang-Kaithal line associated with Transmission system for evacuation of RE power from renewable energy parks in Leh (5 GW Leh-Kaithal transmission corridor).
(GRAND SUMMARY)
Bidder’s Name and Address (Lead Partner) : |  |  | To:
Contracts Services, 3rd Floor
Name : |  |  | Power Grid Corporation of India Ltd.,
Address : |  |  | "Saudamini", Plot No.-2
Sector-29,
Gurgaon (Haryana) - 122001
Sl. No. | Description |  | Total Price (INR)
1 | TOTAL SCHEDULE NO. 1 |  | 0
Ex-works price of Plant and Equipment including Type Test Charges
2 | TOTAL SCHEDULE NO. 2 |  | 0
Local Transportation, In-transit Insurance, loading & unloading
3 | TOTAL SCHEDULE NO. 3 |  | 0
Installation Charges
4 | TOTAL SCHEDULE NO. 4 |  | 0
Training Charges
4b | TOTAL SCHEDULE NO. 4b |  | 0
Maintenance Charges during & after Defect Laibility Period
5 | TOTAL SCHEDULE NO. 5 |  | 0
Taxes and Duties
6 | TOTAL SCHEDULE NO. 7 |  | 0
Type Test Charges [Total of this Schedule is included in Schedule - 1 above.]
| GRAND TOTAL [1+2+3+4+5] |  | 0
Date : | -- | Printed Name :
Place : |  | Designation :
Click for Sch-7

## Sch-6 After Discount
Specification No.: CC/NT/W-TW/DOM/A02/25/06306 |  |  | Schedule - 6 After Discount
Tower Package TW05 for (i). Solang Valley-Sundernagar (Part-I) section of +/-350 KV HVDC Pang-Kaithal line (ii). Solang Valley-Sundernagar (Part-II) section of +/-350 KV HVDC Pang-Kaithal line associated with Transmission system for evacuation of RE power from renewable energy parks in Leh (5 GW Leh-Kaithal transmission corridor).
(GRAND SUMMARY)
Bidder’s Name and Address (Lead Partner) : |  |  | To:
Contracts Services, 3rd Floor
Name : |  |  | Power Grid Corporation of India Ltd.,
Address : |  |  | "Saudamini", Plot No.-2
Sector-29,
Gurgaon (Haryana) - 122001
Sl. No. | Description |  | Total Price (INR)
1 | TOTAL SCHEDULE NO. 1 |  | 0
Ex-works price of Plant and Equipment including Type Test Charges
2 | TOTAL SCHEDULE NO. 2 |  | 0
Local Transportation, In-transit Insurance, loading & unloading
3 | TOTAL SCHEDULE NO. 3 |  | 0
Installation Charges
4 | TOTAL SCHEDULE NO. 4 |  | 0
Training Charges
4b | TOTAL SCHEDULE NO. 4b |  | 0
Maintenance Charges during & after Defect Laibility Period
5 | TOTAL SCHEDULE NO. 5 |  | 0
Taxes and Duties
6 | TOTAL SCHEDULE NO. 7 |  | 0
Type Test Charges [Total of this Schedule is included in Schedule - 1 above.]
| GRAND TOTAL [1+2+3+4+5] |  | 0
Date : | -- | Printed Name :
Place : |  | Designation :
Click for Sch-7

## Sch-7
Specification No.: CC/NT/W-TW/DOM/A02/25/06306 | [11 empty] | Schedule 7
Tower Package TW05 for (i). Solang Valley-Sundernagar (Part-I) section of +/-350 KV HVDC Pang-Kaithal line (ii). Solang Valley-Sundernagar (Part-II) section of +/-350 KV HVDC Pang-Kaithal line associated with Transmission system for evacuation of RE power from renewable energy parks in Leh (5 GW Leh-Kaithal transmission corridor). | [15 empty] | As per Lum-sum |  | 0%
(SCHEDULE OF RATES AND PRICES ) | [15 empty] | AS per Percent |  | #REF!
[16 empty] | As per lum-sum on Sch-7 |  | 0%
Bidder’s Name and Address (Lead Partner) : | [9 empty] | To: | [5 empty] | As per Percent on Sch-7 |  | #REF!
[10 empty] | Contracts Services, 3rd Floor | [5 empty] | Total Discount |  | #REF!
Name : | [9 empty] | Power Grid Corporation of India Ltd.,
Address : | [9 empty] | "Saudamini", Plot No.-2
[10 empty] | Sector-29, | [5 empty] | Multipackage Discount |  | 0%
Gurgaon (Haryana) - 122001
Type tests on Earthwire, Hardwar Fittings & accessories of conductor & earthwire:
SL. NO. | PR No | Line Item No | Code | HSN Code | Whether HSN in column ‘2’ is confirmed. If not indicate applicable the HSN code * | Rate of GST applicable ( in %) | Whether rate of GST in column ‘4’ is confirmed. If not indicate applicable rate of GST * | Description of Test | Unit | Quantity | Unit Test Charge | Total Test Charges (Rs.) | Total GST as confirmed by Bidder | Revaluation of M column | Tax Calculation |  | Total Test Charges After Discount (Rs.) |  | Dis Alert | Total Test Charges After MPD (Rs.)
1 | 2 | 3 | 4 | 5 | 6 | 7 | 8 | 9 | 10 | 11 | 12 | 13 = 10 x 11 | 14
I
1 | [11 empty] | Included | 0 | 0 | 0
2 | [11 empty] | Included | 0 | 0 | 0
NOT APPLICABLE
[8 empty] | TOTAL TYPE TEST CHARGES |  |  |  | 0
[8 empty] | Total GST as confirmed by Bidder |  |  |  |  | 0
Date : |  |  |  | -- |  |  |  |  | Printed Name :
Place : | [8 empty] | Designation :
Note : |  |  |  | Bidder should indicate the name of test laboratories where type tests are proposed to be conducted
Specification No.: CC/NT/W-TW/DOM/A02/25/06306
Tower Package TW05 for (i). Solang Valley-Sundernagar (Part-I) section of +/-350 KV HVDC Pang-Kaithal line (ii). Solang Valley-Sundernagar (Part-II) section of +/-350 KV HVDC Pang-Kaithal line associated with Transmission system for evacuation of RE power from renewable energy parks in Leh (5 GW Leh-Kaithal transmission corridor). | [7 empty] | 0 | 0
(SCHEDULE OF RATES AND PRICES ) | [7 empty] | 0 | 0
Bidder’s Name and Address (Lead Partner) :
[8 empty] | 0 | 0
Name : | [8 empty] | 0
Address : | [8 empty] | 0
0
0
SL. NO. | [7 empty] | Description of Test | #REF!
#REF! | [7 empty] | #REF! | #REF!
#REF! | [7 empty] | #REF!
#REF! | [7 empty] | #REF! | #REF!
#REF! | [7 empty] | #REF! | #REF!
[8 empty] | #REF! | #REF!
#REF! | [7 empty] | #REF!
#REF! | [7 empty] | #REF!
#REF! | [7 empty] | #REF!
#REF! | [7 empty] | #REF! | #REF!
#REF! | [7 empty] | #REF! | #REF!
#REF! | [7 empty] | #REF! | #REF!
#REF! | [7 empty] | #REF! | #REF!
[8 empty] | #REF! | #REF!
#REF! | [7 empty] | #REF!
#REF! | [7 empty] | #REF! | #REF!
#REF! | [7 empty] | #REF! | #REF!
#REF! | [7 empty] | #REF! | #REF!
#REF! | [7 empty] | #REF! | #REF!
[8 empty] | #REF! | #REF!
#REF! | [7 empty] | #REF!
#REF! | [7 empty] | #REF! | #REF!
#REF! | [7 empty] | #REF! | #REF!
#REF! | [7 empty] | #REF! | #REF!
[8 empty] | #REF! | #REF!
#REF! | [7 empty] | #REF!
#REF! | [7 empty] | #REF! | #REF!
#REF! | [7 empty] | #REF! | #REF!
#REF! | [7 empty] | #REF! | #REF!
[8 empty] | #REF! | #REF!
#REF! | [7 empty] | #REF!
#REF! | [7 empty] | #REF! | #REF!
#REF! | [7 empty] | #REF! | #REF!
#REF! | [7 empty] | #REF! | #REF!
#REF! | [7 empty] | #REF! | #REF!
[8 empty] | #REF! | #REF!
[8 empty] | #REF! | #REF!
#REF! | [7 empty] | #REF!
#REF! | [7 empty] | #REF!
#REF! | [7 empty] | #REF! | #REF!
#REF! | [7 empty] | #REF! | #REF!
#REF! | [7 empty] | #REF! | #REF!
[8 empty] | #REF! | #REF!
[8 empty] | #REF! | #REF!
#REF! | [7 empty] | #REF!
#REF! | [7 empty] | #REF!
#REF! | [7 empty] | #REF! | #REF!
#REF! | [7 empty] | #REF! | #REF!
#REF! | [7 empty] | #REF! | #REF!
#REF! | [7 empty] | #REF! | #REF!
#REF! | [7 empty] | #REF! | #REF!
[8 empty] | #REF! | #REF!
#REF! | [7 empty] | #REF!
#REF! | [7 empty] | #REF! | #REF!
#REF! | [7 empty] | #REF! | #REF!
#REF! | [7 empty] | #REF! | #REF!
#REF! | [7 empty] | #REF! | #REF!
#REF! | [7 empty] | #REF! | #REF!
#REF! | [7 empty] | #REF! | #REF!
[8 empty] | #REF! | #REF!
#REF! | [7 empty] | #REF!
#REF! | [7 empty] | #REF! | #REF!
#REF! | [7 empty] | #REF! | #REF!
#REF! | [7 empty] | #REF! | #REF!
#REF! | [7 empty] | #REF! | #REF!
#REF! | [7 empty] | #REF! | #REF!
#REF! | [7 empty] | #REF! | #REF!
#REF! | [7 empty] | #REF! | #REF!
#REF! | [7 empty] | #REF! | #REF!
#REF! | [7 empty] | #REF! | #REF!
[8 empty] | #REF! | #REF!
#REF! | [7 empty] | #REF!
#REF! | [7 empty] | #REF! | #REF!
#REF! | [7 empty] | #REF! | #REF!
#REF! | [7 empty] | #REF! | #REF!
[8 empty] | #REF! | #REF!
#REF! | [7 empty] | #REF!
#REF! | [7 empty] | #REF! | #REF!
#REF! | [7 empty] | #REF! | #REF!
#REF! | [7 empty] | #REF! | #REF!
[8 empty] | #REF! | #REF!
#REF! | [7 empty] | #REF!
#REF! | [7 empty] | #REF! | #REF!
#REF! | [7 empty] | #REF! | #REF!
[8 empty] | #REF! | #REF!
#REF! | [7 empty] | #REF!
#REF! | [7 empty] | #REF! | #REF!
#REF! | [7 empty] | #REF! | #REF!
#REF! | [7 empty] | #REF! | #REF!
#REF! | [7 empty] | #REF! | #REF!
#REF! | [7 empty] | #REF! | #REF!
#REF! | [7 empty] | #REF! | #REF!
[8 empty] | #REF! | #REF!
#REF! | [7 empty] | #REF!
#REF! | [7 empty] | #REF! | #REF!
#REF! | [7 empty] | #REF! | #REF!
#REF! | [7 empty] | #REF! | #REF!
#REF! | [7 empty] | #REF! | #REF!
#REF! | [7 empty] | #REF!
#REF! | [7 empty] | #REF! | #REF!
#REF! | [7 empty] | #REF! | #REF!
#REF! | [7 empty] | #REF! | #REF!
#REF! | [7 empty] | #REF! | #REF!
[8 empty] | #REF! | #REF!
[8 empty] | #REF! | #REF!
[8 empty] | #REF! | #REF!
Click for Bid Form 2nd Envelope

## Sch-7 Dis (hidden)
Specification No.: CC/NT/W-TW/DOM/A02/25/06306
Tower Package TW05 for (i). Solang Valley-Sundernagar (Part-I) section of +/-350 KV HVDC Pang-Kaithal line (ii). Solang Valley-Sundernagar (Part-II) section of +/-350 KV HVDC Pang-Kaithal line associated with Transmission system for evacuation of RE power from renewable energy parks in Leh (5 GW Leh-Kaithal transmission corridor). | [6 empty] | As per Lum-sum |  | 0%
(SCHEDULE OF RATES AND PRICES : TYPE TEST CHARGES) | [6 empty] | AS per Percent |  | #REF!
[7 empty] | As per lum-sum on Sch-7 |  | 0%
Bidder’s Name and Address (Lead Partner) : |  |  |  | To: |  |  | As per Percent on Sch-7 |  | #REF!
|  |  |  | Contracts Services, 3rd Floor |  |  | Total Discount |  | #REF!
Name : |  |  |  | Power Grid Corporation of India Ltd.,
Address : |  |  |  | "Saudamini", Plot No.-2
|  |  |  | Sector-29, |  |  | Multipackage Discount |  | 0%
Gurgaon (Haryana) - 122001
Type Tests on Earthwire
SL. NO. | Description of Test | Unit | Quantity | Unit Test Charge | Total Test Charges (Rs.) |  |  | Total Test Charges After Discount (Rs.) |  | Dis Alert | Total Test Charges After MPD (Rs.)
I | #REF!
(a) | #REF! | #REF! | #REF! | #REF! | #REF!
(b) | #REF! | #REF! | #REF! | #REF! | #REF!
| Sub-Total (I) |  |  |  | #REF!
| TOTAL TEST CHARGES (I) |  |  |  | #REF!
[7 empty] | Discount Sche-7 | #REF! |  | MPD Sche-7 | #REF!
[7 empty] | Dis Alert | #REF!
Signature :
Date : | -- | Printed Name :
Place : |  | Designation :
Common Seal :
Note : | Bidder should indicate the name of test laboratories where type tests are proposed to be conducted
Specification No.: CC/NT/W-TW/DOM/A02/25/06306
Tower Package TW05 for (i). Solang Valley-Sundernagar (Part-I) section of +/-350 KV HVDC Pang-Kaithal line (ii). Solang Valley-Sundernagar (Part-II) section of +/-350 KV HVDC Pang-Kaithal line associated with Transmission system for evacuation of RE power from renewable energy parks in Leh (5 GW Leh-Kaithal transmission corridor). | 0 | 0 |  |  |  | 0
(SCHEDULE OF RATES AND PRICES : TYPE TEST CHARGES) | 0 | 0 |  |  |  | 0
Bidder’s Name and Address (Lead Partner) : | [5 empty] | 0
| 0 | 0 |  |  |  | 0
Name : |  | 0 |  |  |  | 0
Address : |  | 0 |  |  |  | 0
|  | 0 |  |  |  | 0
|  | 0 |  |  |  | 0
SL. NO. | Description of Test | 0
#REF! | #REF! | #REF!
#REF! | #REF!
#REF! | #REF! | #REF!
#REF! | #REF! | #REF!
| #REF! | #REF!
#REF! | #REF!
#REF! | #REF!
#REF! | #REF!
#REF! | #REF! | #REF!
#REF! | #REF! | #REF!
#REF! | #REF! | #REF!
#REF! | #REF! | #REF!
| #REF! | #REF!
#REF! | #REF!
#REF! | #REF! | #REF!
#REF! | #REF! | #REF!
#REF! | #REF! | #REF!
#REF! | #REF! | #REF!
| #REF! | #REF!
#REF! | #REF!
#REF! | #REF! | #REF!
#REF! | #REF! | #REF!
#REF! | #REF! | #REF!
| #REF! | #REF!
#REF! | #REF!
#REF! | #REF! | #REF!
#REF! | #REF! | #REF!
#REF! | #REF! | #REF!
| #REF! | #REF!
#REF! | #REF!
#REF! | #REF! | #REF!
#REF! | #REF! | #REF!
#REF! | #REF! | #REF!
#REF! | #REF! | #REF!
| #REF! | #REF!
| #REF! | #REF!
#REF! | #REF!
#REF! | #REF!
#REF! | #REF! | #REF!
#REF! | #REF! | #REF!
#REF! | #REF! | #REF!
| #REF! | #REF!
| #REF! | #REF!
#REF! | #REF!
#REF! | #REF!
#REF! | #REF! | #REF!
#REF! | #REF! | #REF!
#REF! | #REF! | #REF!
#REF! | #REF! | #REF!
#REF! | #REF! | #REF!
| #REF! | #REF!
#REF! | #REF!
#REF! | #REF! | #REF!
#REF! | #REF! | #REF!
#REF! | #REF! | #REF!
#REF! | #REF! | #REF!
#REF! | #REF! | #REF!
#REF! | #REF! | #REF!
| #REF! | #REF!
#REF! | #REF!
#REF! | #REF! | #REF!
#REF! | #REF! | #REF!
#REF! | #REF! | #REF!
#REF! | #REF! | #REF!
#REF! | #REF! | #REF!
#REF! | #REF! | #REF!
#REF! | #REF! | #REF!
#REF! | #REF! | #REF!
#REF! | #REF! | #REF!
| #REF! | #REF!
#REF! | #REF!
#REF! | #REF! | #REF!
#REF! | #REF! | #REF!
#REF! | #REF! | #REF!
| #REF! | #REF!
#REF! | #REF!
#REF! | #REF! | #REF!
#REF! | #REF! | #REF!
#REF! | #REF! | #REF!
| #REF! | #REF!
#REF! | #REF!
#REF! | #REF! | #REF!
#REF! | #REF! | #REF!
| #REF! | #REF!
#REF! | #REF!
#REF! | #REF! | #REF!
#REF! | #REF! | #REF!
#REF! | #REF! | #REF!
#REF! | #REF! | #REF!
#REF! | #REF! | #REF!
#REF! | #REF! | #REF!
| #REF! | #REF!
#REF! | #REF!
#REF! | #REF! | #REF!
#REF! | #REF! | #REF!
#REF! | #REF! | #REF!
#REF! | #REF! | #REF!
#REF! | #REF!
#REF! | #REF! | #REF!
#REF! | #REF! | #REF!
#REF! | #REF! | #REF!
#REF! | #REF! | #REF!
| #REF! | #REF!
| #REF! | #REF!
| #REF! | #REF!
Click for Bid Form 2nd Envelope

## Discount
This letter of discount is optional. Bidder may / may not offer any discount.
Specification No.: CC/NT/W-TW/DOM/A02/25/06306 |  |  |  |  | Letter of Discount
LETTER OF DISCOUNT
To:
Contract Services
Power Grid Corporation of India Ltd.,
"Saudamini", Plot No.-2
Sector-29, (near IFFCO Chowk)
Gurgaon (Haryana) - 122001
Subject : |  | Tower Package TW05 for (i). Solang Valley-Sundernagar (Part-I) section of +/-350 KV HVDC Pang-Kaithal line (ii). Solang Valley-Sundernagar (Part-II) section of +/-350 KV HVDC Pang-Kaithal line associated with Transmission system for evacuation of RE power from renewable energy parks in Leh (5 GW Leh-Kaithal transmission corridor).
Dear Sir
With reference to the subject tender, we hereby offer unconditional discount on the prices quoted by us as per details given here below : | [6 empty] | Eq Weightage of Rs/ % | Final Discount Factor
| 1 | Discount on lum-sum basis on total price quoted by us without Taxes & Duties. [The discount shall be proportionately applicable on all the items of all the Schdules i.e. Sch-1 (without type test charges), Sch-2, Sch-3, Sch-4a, Sch-4b & Sch-7] In Rs. |  |  |  | 0 | 0%
| 2 | Discount on percent basis on total price quoted by us without Taxes & Duties. [The discount shall be proportionately applicable on all the items of all the Schdules i.e. Sch-1 (without type test charges), Sch-2 , Sch-3, Sch-4a, Sch-4b & Sch-7] In Percent (%) |  |  |  | 0 | 0%
| 3 | Discount on lum-sum basis on the Schedules as given below : [The discount shall be proportionately applicable on all the relevent items of the respective Schdules.] In Rs.
|  | Schedule-1 : Ex works prices |  | In Rs. |  | 0 | 0% | Schedule-1 : Ex-Works Price | 0%
|  | Schedule-2 : Freight & Insurance |  | In Rs. |  | 0 | 0% | Schedule-2 : Freight & Insurance | 0%
|  | Schedule-3 : Erection Charges |  | In Rs. |  | 0 | 0% | Schedule-3 : Erection Charges | 0%
|  | Schedule-4a : Training Charges |  | In Rs. |  | 0 | 0% | Schedule-4a : Training Charges | 0%
|  | Schedule-4b : Maintenance Charges during and after DLP |  | In Rs. |  | 0 | 0% | Schedule-4b : Maintenance Charges | 0%
|  | Schedule-7 : Type Test Charges |  | In Rs. |  | 0 | 0% | Schedule-7 : Type Test Charges | 0%
| 4 | Discount on percent basis on the Schedules as given below : [The discount shall be proportionately applicable on all the relevent items of the respective Schdules.] In Percent (%)
|  | Schedule-1 : Ex works prices |  | In Percent (%) |  | 0 | 0%
|  | Schedule-2 : Freight & Insurance |  | In Percent (%) |  | 0 | 0%
|  | Schedule-3 : Erection Charges |  | In Percent (%) |  | 0 | 0%
|  | Schedule-4a : Training Charges |  | In Percent (%) |  | 0 | 0%
|  | Schedule-4b : Maintenance Charges during and after DLP |  | In Percent (%) |  | 0 | 0%
|  | Schedule-7 : Type Test Charges |  | In Percent (%) |  | 0 | 0%
Discount(s) offered at sl. No. 1 to 4 will get displayed and accounted for automatically in the respective items of the Schedules.
| 5 | We hereby offer Multi-package discount as given below:
Multi-Package Discount(s) offered at sl. No. 5 will not get automatically accounted for in the respective items of the Schedules. The same shall be worked out saparately for evaluation.
Please consider this letter of discount as the integral part of our price bid.
Thanking you, we remain,
Yours faithfully,
For and on behalf of
Date : |  | -- | Printed Name :
Place : |  |  | Designation :
Click for Bid Form

## Octroi (hidden)
Details of Octroi
Sl No. | Description of Items | Amount on which Octroi is applicable | Rate of Octroi | Octroi
(1) | (2) | (3) | (4) | (5) =(3) x (4)
1 |  |  |  | 0
2 |  |  |  | 0
3 |  |  |  | 0
4 |  |  |  | 0
5 |  |  |  | 0
6 |  |  |  | 0
7 |  |  |  | 0
8 |  |  |  | 0
9 |  |  |  | 0
10 |  |  |  | 0
| Total |  |  | 0
Back to Sch 5

## Entry Tax (hidden)
Details of Entry Tax
Sl No. | Description of Items | Amount on which Entry Tax is applicable | Rate of Entry Tax | Entry Tax
(1) | (2) | (3) | (4) | (5) =(3) x (4)
1 |  |  |  | 0
2 |  |  |  | 0
3 |  |  |  | 0
4 |  |  |  | 0
5 |  |  |  | 0
6 |  |  |  | 0
7 |  |  |  | 0
8 |  |  |  | 0
9 |  |  |  | 0
10 |  |  |  | 0
| Total |  |  | 0
Back to Sch 5

## Other Taxes & Duties (hidden)
Details of Other Taxes & Duties
Sl No. | Description of Items | Amount on which Other Taxes & Duties are applicable | Description of Taxes & Duties | Rate of Taxes & Duties | Amount of Taxes & Duties
(1) | (2) | (3) | (4) | (5) | (6) =(3) x (4)
1 |  |  |  |  | 0
2 |  |  |  |  | 0
3 |  |  |  |  | 0
4 |  |  |  |  | 0
5 |  |  |  |  | 0
6 |  |  |  |  | 0
7 |  |  |  |  | 0
8 |  |  |  |  | 0
9 |  |  |  |  | 0
10 |  |  |  |  | 0
| Total |  |  |  | 0
Back to Sch 5

## Bid Form 2nd Envelope
Specification No.: CC/NT/W-TW/DOM/A02/25/06306 |  |  |  | Bid Form 2nd Envelope |  | 0 |  |  |  | 1 | st |  | 1 | January
[6 empty] | 0 |  |  |  | 2 | nd |  | 2 | February
BID FORM (Second Envelope) | [9 empty] | 3 | rd |  | 3 | March
[10 empty] | 4 | th |  | 4 | April
Bid Proposal Ref. No. | [9 empty] | 5 | th |  | 5 | May
Date : | -- | [8 empty] | 6 | th | #VALUE! | 6 | June
[10 empty] | 7 | th | #VALUE! | 7 | July
To: | [9 empty] | 8 | th | #VALUE! | 8 | August
Contracts Services, 3rd Floor | [9 empty] | 9 | th | #VALUE! | 9 | September
Power Grid Corporation of India Ltd., | [9 empty] | 10 | th |  | 10 | October
"Saudamini", Plot No.-2 | [9 empty] | 11 | th |  | 11 | November
Sector-29, | [9 empty] | 12 | th |  | 12 | December
Gurgaon (Haryana) - 122001 | [9 empty] | 13 | th
[10 empty] | 14 | th
Name of Contract : | Tower Package TW05 for (i). Solang Valley-Sundernagar (Part-I) section of +/-350 KV HVDC Pang-Kaithal line (ii). Solang Valley-Sundernagar (Part-II) section of +/-350 KV HVDC Pang-Kaithal line associated with Transmission system for evacuation of RE power from renewable energy parks in Leh (5 GW Leh-Kaithal transmission corridor). | [8 empty] | 15 | th
Dear Ladies and/or Gentlemen, | [9 empty] | 16 | th
1 | In continuation of First Envelope of our Bid, we hereby submit the Second Envelope of the Bid, both of which shall be read together and in conjunction with each other, and shall be construed as an integral part of our Bid. Accordingly, we the undersigned, offer to design, manufacture, test, deliver, install and commission (including carrying out Trial Operation, Performance & Guarantee Test as per provision of Technical Specification) under the above-named package in full conformity with the said Bidding Documents for the sum of Rs. 0 (Rs. Zero Only ) or such other sums as may be determined in accordance with the terms and conditions of the Bidding Documents. |  |  |  |  | In continuation of First Envelope of our Bid, we hereby submit the Second Envelope of the Bid, both of which shall be read together and in conjunction with each other, and shall be construed as an integral part of our Bid. Accordingly, we the undersigned, offer to design, manufacture, test, deliver, install and commission (including carrying out Trial Operation, Performance & Guarantee Test as per provision of Technical Specification) under the above-named package in full conformity with the said Bidding Documents for the sum of Rs. | or such other sums as may be determined in accordance with the terms and conditions of the Bidding Documents. | 0 | (Rs. Zero Only ) | 17 | th
| The above amounts are in accordance with the price schedules attached herewith and are made part of this bid. | [8 empty] | 18 | th
2 | Price Schedules | [8 empty] | 19 | th
2.1 | In line with the requirements of the Bidding documents, we enclose herewith the following Price Schedules, duly filled - in as per your proforma: | [8 empty] | 20 | th
| Schedule 1 | Plant and Equipment (Including Mandatory Spare Parts) to be supplied, including Type Test Charges. | [7 empty] | 21 | st
| Schedule 2 | Local Transportation, In-transit Insurance, loading and unloading | [7 empty] | 22 | th
| Schedule 3 | Installation Charges. | [7 empty] | 23 | th
| Schedule 4 | Training charges for training to be imparted. | [7 empty] | 24 | th
| Schedule 4b | Maintenance Charges during & after Defect Laibility Period.
| Schedule 5 | Taxes and Duties not included in Schedule 1 | [7 empty] | 25 | th
| Schedule 6 | Grand Summary [Schedule 1to 5] | [7 empty] | 26 | th
| Schedule 7 | Break-up of Type Test Charges for Type Tests to be conducted | [7 empty] | 27 | th
2.2 | We are aware that the Price Schedules do not generally give a full description of the Work to be performed under each item and we shall be deemed to have read the Technical Specifications and other sections of the Bidding Documents and Drawings to ascertain the full scope of Work included in each item while filling-in the rates and prices. We agree that the entered rates and prices shall be deemed to include for the full scope as aforesaid, including overheads and profit. | [8 empty] | 28 | th
2.3 | We declare that as specified in Clause 11.5, Section –II:ITB, Vol.-I of the Bidding Documents, prices quoted by us in the Price Schedules shall be subject to Price Adjustment during the execution of Contract in accordance with Appendix-2 (Price Adjustment) to the Contract Agreement. | [8 empty] | 29 | th
2.4 | We understand that in the price schedules, where there are errors between the total of the amounts given under the column for the price Breakdown and the amount given under the Total Price, the former shall prevail and the latter will be corrected accordingly. We further understand that where there are discrepancies between amounts stated in figures and amounts stated in words, the amount stated in words shall prevail. Similarly, any discrepancy in the total bid price and that of the summation of Schedule price (price indicated in a Schedule indicating the total of that schedule), the total bid price shall be corrected to reflect the actual summation of the Schedule prices. | [8 empty] | 30 | th
2.5 | We declare that items left blank in the Schedules will be deemed to have been included in other items. The TOTAL for each Schedule and the TOTAL of Grand Summary shall be deemed to be the total price for executing the Facilities and sections thereof in complete accordance with the Contract, whether or not each individual item has been priced. | [8 empty] | 31 | st
3 | We confirm that except as otherwise specifically provided our Bid Prices in this Second Envelope include all taxes, duties, levies and charges as may be assessed on us/our Associate (applicable for Foreign Bidder), our Sub-Contractor/Sub-Vendor or their employees by all municipal, state or national government authorities in connection with the Facilities, in and outside of India.
3.1 | 100% of applicable Taxes and Duties i.e GST which are payable by the Employer under the Contract, shall be reimbursed by the Employer on production of satisfactory documentary evidence by the Contractor in accordance with the provisions of the Bidding Documents.
3.2 | We further understand that notwithstanding 3.0 above, in case of award on us, you shall also bear and pay/reimburse to us, GST applicable on supplies by us to you, imposed on the Plant & Equipment including Mandatory Spare Parts to be incorporated into the Facilities including Type Test charges for Type test to be conducted specified in Schedule No. 1, Installation Services specified in Schedule No. 3, Charges for Training to be imparted specified in Schedule No. 4a and Maintenance Charges during & after Defect Laibility Period specified in Schedule No. 4b of the Price Schedule in this Second Envelope by the Indian Laws.
3.3 | We confirm that we have also registered/we shall also get registered in the GST Network with a GSTIN, in all the states where the project is located and the states from which we shall make our supply of goods.
4 | # (For Joint Venture only) We, the partners of Joint Venture submitting this bid, do agree and confirm that in case of Award of Contract on the Joint Venture, we shall be jointly and severally liable and responsible for the execution of the Contract in accordance with Contract terms and conditions. |  |  |  | 2
5 | We, hereby, declare that only the persons or firms interested in this proposal as principals are named here and that no other persons or firms other than those mentioned herein have any interest in this proposal or in the Contract to be entered into, if the award is made on us, that this proposal is made without any connection with any other person, firm or party likewise submitting a proposal is in all respects for and in good faith, without collusion or fraud.
Thanking you, we remain,
Yours faithfully,
For and on behalf of
Signature :
Date : | -- |  | Printed Name :
Place : |  |  | Designation :
Common Seal :
In case of bid from a Joint Venture, name & designation of representative of JV partner is to be provided and Bid Form is also to be signed by him.
Printed Name :
Designation :
Please provide additional information of the Bidder
Business Address :
Country of Incorporation :
State/Province to be indicated :
Name of Principal Officer :
Address of Principal Officer :
Note: Bidders may note that no prescribed proforma has been enclosed for Attachment 2 : Power of Attorney. Bidders may use their own proforma for furnishing the required information with the bid.
* * *
Back to Cover Page

## Q & C (2) (hidden)
STATEMENT OF QUOTED / CORRECTED PRICES
All Figures are in Rupees
Bidder |  | 0
Sl. No. | Price Component | Quoted Price | Corrected Price
1 | TOTAL SCHEDULE NO. 1:Ex-Works Price of Plant and Equipment including Type Test Charges | 0 |  | 0
2 | TOTAL SCHEDULE NO.2: Local Transportation, Insurance and other Incidental Services. | 0 |  | 0
3 | TOTAL SCHEDULE NO.3: Installation Charges | 0 |  | 0
4 | TOTAL SCHEDULE NO.4: Training Charges | Not Applicable |  | Not Applicable
5 | TOTAL BID PRICE: (Excluding Taxes & Duties) | 0 |  | 0
6 | DISCOUNT | #REF! |  | #REF! | #REF!
7 | NET BID PRICE (Excluding Taxes & Duties) | #REF! |  | #REF!
8 | TAXES & DUTIES PAYABLE ADDITIONALLY
| A) EXCISE DUTY | 0 |  | 0
| B) CENTRAL SALES TAX | 0 |  | 0
| C) VAT | #REF! |  | 0
| D) ENTRY TAX / OCTROI | #REF! |  | 0
E) OTHERS
| F) TOTAL TAXES & DUTIES | #REF! |  | 0
8 | TOTAL BID PRICE (INCLUDING TAXES & DUTIES) | #REF! |  | 0
9 | TOTAL SCHEDULE NO.7: Type Test Charges [Total of this Schedule is included in Schedule-1 above] | 0 |  | 0
I) | Bidder has indicated the following taxes and duties additionally applicable for their bid:
| Excise Duty % as |  |  |  | Excise Duty
| CST % as |  |  |  | CST
| #REF! |  |  |  | VAT | #REF! | #REF!
| #REF! |  |  |  | Entry Tax/ Octroi | #REF! | #REF!
| Others as |  |  |  | Others
II) | With regard to Entry Tax, it may be mentioned that the substations covered under the subject pacakge falls in State of MP, where an entry tax @ 2% of Purchase Price is applicable. In view of the above, the taxes and duties inter-alia including entry tax applicable for the bids are calculated :
a) | Ex-Works Price of Direct Supplies (after discount, if any) |  | Rs. | 0
b) | Excise Duty, as applicable on (a) above at the rate : | 10% | Rs. | 0
c) | Amount on which Sales Tax is applicable | 0 |  | 0
d) | CST, as applicable on (a) + ED (b) above at the rate : | 2% | Rs. | 0
e) | VAT, as applicable on (a) + ED (b) above at the rate : | 1% |  | 0
f) | Others [……………………………………………] |  | Rs.
g) | Purchase Price for Entry Tax (Total Ex-Works+F&I+ED+CST+Others) |  | Rs. | 0
h) | Entry Tax, as applicable on (e) above at the rate : |  | Rs. | 0
Tower Package TW05 for (i). Solang Valley-Sundernagar (Part-I) section of +/-350 KV HVDC Pang-Kaithal line (ii). Solang Valley-Sundernagar (Part-II) section of +/-350 KV HVDC Pang-Kaithal line associated with Transmission system for evacuation of RE power from renewable energy parks in Leh (5 GW Leh-Kaithal transmission corridor). |  | Statement of Quoted / Corrected Prices |  | Page
Spec. No. | Specification No.: CC/NT/W-TW/DOM/A02/25/06306

## Q & C (hidden)
STATEMENT OF QUOTED / CORRECTED PRICES
All Figures are in Rupees
Bidder
Sl. No. | Price Component | Quoted Price | Corrected Price
1 | TOTAL SCHEDULE NO. 1:Ex-Works Price of Plant and Equipment including Type Test Charges | 0 |  | 0
2 | TOTAL SCHEDULE NO.2: Local Transportation, Insurance and other Incidental Services. | 0 |  | 0
3 | TOTAL SCHEDULE NO.3: Installation Charges | 0 |  | 0
4 | TOTAL SCHEDULE NO.4: Training Charges | Not Applicable |  | Not Applicable
5 | TOTAL BID PRICE: (Excluding Taxes & Duties) | 0 |  | 0
6 | DISCOUNT | #REF! |  | #REF!
7 | NET BID PRICE (Excluding Taxes & Duties) | #REF! |  | #REF!
8 | TAXES & DUTIES PAYABLE ADDITIONALLY
| A) EXCISE DUTY | #REF! |  | 0
| B) CENTRAL SALES TAX /VAT | #REF! |  | #REF!
| C) ENTRY TAX / OCTROI | #REF! |  | #REF!
| D) OTHERS | #REF! |  | 0
| E) TOTAL TAXES & DUTIES | #REF! |  | #REF!
8 | TOTAL BID PRICE (INCLUDING TAXES & DUTIES) | #REF! |  | #REF!
9 | TOTAL SCHEDULE NO.7: Type Test Charges [Total of this Schedule is included in Schedule-1 above] | 0 |  | 0
I) | Bidder has indicated the following taxes and duties additionally applicable for their bid:
a) | Excise Duty |  | Rs. | #REF!
b) | CST /VAT |  | Rs. | #REF!
c) | Entry Tax / Octroi |  | Rs. | #REF!
d) | Others |  | Rs. | #REF!
II) | Bidder has offered following discount(s)
III) | With regard to Entry Tax, it may be mentioned that the substations covered under the subject pacakge falls in State of MP, where an entry tax @ 1% of Purchase Price is applicable. In view of the above, the taxes and duties inter-alia including entry tax applicable for the bids are calculated : |  |  |  | Details of dicounts
a) | Ex-Works Price of Direct Supplies (after discount, if any) |  | Rs. | 0 | Gross LS | #REF! | #REF! | #REF! | Gross % | #REF! | #REF! | #REF!
b) | Excise Duty @ 10.3% of (a) above |  | Rs. | 0 |  |  |  | #REF! |  |  |  | #REF!
c) | CST / VAT @ 2% of Ex-Works of Direct Supplies (a) + ED (b) above |  | Rs. | #REF! | Sch-1 Direct LS | #REF! | #REF! | #REF! | Sch-1 Direct % | #REF! | #REF! | #REF!
d) | Others |  | Rs. |  | Sch-1 BO LS | #REF! | #REF! | #REF! | Sch-1 BO % | #REF! | #REF! | #REF!
e) | Purchase Price for Entry Tax (Total Ex-Works+F&I+ED+CST+Others) |  | Rs. | #REF! | Sch-2 LS | #REF! | #REF! | #REF! | Sch-2 % | #REF! | #REF! | #REF!
f) | Entry Tax @ 1% of (e) above |  | Rs. | #REF! | Sch-3 LS | #REF! | #REF! | #REF! | Sch-3 % | #REF! | #REF! | #REF!
[5 empty] | Sch-7 LS | #REF! | #REF! | #REF! | Sch-7 % | #REF! | #REF! | #REF!
Tower Package TW05 for (i). Solang Valley-Sundernagar (Part-I) section of +/-350 KV HVDC Pang-Kaithal line (ii). Solang Valley-Sundernagar (Part-II) section of +/-350 KV HVDC Pang-Kaithal line associated with Transmission system for evacuation of RE power from renewable energy parks in Leh (5 GW Leh-Kaithal transmission corridor). |  | Statement of Quoted / Corrected Prices |  | Page | Different Manner | #REF!
[5 empty] | Text for Discount | #REF!
#REF!
#REF!

## N to W (hidden)
0
Rs. Zero Only
0
0
0
0
0
0
1 | One
2 | Two
3 | Three
4 | Four
5 | Five
6 | Six
7 | Seven
8 | Eight
9 | Nine
10 | Ten
11 | Eleven
12 | Twelve
13 | Thirteen
14 | Fourteen
15 | Fifteen
16 | Sixteen
17 | Seventeen
18 | Eighteen
19 | Nineteen
20 | Twenty
21 | Twenty One
22 | Twenty Two
23 | Twenty Three
24 | Twenty Four
25 | Twenty Five
26 | Twenty Six
27 | Twenty Seven
28 | Twenty Eight
29 | Twenty Nine
30 | Thirty
31 | Thirty One
32 | Thirty Two
33 | Thirty Three
34 | Thirty Four
35 | Thirty Five
36 | Thirty Six
37 | Thirty Seven
38 | Thirty Eight
39 | Thirty Nine
40 | Forty
41 | Forty One
42 | Forty Two
43 | Forty Three
44 | Forty Four
45 | Forty Five
46 | Forty Six
47 | Forty Seven
48 | Forty Eight
49 | Forty Nine
50 | Fifty
51 | Fifty One
52 | Fifty Two
53 | Fifty Three
54 | Fifty Four
55 | Fifty Five
56 | Fifty Six
57 | Fifty Seven
58 | Fifty Eight
59 | Fifty Nine
60 | Sixty
61 | Sixty One
62 | Sixty Two
63 | Sixty Three
64 | Sixty Four
65 | Sixty Five
66 | Sixty Six
67 | Sixty Seven
68 | Sixty Eight
69 | Sixty Nine
70 | Seventy
71 | Seventy One
72 | Seventy Two
73 | Seventy Three
74 | Seventy Four
75 | Seventy Five
76 | Seventy Six
77 | Seventy Seven
78 | Seventy Eight
79 | Seventy Nine
80 | Eighty
81 | Eighty One
82 | Eighty Two
83 | Eighty Three
84 | Eighty Four
85 | Eighty Five
86 | Eighty Six
87 | Eighty Seven
88 | Eighty Eight
89 | Eighty Nine
90 | Ninety
91 | Ninety One
92 | Ninety Two
93 | Ninety Three
94 | Ninety Four
95 | Ninety Five
96 | Ninety Six
97 | Ninety Seven
98 | Ninety Eight
99 | Ninety Nine
100 | One Hundred