## Summary (hidden)
SUMMARY
Sr.No. | Item Description | Amount (As per SOR Mar 2025 and Market Rate )
1 | Supply Item | 0
3 | Service (Civil + Erection) | #REF!
2 | Freight & Insurance | #REF!
Total (Excl. GST) |  | #REF!
GST 18% |  | #REF!
Total Amount (Including GST) |  | #REF!

## BOQ
S.N |  | LongText | Unit | Quantity | Unit Rate | Amount
1 | Install_400kV AIS Equipments | 420kV, 3150A, 63KA Circuit Breaker (3-Phase) with closing resistor(withsupport structure) | EA | 2 | These items & quantities are indicative only, the actual items & quantities to be executed shall be decided at the time of finalization of Individual Tenders to be floated at a later stage among the Empaneled Agencies
2 | Install_400kV AIS Equipments | 420kV, 3150A, 63KA, Isolator (3-phase)(Double Break) with one E/S | EA | 6
3 | Install_400kV AIS Equipments | 420 kV, 3000A, 63KA, 1-Phase CurrentTransformer with 120% extended currentrating | EA | 6
4 | Install_400kV AIS Equipments | 336kV Surge Arrester (1-phase) | EA | 3
5 | Install_400kV AIS Equipments | 420KV, 1-PHASE BUS POST INSULATORS (except for Line Traps) | EA | 4
6 | Install_DPC | Digital Protection Coupler | EA | 2
7 | Install_400kV AIS Equipments | 400 KV Bay Marshilling Kiosk | EA | 1
8 | Install_CRP | Controlled Switching Device for 420 kV, 3-ph Circuit Breaker | EA | 2
9 | Install_CRP | 400kV Circuit Breaker Relay Panel with Auto Reclose (with Automation) | EA | 2
10 | Install_CRP | 400kV Line Protection Panel (with Automation) | EA | 1
11 | Install_CRP | Augmentation of existing 400kV bus bar protection scheme.(No. of bays as per specification)-(with Automation) | SET | 1
12 | Install_SAS | Augmentation of Substation automation System for 400kV Tie bay as per Technical Specification | EA | 1
13 | Install_SAS | Augmentation of Substation automation System for 400kV Main bay as per Technical Specification | EA | 1
14 | Install_Illumination System | Illumination System for switchyard panel room of 6 m length | SET | 1
15 | Install_Illumination System | LED Flood Light Luminaries Type-FL-1 as per technical specification | EA | 20
16 | Install_Illumination System | Lighting Fixture LED Luminaires type FL2 as per tech. specifications | EA | 20
17 | Install_Illumination System | Outdoor Power Receptacle for oilfiltration unit (250A) | EA | 1
18 | Install_Illumination System | Lighting Panel type ACP-2 as per technical specification | EA | 2
19 | Install_Illumination System | Type L1 Street Lighting Pole of 6 meter as per technical specification. | EA | 25
20 | Install_Illumination System | LED Street Light Luminaire TYPE SL-L1 (= 45W)as per technical specification | EA | 25
21 | Install_Illumination System | 63A, 415V : Interlocked switch socket outdoor Receptacle (type RP) as per technical specifications | EA | 1
22 | Install_Illumination System | Lighting Panel type ACP-3 as per technical specification | EA | 2
23 | Install_Fire Fighting | Fire Detection and Alarm System for Switchyard Panel Room of 6 m length | SET | 1
24 | Install_Fire Fighting | 4.5 kg CO2 type Portable Fire extinguisher | EA | 1
25 | Install_Fire Fighting | 6Kg dry chemical powered type Portable Fire extinguisher | EA | 1
26 | Install_Air Conditioning | Air conditioning system for Switchyard Panel Room of 6m length | SET | 1
27 | Install_Main Earthmat | 40 mm MS rod for Main Earthmat | KM | 3
28 | Install_Erection H/W | Erection Hardware for 400kV I type layout-Line bay as per technical specification | SET | 1
29 | Install_Erection H/W | Erection Hardware for 400kV I type layout-Spare bay of half dia as per technical specification | SET | 1
30 | Install_Power & Control Cables | 1.1kV grade Power Cables (PVCinsulated)along withlugs,glands,straight joints &accessories,etc. | LS | 1
31 | Install_Power & Control Cables | 1.1kV grade Control Cables (PVCinsulated) along withlugs,glands,straight joints &accessories,etc. | LS | 1
32 | Install_Power & Control Cables | 1.1kV grade Power Cables (XLPEinsulated) along withlugs,glands,straight joints &accessories,etc. | LS | 1
33 | Install_VMS | Color IP camera, with PAN, TILT and ZOOM facilities, alongwith all required Items, Accessories, Line Interface units, Fiber patchcords, Power supply units, Junction Boxes, Cables, Fiber Optic Cables, etc., and including Integration in existing Hardware andSoftware for Augmentation of Visual Monitoring System as per technical specification. | SET | 1
34 | Erection of Non-Standard structure | Erection of Lattice Structures (MS Steel), to be designed during detailed engineering, for towers, beams and equipment supportstructure including pack plates / packwashers and gusset plates excluding fasteners and foundation bolts | MT | 40
35 | Erection of Non-Standard structure | Erection of fasteners ( nuts, bolts and washers ) including step bolts for lattice and pipe structures to be designed duringdetailed engineering | MT | 2
36 | Erection of Non-Standard structure | Erection of foundation bolts including nuts, checknut and washers for lattice and pipe structures to be designed during detailedengineering | MT | 3
37 | Civil Work | Contour survey | Sqm | 9000
38 | Civil Work | Soil investigation (2nos. 150 mm Dia bore holes, up to 15m depth or refusal and including one no. trial pit): As per technical specifications including laboratory test, field report & recommendations all complete as per direction of Engineer in Charge. | LOT | 1
39 | Civil Work | Excavating, supplying, stacking and filling of local earth (including royalty) by mechanical transport upto a lead of 5km also including ramming and watering of the earth in layers not exceeding 20 cm in foundation trenches, plinth, sides of foundation etc. complete for all lift. | M3 | 3200
40 | Civil Work | Extra for compaction of earth work in embankment under optimum moisture conditions to give at least 95% of the maximum dry density (proctor density). | Cum | 3500
41 | Civil Work | Earth work in excavation by mechanical means (Hydraulic excavator)/ manual means over areas (exceeding 30 cm in depth, 1.5 m in width as well as 10 sqm on plan) including getting out and disposal of excavated earth lead upto 50 m and for all lift, as directed by Engineer-in-charge.All kinds of soil | M3 | 850
42 | Civil Work | Earth work in excavation by mechanical means (Hydraulic excavator)/ manual means over areas (exceeding 30 cm in depth, 1.5 m in width as well as 10 sqm on plan) including getting out and disposal of excavated earth lead upto 50 m and lift upto 1.5 m, as directed by Engineer-in-charge. Ordinary rock | M3 | 850
43 | Civil Work | Earth work in excavation by mechanical means (Hydraulic excavator) / manual means in foundation trenches or drains (not exceeding 1.5 m in width or 10 sqm on plan), including dressing of sides and ramming of bottoms, for all lift, including getting out the excavated soil and disposal of surplus excavated soil as directed, within a lead of 50 m.All kinds of soil. | M3 | 180
44 | Civil Work | Earth work in excavation by mechanical means (Hydraulic excavator) / manual means in foundation trenches or drains (not exceeding 1.5 m in width or 10 sqm on plan), including dressing of sides and ramming of bottoms, for all lift, including getting out the excavated soil and disposal of surplus excavated soil as directed, within a lead of 50 m.Ordinary rock | M3 | 180
45 | Civil Work | Extra for every additional lift of 1.5 m or part thereof in excavation / banking excavated or stacked materials. All kinds of soil. | M3 | 850
46 | Civil Work | Extra for every additional lift of 1.5 m or part thereof in excavation / banking excavated or stacked materials. Ordinary or hard rock. | M3 | 850
47 | Civil Work | Filling available excavated earth (excluding rock) in trenches, plinth, sides of foundations etc. in layers not exceeding 20cm in depth, consolidating each deposited layer by ramming and watering, lead up to 50 and for all lift. | M3 | 1200
48 | Civil Work | Providing and laying in position cement concrete of specified grade excluding the cost of centering and shuttering - All work up to plinth level :1:4:8 (1 Cement : 4 coarse sand (zone-III) derived from natural sources : 8 graded stone aggregate 40 mm nominal size derived from natural sources) | M3 | 110
49 | Civil Work | Providing and laying in position cement concrete of specified grade excluding the cost of centering and shuttering - All work up to plinth level :1:2:4 (1 cement : 2 coarse sand (zone-III) derived from natural sources : 4 graded stone aggregate 20 mm nominal size derived from natural sources) | M3 | 2
50 | Civil Work | Centering and shuttering including strutting, propping etc. and removal of form for: Foundations, footings, bases of columns, etc. for mass concrete. | M2 | 3000
51 | Civil Work | Centering and shuttering including strutting, propping etc. and removal of form for: Suspended floors, roofs, landings, balconies and access platform. | M2 | 50
52 | Civil Work | Centering and shuttering including strutting, propping etc. and removal of form for: Lintels, beams, plinth beams, girders, bressumers and cantilevers. | M2 | 20
53 | Civil Work | Centering and shuttering including strutting, propping etc. and removal of form for: Columns, Pillars, Piers, Abutments, Posts and Struts. | M2 | 20
54 | Civil Work | Providing and laying in position specified grade of reinforced cement concrete, excluding the cost of centering, shuttering, finishing and reinforcement - All work up to plinth level :1:1.5:3 (1 cement : 1.5 coarse sand (zone-III) derived from natural sources : 3 graded stone aggregate 20 mm nominal size derived from natural sources) | M3 | 340
55 | Civil Work | Reinforced cement concrete work in walls (any thickness), including attached pilasters, buttresses, plinth and string courses, fillets, columns, pillars, piers, abutments, posts and struts etc. above plinth level up to floor five level, excluding cost of centering, shuttering, finishing and reinforcement :1:1.5:3 (1 cement : 1.5 coarse sand(zone-III) derived from natural sources : 3 graded stone aggregate 20 mm nominal size derived from natural sources) | M3 | 2
56 | Civil Work | Reinforced cement concrete work in beams, suspended floors, roofs having slope up to 15° landings, balconies, shelves, chajjas, lintels, bands, plain window sills, staircases and spiral stair cases above plinth level up to floor five level, excluding the cost of centering, shuttering, finishing and reinforcement with 1:1.5:3 (1 cement : 1.5 coarse sand(zone-III) derived from natural sources : 3 graded stone aggregate 20 mm nominal size derived from natural sources). | M3 | 6
57 | Civil Work | Steel reinforcement for R.C.C. work including straightening, cutting, bending, placing in position and binding all complete. Thermo-Mechanically Treated bars of grade Fe-500D or more. | kg | 22000
58 | Civil Work | Structural steel work riveted, bolted or welded in built up sections, trusses and framed work, including cutting, hoisting, fixing in position and applying a priming coat of approved steel primer all complete. | kg | 12000
59 | Civil Work | Stone spreading in switchyard excluding PCC | M2 | 6400
60 | Civil Work | Antiweed treatment | M2 | 6400
61 | Civil Work | Providing & laying non-woven Geosynthetics fabric of minimum 200GSM in separation layer between sub-grade and stone spreading in switchyard as per technical specification and direction of Engineer-in-Charge. | M2 | 6400
62 | Civil Work | Chain link fencing matching with existing fence excluding concrete | RM | 160
63 | Civil Work | Switchyard Gate excluding Concrete | No. | 1
64 | Civil Work | Brick work with common burnt clay F.P.S. (non modular) bricks of class designation 7.5 in foundation and plinth in:Cement mortar 1:6 (1 cement : 6 coarse sand) | cum | 150
65 | Civil Work | Brick work with common burnt clay F.P.S. (non modular) bricks of class designation 7.5 in superstructure above plinth level up to floor V level in all shapes and sizes in : Cement mortar 1:6 (1 cement : 6 coarse sand). | M3 | 12
66 | Civil Work | Providing and laying damp-proof course 40 mm thick with cement concrete 1:2:4 (1 cement : 2 coarse sand (zone-III) derived from natural sources : 4 graded stone aggregate 12.5 mm nominal size derived from natural sources) | M2 | 6
67 | Civil Work | Extra for providing and mixing water proofing material in cement concrete work in doses by weight of cement as per manufacturer’s specification. | per bag of 50kg cement used | 10
68 | Civil Work | Providing & applying a coat of residual petroleum bitumen of grade of VG-10 of approved quality using 1.7 kg per square metre on damp proof course after cleaning the surface with brushes and finally with a piece of cloth lightly soaked in kerosene oil. | M2 | 6
69 | Civil Work | 12 mm cement plaster of mix :1:4 (1 cement: 4 fine sand) | M2 | 52
70 | Civil Work | 18 mm cement plaster in two coats under layer 12 mm thick cement plaster 1:5 (1 cement : 5 coarse sand) finished with a top layer 6 mm thick cement plaster 1:6 (1 cement : 6 fine sand). | M2 | 52
71 | Civil Work | 12 mm cement plaster finished with a floating coat of neat cement of mix :1:4 (1 cement: 4 fine sand) | M2 | 2000
72 | Civil Work | Providing and applying white cement based putty of average thickness 1 mm, of approved brand and manufacturer, over the plastered wall surface to prepare the surface even and smooth complete. | M2 | 52
73 | Civil Work | Distempering with 1st quality acrylic distemper (ready mixed) having VOC content less than 50 gram/litre, of approved manufacturer and of required shade and colour all complete to achieve even shade and colour :New work (two or more coats) over and including water thinnable priming coat with cement primer having VOC content less than 50 gram/litre | M2 | 52
74 | Civil Work | Finishing walls with Premium Acrylic Smooth exterior paint with Silicone additives of required shade:New work (Two or more coats applied @ 1.43 ltr/10 sqm over and including priming coat of exterior primer applied @ 0.90 litre/10 sqm) | M2 | 52
75 | Civil Work | Add for plaster drip course/ groove in plastered surface or moulding to R.C.C. projections. | metre | 25
76 | Civil Work | Providing and fixing aluminium work for doors, windows, ventilators and partitions with extruded built up standard tubular sections/ appropriate Z sections and other sections of approved make conforming to IS: 733 and IS: 1285, fixing with dash fasteners of required dia and size, including necessary filling up the gaps at junctions, i.e. at top, bottom and sides with required EPDM rubber/ neoprene gasket etc. Aluminium sections shall be smooth, rust free, straight, mitred and jointed mechanically wherever required including cleat angle, Aluminium snap beading for glazing / panelling, C.P. brass / stainless steel screws, all complete as per architectural drawings and the directions of Engineer-in-charge. (Glazing, paneling and dash fasteners to be paid for separately) :For fixed portion. Powder coated aluminium (minimum thickness of powder coating 50 micron) | kg | 47
77 | Civil Work | Providing and fixing aluminium work for doors, windows, ventilators and partitions with extruded built up standard tubular sections/ appropriate Z sections and other sections of approved make conforming to IS: 733 and IS: 1285, fixing with dash fasteners of required dia and size, including necessary filling up the gaps at junctions, i.e. at top, bottom and sides with required EPDM rubber/ neoprene gasket etc. Aluminium sections shall be smooth, rust free, straight, mitred and jointed mechanically wherever required including cleat angle, Aluminium snap beading for glazing / panelling, C.P. brass / stainless steel screws, all complete as per architectural drawings and the directions of Engineer-in-charge. (Glazing, paneling and dash fasteners to be paid for separately) :For shutters of doors, windows & ventilators including providing and fixing hinges/ pivots and making provision for fixing of fittings wherever required including the cost of EPDM rubber / neoprene gasket required (Fittings shall be paid for separately): Powder coated aluminium (minimum thickness of powder coating 50 micron) | kg | 60
78 | Civil Work | Providing and fixing glazing in aluminium door, window, ventilator shutters and partitions etc. with EPDM rubber / neoprene gasket etc. complete as per the architectural drawings and the directions of engineer-in-charge . (Cost of aluminium snap beading shall be paid in basic item):With float glass panes of 5 mm thickness (weight not less than 12.50 kg/sqm) | M2 | 10
79 | Civil Work | Providing and laying vitrified floor tiles in different sizes (thickness to be specified by the manufacturer) with water absorption less than 0.08% and conforming to IS: 15622, of approved make, in all colours and shades, laid on 20 mm thick cement mortar 1:4 (1 cement : 4 coarse sand), jointing with grey cement slurry @ 3.3 kg/ sqm including grouting the joints with white cement and matching pigments etc., complete.Size of Tile 600x600 mm | M2 | 27
80 | Civil Work | Providing and laying Vitrified tiles in different sizes (thickness to be specified by manufacturer), with water absorption less than 0.08 % and conforming to I.S. 15622, of approved make, in all colours & shade, in skirting, riser of steps, over 12 mm thick bed of cement mortar 1:3 (1 cement: 3 coarse sand), jointing with grey cement slurry @ 3.3 kg/ sqm including grouting the joint with white cement & matching pigments etc. complete.Size of Tile 600x600 mm | M2 | 5
81 | Civil Work | Providing and laying Polished Granite stone flooring in required design and patterns, in linear as well as curvilinear portions of the building all complete as per the architectural drawings with 18 mm thick stone slab over 20 mm (average) thick base of cement mortar 1:4 (1 cement : 4 coarse sand) laid and jointed with cement slurry and pointing with white cement slurry admixed with pigment of matching shade including rubbing , curing and polishing etc. all complete as specified and as directed by the Engineer-in-Charge.Polished Granite stone slab of colour Black, Cherry/Ruby Red or equivalent | M2 | 5
82 | Civil Work | Providing and fixing on wall face unplasticised Rigid PVC rain water pipes conforming to IS : 13592 Type A, including jointing with seal ring conforming to IS : 5382, leaving 10 mm gap for thermal expansion, (i) Single socketed pipes.110 mm diameter | metre | 5
83 | Civil Work | Providing and laying integral cement based water proofing treatment including preparation of surface as required for treatment of roofs, balconies, terraces etc consisting of following operations: (a) Applying a slurry coat of neat cement using 2.75 kg/sqm of cement admixed with water proofing compound conforming to IS. 2645 and approved by Engineer-in-charge over the RCC slab including adjoining walls upto 300 mm height including cleaning the surface before treatment. (b) Laying brick bats with mortar using broken bricks/brick bats 25 mm to 115 mm size with 50% of cement mortar 1:5 (1 cement : 5 coarse sand) admixed with water proofing compound conforming to IS : 2645 and approved by Engineer-in-charge over 20 mm thick layer of cement mortar of mix 1:5 (1 cement :5 coarse sand) admixed with water proofing compound conforming to IS : 2645 and approved by Engineer-in-charge to required slope and treating similarly the adjoining walls upto 300 mm height including rounding of junctions of walls and slabs. (c) After two days of proper curing applying a second coat of cement slurry using 2.75 kg/ sqm of cement admixed with water proofing compound conforming to IS : 2645 and approved by Engineer-in-charge. (d) Finishing the surface with 20 mm thick jointless cement mortar of mix 1:4 (1 cement :4 coarse sand) admixed with water proofing compound conforming to IS : 2645 and approved by Engineer-in-charge including laying glass fibre cloth of approved quality in top layer of plaster and finally finishing the surface with trowel with neat cement slurry and making pattern of 300x300 mm square 3 mm deep. (e) The whole terrace so finished shall be flooded with water for a minimum period of two weeks for curing and for final test. “All above operations to be done in order and as directed and specified by the Engineer-in-Charge”: With average thickness of 120 mm and minimum thickness at khurra as 65 mm. | M2 | 27
84 | Civil Work | Making khurras 45x45 cm with average minimum thickness of 5 cm cement concrete 1:2:4 (1 cement : 2 coarse sand : 4 graded stone aggregate of 20 mm nominal size) over P.V.C. sheet 1 m x1 m x 400 micron, finished with 12 mm cement plaster 1:3 (1 cement : 3 coarse sand) and a coat of neat cement, rounding the edges and making and finishing the outlet complete. | each | 1
85 | Civil Work | Providing gola 75x75 mm in cement concrete 1:2:4 (1 cement : 2 coarse sand : 4 stone aggregate 10 mm and down gauge), including finishing with cement mortar 1:3 (1 cement : 3 fine sand) as per standard design :In 75x75 mm deep chase. | metre | 21
86 | Civil Work | Providing and laying non-pressure NP2 class (light duty) R.C.C. pipes with collars jointed with stiff mixture of cement mortar in the proportion of 1:2 (1 cement : 2 fine sand) including testing of joints etc. complete :450 mm dia. R.C.C. pipe | metre | 2.5
87 | Civil Work | Preparation and consolidation of sub grade with power road roller of 8 to 12 tonne capacity after excavating earth to an average of 22.5 cm depth, dressing to camber and consolidating with road roller including making good the undulations etc. and re-rolling the sub grade and disposal of surplus earthwith lead upto 50 metres. | Sqm | 400
88 | Civil Work | Supplying and stacking at site.90 mm to 45 mm size stone aggregate | Cum | 45
89 | Civil Work | Supplying and stacking at site.63 mm to 45 mm size stone aggregate | Cum | 45
90 | Civil Work | Supplying and stacking at site.53 mm to 22.4 mm size stone aggregate | Cum | 45
91 | Civil Work | Supplying and stacking at site.Stone screening 13.2 mm nominal size (Type A) | Cum | 20
92 | Civil Work | Supplying and stacking at site.Stone screening 11.2 mm nominal size (Type B) | Cum | 10
93 | Civil Work | Supplying and stacking at site.Moorum/Stone dust | Cum | 11
94 | Civil Work | Laying, spreading and compacting stone aggregate of specified sizes to WBM specifications in uniform thickness, hand picking, rolling with 3 wheeled road/vibratory roller 8-10 tonne capacity in stages to proper grade and camber, applying and brooming requisite type of screening / binding material to fill up interstices of coarse aggregate, watering and compacting to the required density . | Cum | 115
95 | Civil Work | Supplying & laying hume pipe of grade (NP-3) excluding reinforcement and concrete as per drawing-600mm dia | RM | 10
96 | Civil Work | Supplying and erecting dewatering pumps-5 HP | EA | 1
97 | PMU | Service:- Phasor Measurement Unit (PMU) | EA | 1
98 | PMU | WAMS TIME SYSTEM(GPS RECEIVER) | EA | 1
99 | PMU | SUBSTATION GRADE Layer 2 LAN SWITCH | EA | 1
100 | PMU | SUBSTATION GRADE Layer 3 LAN SWITCH | EA | 1
101 | PMU | Services:- Armored Fibre Optic Cable and associated termination equipment | LOT | 1
102 | PMU | SUPPLY, INSTALLATION, TESTING AND COMMISSIONING OF LIU-FO PATCH PANEL-12 PORT | EA | 2
103 | PMU | Integration of PMU with the PDC (Phasor Data Concentrator) of RLDCs and respective SLDCs as required. | LOT | 1
Total Excluding GST=
GST
Grand Total Including GST=

## Sheet1 (hidden)
27938.4 | 3789.33 | 31727.73 | 2.6.1 | 3408 | 4671.11 | 2.6.1 | 3789.33 | 1263.11
43294.06 | 1136 | 44430.06 | 1.1.2 | 4515 | 4893.6667 | 1.1.2 | 1136 | 378.6667
9154.48 | 1323.13 | 10477.61 | 2.25 | 1206 | 1647.0433 | 2.25 | 1323.13 | 441.0433
2719.5 | 127 | 2846.5 | 4.1.8 | 99 | 99 | 2.9.2 | 127 | 42.3333
3829 | 127 | 3956 | 4.1.3 | 4 | 6.03 | 1.1.4 | 127 | 42.3333
17.34 | 6.09 | 23.43 | 4.3.1 | 113 | 133 | 4.1.3 | 6.09 | 2.03
684.9 | 60 | 744.9 | 5.33.1.1 | 255 | 517.8867 | 4.3.1 | 60 | 20
782.63 | 191.44 | 974.07 | 5.33.2.1 | 0 | 6.6333 | 4.1.8 | 191.44 | 63.8133
5724 | 788.66 | 6512.66 | 5.35 | 179 | 367.664 | 5.33.1.1 | 788.66 | 262.8867
390.5 | 19.9 | 410.4 | 5.9.1 | 76 | 594.3333 | 5.33.2.1 | 19.9 | 6.6333
4280.15 | 565.992 | 4846.142 | 5.9.2 | 2425 | 3955 | 5.35 | 565.992 | 188.664
8318.59 | 1555 | 9873.59 | 5.9.6 | 10 | 43.3333 | 5.9.1 | 1555 | 518.3333
13500 | 4590 | 18090 | 5.22.6 | 47742 | 66750.5067 | 5.9.2 | 4590 | 1530
100 | 100 | 200 | 5.22A.6 | 3700 | 4233.3333 | 5.9.6 | 100 | 33.3333
395166.27 | 57025.52 | 452191.79 | NS | 21 | 21 | 5.22.6 | 57025.52 | 19008.5067
27300 | 1600 | 28900 | 10.2 | 31326 | 52973.97 | 5.22A.6 | 1600 | 533.3333
250615.7 | 64943.91 | 315559.61 | 16.3.3 (M) | 300 | 300 | 10.2 | 64943.91 | 21647.97
41 |  | 41 | 16.4 (M) | 300 | 300 | 6.4.2 | 17.95 | 5.9833
240 |  | 240 | 14.92 (M) | 5000 | 5000 | 13.4.2 | 54.69 | 18.23
2497 |  | 2497 | NS | 2000 | 2000 | 13.16.1 | 24.64 | 8.2133
2497 |  | 2497 | 19.6.3 | 15 | 15 | 13.11 | 73.38 | 24.46
24970 |  | 24970 | 19.6.4 | 15 | 15 | 13.41.1 | 71.77 | 23.9233
20 |  | 20 | 19.35.1 | 15 | 15 | 13.47.1 | 73.38 | 24.46
20 |  | 20 | 23.5 (M) | 121 | 121 | 22.7.1 | 39.77 | 13.2567
20 |  | 20 | NS | 193 | 216.9233 | 13.26 | 71.77 | 23.9233
71.82 | 17.95 | 89.77 | 15.3 | 10 | 11.61 | 4.1 | 4.83 | 1.61
218.75 | 54.69 | 273.44 | 6.4.2 | 176 | 181.9833 | 11.41.2 | 10.39 | 3.4633
98.55 | 24.64 | 123.19 | 13.4.2 | 77 | 95.23 | 11.46.2 | 1.77 | 0.59
293.52 | 73.38 | 366.9 | 13.16.1 | 28 | 36.2133 | 12.7.1 | 8 | 2.6667
287.06 | 71.77 | 358.83 | 13.11 | 82 | 106.46 | 8.2.2.2 | 7.2 | 2.4
293.52 | 73.38 | 366.9 | 13.41.1 | 80 | 103.9233 | 9.147.F2.1 | 5.4 | 1.8
159.07 | 39.77 | 198.84 | 13.47.1 | 82 | 106.46 | 9.147.A1.1 | 2.16 | 0.72
287.06 | 71.77 | 358.83 | 22.7.1 | 45 | 58.2567 | 9.117.1 | 14.1 | 4.7
19.32 | 4.83 | 24.15 | 13.26 | 80 | 103.9233 | 21.3.3 | 7.56 | 2.52
41.54 | 10.39 | 51.93 | 4.1 | 6 | 7.61 | 16.1 | 682.5 | 227.5
7.07 | 1.77 | 8.84 | 11.41.2 | 12 | 15.4633 | 16.79 (M) | 126.56 | 42.1867
32 | 8 | 40 | 11.46.2 | 2 | 2.59 | 16.35 | 562.5 | 187.5
28.8 | 7.2 | 36 | 12.7.1 | 9 | 11.6667 | 16.30.1 | 562.5 | 187.5
2160 | 5.4 | 2165.4 | 8.2.2.2 | 8 | 10.4 | 19.6.1 | 15 | 5
8.64 | 2.16 | 10.8 | 9.147.F2.1 | 6 | 7.8 | 6.2.2 | 75.9 | 25.3
56.4 | 14.1 | 70.5 | 9.147.A1.1 | 2 | 2.72 | 13.7.2 | 7.46 | 2.4867
30.24 | 7.56 | 37.8 | 9.117.1 | 16 | 20.7 | 23.5 (M) | 32 | 10.6667
11017.5 | 682.5 | 11700 | 21.3.3 | 9 | 11.52
1976.44 | 126.56 | 2103 | 2.8.1 | 2500 | 2500
8437.5 | 562.5 | 9000 | 2.25(a) (M) | 719 | 719
8437.5 | 562.5 | 9000 | 16.11 | 756 | 756
225 | 15 | 240 | 7.1.1 | 50 | 50
1214.4 | 75.9 | 1290.3 | 7.2.1 | 1500 | 1500
119.42 | 7.46 | 126.88
1000 |  | 1000
50 |  | 50
50 |  | 50
22195 |  | 22195
22195 |  | 22195
1109.5 |  | 1109.5
471 | 32 | 503

## F&I (hidden)
PR No.
PR No. | PR Item | WBS Desc | Activity | Activity Description | Material | HSN/SAC number | Tax Rate | LongText | Unit | Quantitiy | WBS Element | Network | Material Group | MatGrp Desc | Batch | Material Description | Unite Rate | Item Number | Amount
| 0 | ICT Augmentation at Bikaner-IV | 10 | 420kV, 63kA AIS EQUIPMENT | 1000004501 | 85352913 | 18 | 420kV, 3150A, 63kA Circuit Breaker (3-Phase) without closing resistorand with Support Structure | EA | 4 | TB-202525-01-01-01 | 14003147 | 1013 | Circuit Breaker |  | 420KV, 3150A, 63KA, 3PH CB W/O CR | 218103.16 | 10 | 872412.64
| 0 | ICT Augmentation at Bikaner-IV | 10 | 420kV, 63kA AIS EQUIPMENT | 1000004498 | 85353090 | 18 | 420kV, 3150A, 63KA, Isolator (3-phase)(Double Break) with one E/S | EA | 12 | TB-202525-01-01-01 | 14003147 | 1018 | Isolator |  | 420KV, 3150A, 63KA 3PH DB ISOLATOR+1E/S | 66445.96 | 20 | 797351.52
| 0 | ICT Augmentation at Bikaner-IV | 10 | 420kV, 63kA AIS EQUIPMENT | 1000004463 | 85359090 | 18 | 420 kV, 3000A, 63KA, 1-Phase CurrentTransformer with 120% extended currentrating | EA | 12 | TB-202525-01-01-01 | 14003147 | 1014 | Current Transformer |  | 420KV, 3000A, 63KA,1-PH,CT-120% RATING | 35040.92 | 30 | 420491.04
| 0 | ICT Augmentation at Bikaner-IV | 10 | 420kV, 63kA AIS EQUIPMENT | 1000004401 | 85462040 | 18 | 420 kV, 1 phase Bus Post Insulator (except for Line Traps) | EA | 15 | TB-202525-01-01-01 | 14003147 | 1020 | Bus Post Insulator |  | 420KV, 1PH BUS POST INSULATOR (BPI) | 2236.96 | 40 | 33554.4
| 0 | ICT Augmentation at Bikaner-IV | 10 | 420kV, 63kA AIS EQUIPMENT | 1000020419 | 85354010 | 18 | 336kV Surge Arrester (1-phase) | EA | 6 | TB-202525-01-01-01 | 14003147 | 1017 | Surge Arrestor |  | SURGE ARRESTER,1-PH,336KV | 8687.36 | 50 | 52124.16
| 0 | ICT Augmentation at Bikaner-IV | 10 | 420kV, 63kA AIS EQUIPMENT | 1000009711 | 85389000 | 18 | Controlled Switching Device for 420 kV, 3-ph Circuit Breaker | EA | 4 | TB-202525-01-01-01 | 14003147 | 1013 | Circuit Breaker |  | CONTROLLED SWITCHING DEVICE-420KV CB | 34328.8 | 60 | 137315.2
| 0 | ICT Augmentation at Bikaner-IV | 20 | 245kV, 50kA AIS EQUIPMENT | 1000001683 | 85352912 | 18 | 245kV, 1600A, 50KA Circuit Breaker(3-Phase) with support structure | EA | 3 | TB-202525-01-01-01 | 14003147 | 1013 | Circuit Breaker |  | 245KV, 1600A, 50KA 3PH CIRCUIT BREAKER | 65379.72 | 120 | 196139.16
| 0 | ICT Augmentation at Bikaner-IV | 20 | 245kV, 50kA AIS EQUIPMENT | 1000001684 | 85359090 | 18 | 245 kV, 1600A, 50KA, 1-Phase CurrentTransformer with 120% extended currentrating | EA | 9 | TB-202525-01-01-01 | 14003147 | 1014 | Current Transformer |  | 245KV, 1600A, 50KA CT-120% RATING | 17498.64 | 130 | 157487.76
| 0 | ICT Augmentation at Bikaner-IV | 20 | 245kV, 50kA AIS EQUIPMENT | 1000001688 | 85353090 | 18 | 245kV, 1600A, 50 KA, 3-phase DoubleBreak Isolator with one E/S | EA | 3 | TB-202525-01-01-01 | 14003147 | 1018 | Isolator |  | 245KV, 1600A, 50KA, 3PH DB ISOLATOR+1E/S | 25407.96 | 140 | 76223.88
| 0 | ICT Augmentation at Bikaner-IV | 20 | 245kV, 50kA AIS EQUIPMENT | 1000001689 | 85353090 | 18 | 245kV, 1600A, 50 KA, 3-phase DoubleBreak Isolator with two E/S | EA | 3 | TB-202525-01-01-01 | 14003147 | 1018 | Isolator |  | 245KV, 1600A, 50KA, 3PH DB ISOLATOR+2E/S | 30648.48 | 150 | 91945.44
| 0 | ICT Augmentation at Bikaner-IV | 20 | 245kV, 50kA AIS EQUIPMENT | 1000032777 | 85353090 | 18 | 245KV, 1600 A, 50KA, 3-PHASE, DOUBLE BREAK TANDEM ISOLATOR WITHOUT E/S | EA | 5 | TB-202525-01-01-01 | 14003147 | 1018 | Isolator |  | 245KV,1600A,50KA 3PH DB ISOLATOR(TANDEM) | 26412.52 | 160 | 132062.6
| 0 | ICT Augmentation at Bikaner-IV | 20 | 245kV, 50kA AIS EQUIPMENT | 1000020417 | 85354010 | 18 | 216kV Surge Arrester (1-phase) | EA | 6 | TB-202525-01-01-01 | 14003147 | 1017 | Surge Arrestor |  | SURGE ARRESTER,1-PH,216KV | 3729.64 | 170 | 22377.84
| 0 | ICT Augmentation at Bikaner-IV | 20 | 245kV, 50kA AIS EQUIPMENT | 1000001695 | 85462040 | 18 | 245 kV, 1 phase Bus Post Insulator (except for Line Traps) | EA | 35 | TB-202525-01-01-01 | 14003147 | 1020 | Bus Post Insulator |  | 245KV, 1PH BUST POST INSULATOR (BPI) | 844.68 | 180 | 29563.8
| 0 | ICT Augmentation at Bikaner-IV | 20 | 245kV, 50kA AIS EQUIPMENT | 1000051760 | 85353090 | 18 | 245KV, 3150A, 50KA, 3-PHASE DOUBLE BREAK ISOLATOR WITH TWO E/S | EA | 2 | TB-202525-01-01-01 | 14003147 | 1018 | Isolator |  | 245KV, 3150A, 50KA, 3PH DB ISOLATOR+2E/S | 30348.32 | 190 | 60696.64
| 0 | ICT Augmentation at Bikaner-IV | 20 | 245kV, 50kA AIS EQUIPMENT | 1000001684 | 85359090 | 18 | 245 kV, 2500A, 50KA, 1-Phase CurrentTransformer with 120% extended currentrating | EA | 9 | TB-202525-01-01-01 | 14003147 | 1014 | Current Transformer |  | 245KV, 2500A, 50KA CT-120% RATING | 17498.64 | 200 | 157487.76
| 0 | ICT Augmentation at Bikaner-IV | 20 | 245kV, 50kA AIS EQUIPMENT | 1000051850 | 85353090 | 18 | 245KV, 3150A, 50KA, 3-PHASE DOUBLE BREAK ISOLATOR WITH ONE E/S | EA | 4 | TB-202525-01-01-01 | 14003147 | 1018 | Isolator |  | 245KV, 3150A, 50KA, 3PH DB ISOLATOR+1E/S | 25591.2 | 220 | 102364.8
| 0 | ICT Augmentation at Bikaner-IV | 20 | 245kV, 50kA AIS EQUIPMENT | 1000028442 | 85352912 | 18 | 245kV, 3150A, 50KA Circuit Breaker(3-Phase) with support structure | EA | 3 | TB-202525-01-01-01 | 14003147 | 1013 | Circuit Breaker |  | 245KV,3150A, 50KA 3PH CIRCUIT BREAKER | 71785.32 | 230 | 215355.96
| 0 | ICT Augmentation at Bikaner-IV | 20 | 245kV, 50kA AIS EQUIPMENT | 1000001772 | 85359090 | 18 | 245 kV, 4400pf Capacitive Voltage Transformer (1- Phase) | EA | 6 | TB-202525-01-01-01 | 14003147 | 1015 | CVT |  | 245KV, 4400PF, 1PH CVT | 9602.72 | 240 | 57616.32
| 0 | ICT Augmentation at Bikaner-IV | 30 | Erection Hardware for 420kV I Type S/Y | 1000011327 | 72169990 | 18 | Erection Hardware for 400kV I type layout-Transformer bay as pertechnical specification | SET | 2 | TB-202525-01-01-01 | 14003147 | 1019 | Bus Bars |  | ERECTION H/W-400KV I TYPE T/F BAY | 106782.88 | 80 | 213565.76
| 0 | ICT Augmentation at Bikaner-IV | 30 | Erection Hardware for 420kV I Type S/Y | 1000011326 | 72169990 | 18 | Erection Hardware for 400kV I type layout-Spare bay of half dia as pertechnical specification | SET | 2 | TB-202525-01-01-01 | 14003147 | 1019 | Bus Bars |  | ERECTION H/W-400KV I TYPE SP BAY 1/2 DIA | 92508.04 | 90 | 185016.08
| 0 | ICT Augmentation at Bikaner-IV | 30 | Erection Hardware for 420kV I Type S/Y | 1000000336 | 72169990 | 18 | ERECTION HARDWARE FOR 400KV I TYPE LAYOUT-BUS WORK (FOR THREEDIAMETERS) AS PER TECHNICAL SPECIFICATION | SET | 1 | TB-202525-01-01-01 | 14003147 | 1019 | Bus Bars |  | ERECTION H/W-400KV I TYPE BUSWORK(3 DIA) | 127288.24 | 100 | 127288.24
| 0 | ICT Augmentation at Bikaner-IV | 40 | Erection Hardware for 220kV DMT Type S/Y | 1000011264 | 72169990 | 18 | Erection Hardware for 220kV layout (Double Main and TransferScheme)-Transformer Bay as per technical specification | SET | 2 | TB-202525-01-01-01 | 14003147 | 1019 | Bus Bars |  | ERECTION H/W-220KV DMT T/F BAY | 82340.12 | 90 | 164680.24
| 0 | ICT Augmentation at Bikaner-IV | 40 | Erection Hardware for 220kV DMT Type S/Y | 1000011253 | 72169990 | 18 | Erection Hardware for 220kV layout (Double Main and TransferScheme)-Bus Coupler Bay as per technical specification | SET | 1 | TB-202525-01-01-01 | 14003147 | 1019 | Bus Bars |  | ERECTION H/W-220KV DMT BUS COUPLER BAY | 66226.68 | 100 | 66226.68
| 0 | ICT Augmentation at Bikaner-IV | 40 | Erection Hardware for 220kV DMT Type S/Y | 1000011254 | 72169990 | 18 | Erection Hardware for 220kV layout (Double Main and TransferScheme)-Bus section Bay as per technical specification | SET | 2 | TB-202525-01-01-01 | 14003147 | 1019 | Bus Bars |  | ERECTION H/W-220KV DMT BUS SECTION BAY | 56309.28 | 110 | 112618.56
| 0 | ICT Augmentation at Bikaner-IV | 40 | Erection Hardware for 220kV DMT Type S/Y | 1000011265 | 72169990 | 18 | Erection Hardware for 220kV layout (Double Main and TransferScheme)-Transfer Bus Coupler Bay as per technical specification | SET | 1 | TB-202525-01-01-01 | 14003147 | 1019 | Bus Bars |  | ERECTION H/W-220KV DMT TBC BAY | 66226.68 | 120 | 66226.68
| 0 | ICT Augmentation at Bikaner-IV | 40 | Erection Hardware for 220kV DMT Type S/Y | 1000011255 | 72169990 | 18 | Erection Hardware for 220kV layout (Double Main and TransferScheme)-Bus work (one Bay) as per technical specification | SET | 7 | TB-202525-01-01-01 | 14003147 | 1019 | Bus Bars |  | ERECTION H/W-220KV DMT BUS WORK-1 BAY | 56309.28 | 130 | 394164.96
| 0 | ICT Augmentation at Bikaner-IV | 50 | Earthmat | 1000032055 | 72159090 | 18 | 40 MM MS ROD FOR MAIN EARTHMAT | KM | 5 | TB-202525-01-01-01 | 14003147 | 1033 | Common Mechanical |  | 40MM MS ROD(KM) | 29130.84 | 20 | 145654.2
| 0 | ICT Augmentation at Bikaner-IV | 60 | CRP for 420kV Bays with SAS | 1000004274 | 85371000 | 18 | 400kV Transformer Protection Panel (For both HV & MV side)-(withAutomation) | EA | 2 | TB-202525-01-01-01 | 14003147 | 1054 | SCADA/SAS |  | 400KV TRANSFORMER PROTECTION PANEL-SAS | 106601.92 | 60 | 213203.84
| 0 | ICT Augmentation at Bikaner-IV | 60 | CRP for 420kV Bays with SAS | 1000002146 | 85371000 | 18 | Augmentation of existing 400kV bus bar protection scheme.(No. of baysas per specification)-(with Automation) | SET | 1 | TB-202525-01-01-01 | 14003147 | 1054 | SCADA/SAS |  | 400KV BUS BAR PROTECTION AUGMENT-SAS | 7899.6 | 70 | 7899.6
| 0 | ICT Augmentation at Bikaner-IV | 60 | CRP for 420kV Bays with SAS | 1000055446 | 85371000 | 18 | 400KV CIRCUIT BREAKER RELAY PANEL (WITH AUTOMATION) | EA | 4 | TB-202525-01-01-01 | 14003147 | 1054 | SCADA/SAS |  | 400KV CB RELAY PANEL-SAS | 34340.32 | 80 | 137361.28
| 0 | ICT Augmentation at Bikaner-IV | 70 | CRP for 220kV Bays with SAS | 1000055443 | 85371000 | 18 | 220KV CIRCUIT BREAKER RELAY PANEL (WITH AUTOMATION) | EA | 6 | TB-202525-01-01-01 | 14003147 | 1054 | SCADA/SAS |  | 220KV CB RELAY PANEL-SAS | 31329.28 | 70 | 187975.68
| 0 | ICT Augmentation at Bikaner-IV | 70 | CRP for 220kV Bays with SAS | 1000001166 | 85371000 | 18 | 220kV Bus Bar Protection Panel (Single)-(with Automation) | SET | 1 | TB-202525-01-01-01 | 14003147 | 1054 | SCADA/SAS |  | 220KV BUS BAR PROTECTION PANEL-SAS | 183488.72 | 80 | 183488.72
| 0 | ICT Augmentation at Bikaner-IV | 80 | SAS-AUG | 1000003409 | 85371000 | 18 | Augmentation of Substation automation System for 400kV Main bay as perTechnical Specification | EA | 2 | TB-202525-01-01-01 | 14003147 | 1054 | SCADA/SAS |  | 400KV S/S AUTOMATION SYSTEM-MAIN BAY-AUG | 24888.4 | 50 | 49776.8
| 0 | ICT Augmentation at Bikaner-IV | 80 | SAS-AUG | 1000001333 | 85371000 | 18 | Augmentation of Substation automation System for 220kV bay as perTechnical Specification | EA | 6 | TB-202525-01-01-01 | 14003147 | 1054 | SCADA/SAS |  | 220KV S/S AUTOMATION SYSTEM-MAIN BAY-AUG | 24888.4 | 60 | 149330.4
| 0 | ICT Augmentation at Bikaner-IV | 80 | SAS-AUG | 1000003411 | 85371000 | 18 | Augmentation of Substation automation System for 400kV Tie bay as perTechnical Specification | EA | 2 | TB-202525-01-01-01 | 14003147 | 1054 | SCADA/SAS |  | 400KV S/S AUTOMATION SYSTEM-TIE BAY-AUG | 24888.4 | 70 | 49776.8
| 0 | ICT Augmentation at Bikaner-IV | 90 | VMS | 1000030433 | 85287390 | 18 | COLOR IP CAMERA, WITH PAN, TILT AND ZOOM FACILITIES, ALONGWITH ALLREQUIRED ITEMS, ACCESSORIES, LINE INTERFACE UNITS, FIBER PATCH CORDS,POWER SUPPLY UNITS, JUNCTION BOXES, CABLES, FIBER OPTIC CABLES, ETC.,AND INCLUDING INTEGRATION IN EXISTING HARDWARE AND SOFTWARE FORAUGMENTATION OF VISUAL MONITORING SYSTEM AS PER TECHNICALSPECIFICATION. | SET | 1 | TB-202525-01-01-01 | 14003147 | 1055 | IT & Peripherals |  | PTZ CAMERA+ACC+ H/S INTEGRATION-VMS AUG | 154659.92 | 20 | 154659.92
| 0 | ICT Augmentation at Bikaner-IV | 110 | POWER & CONTROL CABLE(Breakup) | 1000056265 | 85446020 | 18 | 1.1KV GRADE 27CX1.5 SQMM CONTROL CABLE | KM | 2 | TB-202525-01-01-01 | 14003147 | 1026 | Cable |  | 1.1KV 27CX1.5SQMM PVC CONTROL CABLE(KM) | 20765.88 | 140 | 41531.76
| 0 | ICT Augmentation at Bikaner-IV | 110 | POWER & CONTROL CABLE(Breakup) | 1000056264 | 85446020 | 18 | 1.1KV GRADE 19CX1.5 SQMM CONTROL CABLE | KM | 4 | TB-202525-01-01-01 | 14003147 | 1026 | Cable |  | 1.1KV 19CX1.5SQMM PVC CONTROL CABLE(KM) | 15106.24 | 150 | 60424.96
| 0 | ICT Augmentation at Bikaner-IV | 110 | POWER & CONTROL CABLE(Breakup) | 1000031887 | 85446020 | 18 | 1.1KV GRADE 10CX2.5 SQMM CONTROL CABLE | KM | 3 | TB-202525-01-01-01 | 14003147 | 1026 | Cable |  | 1.1KV 10CX2.5SQMM PVC CONTROL CABLE(KM) | 12486.48 | 160 | 37459.44
| 0 | ICT Augmentation at Bikaner-IV | 110 | POWER & CONTROL CABLE(Breakup) | 1000031987 | 85446020 | 18 | 1.1KV GRADE 5CX2.5 SQMM CONTROL CABLE | KM | 8 | TB-202525-01-01-01 | 14003147 | 1026 | Cable |  | 1.1KV 5CX2.5SQMM PVC CONTROL CABLE(KM) | 6685.44 | 170 | 53483.52
| 0 | ICT Augmentation at Bikaner-IV | 110 | POWER & CONTROL CABLE(Breakup) | 1000031964 | 85446020 | 18 | 1.1KV GRADE 3CX2.5 SQMM CONTROL CABLE | KM | 5 | TB-202525-01-01-01 | 14003147 | 1026 | Cable |  | 1.1KV 3CX2.5SQMM PVC CONTROL CABLE(KM) | 4507.88 | 180 | 22539.4
| 0 | ICT Augmentation at Bikaner-IV | 110 | POWER & CONTROL CABLE(Breakup) | 1000031943 | 85446020 | 18 | 1.1KV GRADE 2CX6 SQMM (PVC) POWER CABLE | KM | 3 | TB-202525-01-01-01 | 14003147 | 1026 | Cable |  | 1.1KV 2CX6SQMM PVC POWER CABLE(KM) | 2886.96 | 190 | 8660.88
| 0 | ICT Augmentation at Bikaner-IV | 110 | POWER & CONTROL CABLE(Breakup) | 1000031985 | 85446020 | 18 | 1.1KV GRADE 4CX6 SQMM (PVC) POWER CABLE | KM | 4 | TB-202525-01-01-01 | 14003147 | 1026 | Cable |  | 1.1KV 4CX6SQMM PVC POWER CABLE(KM) | 3955.24 | 200 | 15820.96
| 0 | ICT Augmentation at Bikaner-IV | 110 | POWER & CONTROL CABLE(Breakup) | 1000031976 | 85446020 | 18 | 1.1KV GRADE 4CX16 SQMM (PVC) POWER CABLE | KM | 3 | TB-202525-01-01-01 | 14003147 | 1026 | Cable |  | 1.1KV 4CX16SQMM PVC POWER CABLE(KM) | 5656.28 | 210 | 16968.84
| 0 | ICT Augmentation at Bikaner-IV | 110 | POWER & CONTROL CABLE(Breakup) | 1000031957 | 85446020 | 18 | 1.1KV GRADE 3.5CX70 SQMM (PVC) POWER CABLE | KM | 2 | TB-202525-01-01-01 | 14003147 | 1026 | Cable |  | 1.1KV 3.5CX70SQMM PVC POWER CABLE(KM) | 13294.36 | 220 | 26588.72
| 0 | ICT Augmentation at Bikaner-IV | 110 | POWER & CONTROL CABLE(Breakup) | 1000031951 | 85446090 | 18 | 1.1KV GRADE 3.5CX300 SQMM (XLPE) POWER CABLE | KM | 2 | TB-202525-01-01-01 | 14003147 | 1026 | Cable |  | 1.1KV 3.5CX300SQ.MM XLPE POWER CABLE(KM) | 57100.56 | 230 | 114201.12
| 0 | ICT Augmentation at Bikaner-IV | 110 | POWER & CONTROL CABLE(Breakup) | 1000032049 | 85446020 | 18 | 4PAIR, 0.5 SQ.MM SCREENED CABLE | KM | 1 | TB-202525-01-01-01 | 14003147 | 1026 | Cable |  | 4 PAIR, 0.5 SQMM SCREENED CABLE(KM) | 5526.08 | 240 | 5526.08
| 0 | ICT Augmentation at Bikaner-IV | 120 | FIRE FIGHTING SYSTEM | 1000012018 | 85311020 | 18 | Fire Detection and Alarm System for Switchyard Panel Room of 6 mlength | SET | 2 | TB-202525-01-01-01 | 14003147 | 1028 | Fire Protection |  | FIRE DETECTION& ALARMSYS-PANEL ROOM(6M) | 439.48 | 50 | 878.96
| 0 | ICT Augmentation at Bikaner-IV | 120 | FIRE FIGHTING SYSTEM | 1000012019 | 85311020 | 18 | Fire Detection and Alarm System for Switchyard Panel Room of 9 mlength | SET | 1 | TB-202525-01-01-01 | 14003147 | 1028 | Fire Protection |  | FIRE DETECTION& ALARMSYS-PANEL ROOM(9M) | 476.2 | 70 | 476.2
| 0 | ICT Augmentation at Bikaner-IV | 120 | FIRE FIGHTING SYSTEM | 1000012022 | 84241000 | 18 | 4.5 kg CO2 type Portable Fire extinguisher | EA | 3 | TB-202525-01-01-01 | 14003147 | 1028 | Fire Protection |  | FIRE EXTINGUISHER-CO2 TYPE 4.5KG | 275.96 | 80 | 827.88
| 0 | ICT Augmentation at Bikaner-IV | 120 | FIRE FIGHTING SYSTEM | 1000012069 | 84248990 | 18 | HVW spray system, Hydrant system and complete U/G & O/G piping andaccessories etc. out side the pump house for 500MVA , 400KV/220/33kV, 3-phase Autotransformer | SET | 2 | TB-202525-01-01-01 | 14003147 | 1028 | Fire Protection |  | FIRE PROTECTION-400KV, 500MVA, 3PH T/F | 38192.84 | 90 | 76385.68
| 0 | ICT Augmentation at Bikaner-IV | 130 | ILLUMINATION SYSTEM | 1000038385 | 94059900 | 18 | FIRE WALL MOUNTED LED LUMINARIE TYPE FL-2 (250W) | EA | 4 | TB-202525-01-01-01 | 14003147 | 1031 | Lighting |  | FIRE WALL MOUNTED LED LUMINAIRE TYPE FL2 | 940.96 | 100 | 3763.84
| 0 | ICT Augmentation at Bikaner-IV | 130 | ILLUMINATION SYSTEM | 1000038325 | 94059900 | 18 | LIGHTING FIXTURE LED LUMINAIRES TYPE FL2 AS PER TECH. SPECIFICATIONS | EA | 80 | TB-202525-01-01-01 | 14003147 | 1031 | Lighting |  | LIGHTING FIXTURE LED TYPE FL2 | 589.16 | 110 | 47132.8
| 0 | ICT Augmentation at Bikaner-IV | 130 | ILLUMINATION SYSTEM | 1000001894 | 94059900 | 18 | Outdoor Power Receptacle for oilfiltration unit (250A) | EA | 1 | TB-202525-01-01-01 | 14003147 | 1031 | Lighting |  | 250A O/D RECEPTACLE FOR OIL FILTERATION | 1823.8 | 130 | 1823.8
| 0 | ICT Augmentation at Bikaner-IV | 130 | ILLUMINATION SYSTEM | 1000004952 | 94059900 | 18 | 63A, 415V : Interlocked switch socket outdoor Receptacle (type RP) asper technical specifications | EA | 1 | TB-202525-01-01-01 | 14003147 | 1031 | Lighting |  | 63A, 415V O/D RECEPTACLE (RP) | 911.28 | 140 | 911.28
| 0 | ICT Augmentation at Bikaner-IV | 130 | ILLUMINATION SYSTEM | 1000014547 | 85371000 | 18 | Lighting Panel type ACP-2 as per technical specification | EA | 4 | TB-202525-01-01-01 | 14003147 | 1031 | Lighting |  | LIGHTING PANEL TYPE ACP-2 | 1579.88 | 150 | 6319.52
| 0 | ICT Augmentation at Bikaner-IV | 130 | ILLUMINATION SYSTEM | 1000013795 | 94059900 | 18 | Illumination System for switchyard panel room of 6 m length | LS | 2 | TB-202525-01-01-01 | 14003147 | 1031 | Lighting |  | ILLUMINATION SYSTEM- PANEL ROOM-6M | 2150.8 | 160 | 4301.6
| 0 | ICT Augmentation at Bikaner-IV | 130 | ILLUMINATION SYSTEM | 1000013796 | 94059900 | 18 | Illumination System for switchyard panel room of 9 m length | LS | 1 | TB-202525-01-01-01 | 14003147 | 1031 | Lighting |  | ILLUMINATION SYSTEM- PANEL ROOM-9M | 3382.64 | 170 | 3382.64
| 0 | ICT Augmentation at Bikaner-IV | 130 | ILLUMINATION SYSTEM | 1000038387 | 94051090 | 18 | LED FLOOD LIGHT LUMINARIESTYPE FL-1 (150W) AS PER TECHNICALSPECIFICATION | EA | 10 | TB-202525-01-01-01 | 14003147 | 1031 | Lighting |  | LIGHTING FIXTURE LED LUMINAIRE TYPE FL-1 | 347.2 | 180 | 3472
| 0 | ICT Augmentation at Bikaner-IV | 130 | ILLUMINATION SYSTEM | 1000020262 | 85371000 | 18 | Sub Lighting panel (outdoor) type SLP (Switchyard and Street Lighting) | EA | 8 | TB-202525-01-01-01 | 14003147 | 1031 | Lighting |  | SUB LIGHTING PANEL TYPE SLP | 407.72 | 190 | 3261.76
| 0 | ICT Augmentation at Bikaner-IV | 135 | AIR CONDITIONING | 1000006285 | 84151090 | 28 | Air conditioning system for Switchyard Panel Room of 9m length | SET | 1 | TB-202525-01-01-01 | 14003147 | 1027 | AC & Ventilation | R_NEW | AC UNIT-SWITCHYARD PANEL ROOM 9M | 16568.2 | 10 | 16568.2
| 0 | ICT Augmentation at Bikaner-IV | 135 | AIR CONDITIONING | 1000006284 | 84151090 | 28 | Air conditioning system for Switchyard Panel Room of 6m length | SET | 2 | TB-202525-01-01-01 | 14003147 | 1027 | AC & Ventilation | R_NEW | AC UNIT-SWITCHYARD PANEL ROOM 6M | 8530.84 | 20 | 17061.68
| 0 | ICT Augmentation at Bikaner-IV | 30 | STRUCTURE SUPPLY | 1000015954 | 73082011 | 18 | Fabrication, galvanising and supply of Lattice Structures (MS Steel),to be designed during detailed engineering, for towers, beams andequipment support structure including pack plates / packwashers andgusset plates excluding fasteners and foundation bolts | MT | 294 | TB-202525-01-01-01 | 14003148 | 1023 | Switchyard Structure |  | NON STD LATTICE STRUCTURE MS STEEL | 3500.4 | 10 | 1029117.6
| 0 | ICT Augmentation at Bikaner-IV | 30 | STRUCTURE SUPPLY | 1000015953 | 73082011 | 18 | Fabrication, galvanising and supply of Lattice Structures (HT Steel),to be designed during detailed engineering, for towers, beams andequipment support structure including pack plates / packwashers andgusset plates excluding fasteners and foundation bolts | MT | 10 | TB-202525-01-01-01 | 14003148 | 1023 | Switchyard Structure |  | NON STD LATTICE STRUCTURE HT STEEL | 3605.44 | 20 | 36054.4
| 0 | ICT Augmentation at Bikaner-IV | 30 | STRUCTURE SUPPLY | 1000011713 | 73082011 | 18 | Fabrication, galvanising and supply of fasteners ( nuts, bolts andwashers ) including step bolts for lattice and pipe structures to bedesigned during detailed engineering | MT | 19 | TB-202525-01-01-01 | 14003148 | 1023 | Switchyard Structure |  | FASTENERS - NON STD STRUCTURES | 4293.72 | 30 | 81580.68
| 0 | ICT Augmentation at Bikaner-IV | 30 | STRUCTURE SUPPLY | 1000012373 | 73082011 | 18 | Fabrication, galvanising and supply of foundation bolts including nuts,checknut and washers for lattice and pipe structures to be designedduring detailed engineering | MT | 25 | TB-202525-01-01-01 | 14003148 | 1023 | Switchyard Structure |  | FOUNDATION BOLTS - NON STD STRUCTURES | 4312.16 | 40 | 107804
| 0 | ICT Augmentation at Bikaner-IV | 10 | PMUs for HV side of ICTs at Bikaner-IV | 1000017518 | 85364900 | 18 | PMU with GPS Clock (clock can be either internal or external) | EA | 3 | TB-202525-01-01-01 | 14003149 | 1045 | LD & C |  | PMU WITH GPS CLOCK | 13587.16 | 10 | 40761.48
| 0 | ICT Augmentation at Bikaner-IV | 10 | PMUs for HV side of ICTs at Bikaner-IV | 1000022512 | 90311000 | 18 | WAMS Hardware - Time System (GPS receiver) | EA | 3 | TB-202525-01-01-01 | 14003149 | 1045 | LD & C |  | WAMS - TIME SYSTEM (GPS RECEIVER) | 6212.6 | 20 | 18637.8
| 0 | ICT Augmentation at Bikaner-IV | 10 | PMUs for HV side of ICTs at Bikaner-IV | 1000071061 | 85176290 | 18 | SUBSTATION GRADE LAYER 2 LAN SWITCH | EA | 3 | TB-202525-01-01-01 | 14003149 | 1045 | LD & C |  | SUBSTATION GRADE L2 LAN SWITCH | 15487.72 | 30 | 46463.16
| 0 | ICT Augmentation at Bikaner-IV | 10 | PMUs for HV side of ICTs at Bikaner-IV | 1000071062 | 85176290 | 18 | SUBSTATION GRADE LAYER 3 LAN SWITCH | EA | 1 | TB-202525-01-01-01 | 14003149 | 1045 | LD & C |  | SUBSTATION GRADE L3 LAN SWITCH | 32023.44 | 40 | 32023.44
| 0 | ICT Augmentation at Bikaner-IV | 10 | PMUs for HV side of ICTs at Bikaner-IV | 1000022487 | 85447090 | 18 | WAMS Miscellaneous - Armored Fibre Optic Cable and associatedtermination (e.g. L2 Switch) for connecting PMU panels located indifferent control room of a station | EA | 1 | TB-202525-01-01-01 | 14003149 | 1045 | LD & C |  | WAMS - ARMORED FIBRE OPTIC CABLE | 2951.88 | 50 | 2951.88
| 0 | ICT Augmentation at Bikaner-IV | 10 | PMUs for HV side of ICTs at Bikaner-IV | 1000030641 | 85389000 | 18 | LIU - FO PATCH PANEL-12 PORT | EA | 4 | TB-202525-01-01-01 | 14003149 | 1054 | SCADA/SAS |  | LIU-FO PATCH PANEL-12 PORT | 400.32 | 60 | 1601.28
[17 empty] | Total |  | 8208254.6

## Supply (hidden)
PR No.
PR No. | PR Item | WBS Desc | Activity | Activity Description | Material | HSN/SAC number | Tax Rate | LongText | Unit | Quantitiy | WBS Element | Network | Material Group | MatGrp Desc | Batch | Material Description | Unite Rate | Item Number | Amount
| 0 | ICT Augmentation at Bikaner-IV | 10 | 420kV, 63kA AIS EQUIPMENT | 1000004501 | 85352913 | 18 | 420kV, 3150A, 63kA Circuit Breaker (3-Phase) without closing resistorand with Support Structure | EA | 4 | TB-202525-01-01-01 | 14003147 | 1013 | Circuit Breaker |  | 420KV, 3150A, 63KA, 3PH CB W/O CR | 5452579 | 10 | 21810316
| 0 | ICT Augmentation at Bikaner-IV | 10 | 420kV, 63kA AIS EQUIPMENT | 1000004498 | 85353090 | 18 | 420kV, 3150A, 63KA, Isolator (3-phase)(Double Break) with one E/S | EA | 12 | TB-202525-01-01-01 | 14003147 | 1018 | Isolator |  | 420KV, 3150A, 63KA 3PH DB ISOLATOR+1E/S | 1661149 | 20 | 19933788
| 0 | ICT Augmentation at Bikaner-IV | 10 | 420kV, 63kA AIS EQUIPMENT | 1000004463 | 85359090 | 18 | 420 kV, 3000A, 63KA, 1-Phase CurrentTransformer with 120% extended currentrating | EA | 12 | TB-202525-01-01-01 | 14003147 | 1014 | Current Transformer |  | 420KV, 3000A, 63KA,1-PH,CT-120% RATING | 876023 | 30 | 10512276
| 0 | ICT Augmentation at Bikaner-IV | 10 | 420kV, 63kA AIS EQUIPMENT | 1000004401 | 85462040 | 18 | 420 kV, 1 phase Bus Post Insulator (except for Line Traps) | EA | 15 | TB-202525-01-01-01 | 14003147 | 1020 | Bus Post Insulator |  | 420KV, 1PH BUS POST INSULATOR (BPI) | 55924 | 40 | 838860
| 0 | ICT Augmentation at Bikaner-IV | 10 | 420kV, 63kA AIS EQUIPMENT | 1000020419 | 85354010 | 18 | 336kV Surge Arrester (1-phase) | EA | 6 | TB-202525-01-01-01 | 14003147 | 1017 | Surge Arrestor |  | SURGE ARRESTER,1-PH,336KV | 217184 | 50 | 1303104
| 0 | ICT Augmentation at Bikaner-IV | 10 | 420kV, 63kA AIS EQUIPMENT | 1000009711 | 85389000 | 18 | Controlled Switching Device for 420 kV, 3-ph Circuit Breaker | EA | 4 | TB-202525-01-01-01 | 14003147 | 1013 | Circuit Breaker |  | CONTROLLED SWITCHING DEVICE-420KV CB | 858220 | 60 | 3432880
| 0 | ICT Augmentation at Bikaner-IV | 20 | 245kV, 50kA AIS EQUIPMENT | 1000001683 | 85352912 | 18 | 245kV, 1600A, 50KA Circuit Breaker(3-Phase) with support structure | EA | 3 | TB-202525-01-01-01 | 14003147 | 1013 | Circuit Breaker |  | 245KV, 1600A, 50KA 3PH CIRCUIT BREAKER | 1634493 | 120 | 4903479
| 0 | ICT Augmentation at Bikaner-IV | 20 | 245kV, 50kA AIS EQUIPMENT | 1000001684 | 85359090 | 18 | 245 kV, 1600A, 50KA, 1-Phase CurrentTransformer with 120% extended currentrating | EA | 9 | TB-202525-01-01-01 | 14003147 | 1014 | Current Transformer |  | 245KV, 1600A, 50KA CT-120% RATING | 437466 | 130 | 3937194
| 0 | ICT Augmentation at Bikaner-IV | 20 | 245kV, 50kA AIS EQUIPMENT | 1000001688 | 85353090 | 18 | 245kV, 1600A, 50 KA, 3-phase DoubleBreak Isolator with one E/S | EA | 3 | TB-202525-01-01-01 | 14003147 | 1018 | Isolator |  | 245KV, 1600A, 50KA, 3PH DB ISOLATOR+1E/S | 635199 | 140 | 1905597
| 0 | ICT Augmentation at Bikaner-IV | 20 | 245kV, 50kA AIS EQUIPMENT | 1000001689 | 85353090 | 18 | 245kV, 1600A, 50 KA, 3-phase DoubleBreak Isolator with two E/S | EA | 3 | TB-202525-01-01-01 | 14003147 | 1018 | Isolator |  | 245KV, 1600A, 50KA, 3PH DB ISOLATOR+2E/S | 766212 | 150 | 2298636
| 0 | ICT Augmentation at Bikaner-IV | 20 | 245kV, 50kA AIS EQUIPMENT | 1000032777 | 85353090 | 18 | 245KV, 1600 A, 50KA, 3-PHASE, DOUBLE BREAK TANDEM ISOLATOR WITHOUT E/S | EA | 5 | TB-202525-01-01-01 | 14003147 | 1018 | Isolator |  | 245KV,1600A,50KA 3PH DB ISOLATOR(TANDEM) | 660313 | 160 | 3301565
| 0 | ICT Augmentation at Bikaner-IV | 20 | 245kV, 50kA AIS EQUIPMENT | 1000020417 | 85354010 | 18 | 216kV Surge Arrester (1-phase) | EA | 6 | TB-202525-01-01-01 | 14003147 | 1017 | Surge Arrestor |  | SURGE ARRESTER,1-PH,216KV | 93241 | 170 | 559446
| 0 | ICT Augmentation at Bikaner-IV | 20 | 245kV, 50kA AIS EQUIPMENT | 1000001695 | 85462040 | 18 | 245 kV, 1 phase Bus Post Insulator (except for Line Traps) | EA | 35 | TB-202525-01-01-01 | 14003147 | 1020 | Bus Post Insulator |  | 245KV, 1PH BUST POST INSULATOR (BPI) | 21117 | 180 | 739095
| 0 | ICT Augmentation at Bikaner-IV | 20 | 245kV, 50kA AIS EQUIPMENT | 1000051760 | 85353090 | 18 | 245KV, 3150A, 50KA, 3-PHASE DOUBLE BREAK ISOLATOR WITH TWO E/S | EA | 2 | TB-202525-01-01-01 | 14003147 | 1018 | Isolator |  | 245KV, 3150A, 50KA, 3PH DB ISOLATOR+2E/S | 758708 | 190 | 1517416
| 0 | ICT Augmentation at Bikaner-IV | 20 | 245kV, 50kA AIS EQUIPMENT | 1000001684 | 85359090 | 18 | 245 kV, 2500A, 50KA, 1-Phase CurrentTransformer with 120% extended currentrating | EA | 9 | TB-202525-01-01-01 | 14003147 | 1014 | Current Transformer |  | 245KV, 2500A, 50KA CT-120% RATING | 437466 | 200 | 3937194
| 0 | ICT Augmentation at Bikaner-IV | 20 | 245kV, 50kA AIS EQUIPMENT | 1000051850 | 85353090 | 18 | 245KV, 3150A, 50KA, 3-PHASE DOUBLE BREAK ISOLATOR WITH ONE E/S | EA | 4 | TB-202525-01-01-01 | 14003147 | 1018 | Isolator |  | 245KV, 3150A, 50KA, 3PH DB ISOLATOR+1E/S | 639780 | 220 | 2559120
| 0 | ICT Augmentation at Bikaner-IV | 20 | 245kV, 50kA AIS EQUIPMENT | 1000028442 | 85352912 | 18 | 245kV, 3150A, 50KA Circuit Breaker(3-Phase) with support structure | EA | 3 | TB-202525-01-01-01 | 14003147 | 1013 | Circuit Breaker |  | 245KV,3150A, 50KA 3PH CIRCUIT BREAKER | 1794633 | 230 | 5383899
| 0 | ICT Augmentation at Bikaner-IV | 20 | 245kV, 50kA AIS EQUIPMENT | 1000001772 | 85359090 | 18 | 245 kV, 4400pf Capacitive Voltage Transformer (1- Phase) | EA | 6 | TB-202525-01-01-01 | 14003147 | 1015 | CVT |  | 245KV, 4400PF, 1PH CVT | 240068 | 240 | 1440408
| 0 | ICT Augmentation at Bikaner-IV | 30 | Erection Hardware for 420kV I Type S/Y | 1000011327 | 72169990 | 18 | Erection Hardware for 400kV I type layout-Transformer bay as pertechnical specification | SET | 2 | TB-202525-01-01-01 | 14003147 | 1019 | Bus Bars |  | ERECTION H/W-400KV I TYPE T/F BAY | 2669572 | 80 | 5339144
| 0 | ICT Augmentation at Bikaner-IV | 30 | Erection Hardware for 420kV I Type S/Y | 1000011326 | 72169990 | 18 | Erection Hardware for 400kV I type layout-Spare bay of half dia as pertechnical specification | SET | 2 | TB-202525-01-01-01 | 14003147 | 1019 | Bus Bars |  | ERECTION H/W-400KV I TYPE SP BAY 1/2 DIA | 2312701 | 90 | 4625402
| 0 | ICT Augmentation at Bikaner-IV | 30 | Erection Hardware for 420kV I Type S/Y | 1000011321 | 72169990 | 18 | ERECTION HARDWARE FOR 400KV I TYPE LAYOUT-BUS WORK (FOR THREEDIAMETERS) AS PER TECHNICAL SPECIFICATION | SET | 1 | TB-202525-01-01-01 | 14003147 | 1019 | Bus Bars |  | ERECTION H/W-400KV I TYPE BUSWORK(3 DIA) | 3182206 | 100 | 3182206
| 0 | ICT Augmentation at Bikaner-IV | 40 | Erection Hardware for 220kV DMT Type S/Y | 1000011264 | 72169990 | 18 | Erection Hardware for 220kV layout (Double Main and TransferScheme)-Transformer Bay as per technical specification | SET | 2 | TB-202525-01-01-01 | 14003147 | 1019 | Bus Bars |  | ERECTION H/W-220KV DMT T/F BAY | 2058503 | 90 | 4117006
| 0 | ICT Augmentation at Bikaner-IV | 40 | Erection Hardware for 220kV DMT Type S/Y | 1000011253 | 72169990 | 18 | Erection Hardware for 220kV layout (Double Main and TransferScheme)-Bus Coupler Bay as per technical specification | SET | 1 | TB-202525-01-01-01 | 14003147 | 1019 | Bus Bars |  | ERECTION H/W-220KV DMT BUS COUPLER BAY | 1655667 | 100 | 1655667
| 0 | ICT Augmentation at Bikaner-IV | 40 | Erection Hardware for 220kV DMT Type S/Y | 1000011254 | 72169990 | 18 | Erection Hardware for 220kV layout (Double Main and TransferScheme)-Bus section Bay as per technical specification | SET | 2 | TB-202525-01-01-01 | 14003147 | 1019 | Bus Bars |  | ERECTION H/W-220KV DMT BUS SECTION BAY | 1407732 | 110 | 2815464
| 0 | ICT Augmentation at Bikaner-IV | 40 | Erection Hardware for 220kV DMT Type S/Y | 1000011265 | 72169990 | 18 | Erection Hardware for 220kV layout (Double Main and TransferScheme)-Transfer Bus Coupler Bay as per technical specification | SET | 1 | TB-202525-01-01-01 | 14003147 | 1019 | Bus Bars |  | ERECTION H/W-220KV DMT TBC BAY | 1655667 | 120 | 1655667
| 0 | ICT Augmentation at Bikaner-IV | 40 | Erection Hardware for 220kV DMT Type S/Y | 1000011255 | 72169990 | 18 | Erection Hardware for 220kV layout (Double Main and TransferScheme)-Bus work (one Bay) as per technical specification | SET | 7 | TB-202525-01-01-01 | 14003147 | 1019 | Bus Bars |  | ERECTION H/W-220KV DMT BUS WORK-1 BAY | 1407732 | 130 | 9854124
| 0 | ICT Augmentation at Bikaner-IV | 50 | Earthmat | 1000032055 | 72159090 | 18 | 40 MM MS ROD FOR MAIN EARTHMAT | KM | 5 | TB-202525-01-01-01 | 14003147 | 1033 | Common Mechanical |  | 40MM MS ROD(KM) | 728271 | 20 | 3641355
| 0 | ICT Augmentation at Bikaner-IV | 60 | CRP for 420kV Bays with SAS | 1000004274 | 85371000 | 18 | 400kV Transformer Protection Panel (For both HV & MV side)-(withAutomation) | EA | 2 | TB-202525-01-01-01 | 14003147 | 1054 | SCADA/SAS |  | 400KV TRANSFORMER PROTECTION PANEL-SAS | 2665048 | 60 | 5330096
| 0 | ICT Augmentation at Bikaner-IV | 60 | CRP for 420kV Bays with SAS | 1000002146 | 85371000 | 18 | Augmentation of existing 400kV bus bar protection scheme.(No. of baysas per specification)-(with Automation) | SET | 1 | TB-202525-01-01-01 | 14003147 | 1054 | SCADA/SAS |  | 400KV BUS BAR PROTECTION AUGMENT-SAS | 197490 | 70 | 197490
| 0 | ICT Augmentation at Bikaner-IV | 60 | CRP for 420kV Bays with SAS | 1000055446 | 85371000 | 18 | 400KV CIRCUIT BREAKER RELAY PANEL (WITH AUTOMATION) | EA | 4 | TB-202525-01-01-01 | 14003147 | 1054 | SCADA/SAS |  | 400KV CB RELAY PANEL-SAS | 858508 | 80 | 3434032
| 0 | ICT Augmentation at Bikaner-IV | 70 | CRP for 220kV Bays with SAS | 1000055443 | 85371000 | 18 | 220KV CIRCUIT BREAKER RELAY PANEL (WITH AUTOMATION) | EA | 6 | TB-202525-01-01-01 | 14003147 | 1054 | SCADA/SAS |  | 220KV CB RELAY PANEL-SAS | 783232 | 70 | 4699392
| 0 | ICT Augmentation at Bikaner-IV | 70 | CRP for 220kV Bays with SAS | 1000001166 | 85371000 | 18 | 220kV Bus Bar Protection Panel (Single)-(with Automation) | SET | 1 | TB-202525-01-01-01 | 14003147 | 1054 | SCADA/SAS |  | 220KV BUS BAR PROTECTION PANEL-SAS | 4587218 | 80 | 4587218
| 0 | ICT Augmentation at Bikaner-IV | 80 | SAS-AUG | 1000003409 | 85371000 | 18 | Augmentation of Substation automation System for 400kV Main bay as perTechnical Specification | EA | 2 | TB-202525-01-01-01 | 14003147 | 1054 | SCADA/SAS |  | 400KV S/S AUTOMATION SYSTEM-MAIN BAY-AUG | 622210 | 50 | 1244420
| 0 | ICT Augmentation at Bikaner-IV | 80 | SAS-AUG | 1000001333 | 85371000 | 18 | Augmentation of Substation automation System for 220kV bay as perTechnical Specification | EA | 6 | TB-202525-01-01-01 | 14003147 | 1054 | SCADA/SAS |  | 220KV S/S AUTOMATION SYSTEM-MAIN BAY-AUG | 622210 | 60 | 3733260
| 0 | ICT Augmentation at Bikaner-IV | 80 | SAS-AUG | 1000003411 | 85371000 | 18 | Augmentation of Substation automation System for 400kV Tie bay as perTechnical Specification | EA | 2 | TB-202525-01-01-01 | 14003147 | 1054 | SCADA/SAS |  | 400KV S/S AUTOMATION SYSTEM-TIE BAY-AUG | 622210 | 70 | 1244420
| 0 | ICT Augmentation at Bikaner-IV | 90 | VMS | 1000030433 | 85287390 | 18 | COLOR IP CAMERA, WITH PAN, TILT AND ZOOM FACILITIES, ALONGWITH ALLREQUIRED ITEMS, ACCESSORIES, LINE INTERFACE UNITS, FIBER PATCH CORDS,POWER SUPPLY UNITS, JUNCTION BOXES, CABLES, FIBER OPTIC CABLES, ETC.,AND INCLUDING INTEGRATION IN EXISTING HARDWARE AND SOFTWARE FORAUGMENTATION OF VISUAL MONITORING SYSTEM AS PER TECHNICALSPECIFICATION. | SET | 1 | TB-202525-01-01-01 | 14003147 | 1055 | IT & Peripherals |  | PTZ CAMERA+ACC+ H/S INTEGRATION-VMS AUG | 3866498 | 20 | 3866498
| 0 | ICT Augmentation at Bikaner-IV | 110 | POWER & CONTROL CABLE(Breakup) | 1000056265 | 85446020 | 18 | 1.1KV GRADE 27CX1.5 SQMM CONTROL CABLE | KM | 2 | TB-202525-01-01-01 | 14003147 | 1026 | Cable |  | 1.1KV 27CX1.5SQMM PVC CONTROL CABLE(KM) | 519147 | 140 | 1038294
| 0 | ICT Augmentation at Bikaner-IV | 110 | POWER & CONTROL CABLE(Breakup) | 1000056264 | 85446020 | 18 | 1.1KV GRADE 19CX1.5 SQMM CONTROL CABLE | KM | 4 | TB-202525-01-01-01 | 14003147 | 1026 | Cable |  | 1.1KV 19CX1.5SQMM PVC CONTROL CABLE(KM) | 377656 | 150 | 1510624
| 0 | ICT Augmentation at Bikaner-IV | 110 | POWER & CONTROL CABLE(Breakup) | 1000031887 | 85446020 | 18 | 1.1KV GRADE 10CX2.5 SQMM CONTROL CABLE | KM | 3 | TB-202525-01-01-01 | 14003147 | 1026 | Cable |  | 1.1KV 10CX2.5SQMM PVC CONTROL CABLE(KM) | 312162 | 160 | 936486
| 0 | ICT Augmentation at Bikaner-IV | 110 | POWER & CONTROL CABLE(Breakup) | 1000031987 | 85446020 | 18 | 1.1KV GRADE 5CX2.5 SQMM CONTROL CABLE | KM | 8 | TB-202525-01-01-01 | 14003147 | 1026 | Cable |  | 1.1KV 5CX2.5SQMM PVC CONTROL CABLE(KM) | 167136 | 170 | 1337088
| 0 | ICT Augmentation at Bikaner-IV | 110 | POWER & CONTROL CABLE(Breakup) | 1000031964 | 85446020 | 18 | 1.1KV GRADE 3CX2.5 SQMM CONTROL CABLE | KM | 5 | TB-202525-01-01-01 | 14003147 | 1026 | Cable |  | 1.1KV 3CX2.5SQMM PVC CONTROL CABLE(KM) | 112697 | 180 | 563485
| 0 | ICT Augmentation at Bikaner-IV | 110 | POWER & CONTROL CABLE(Breakup) | 1000031943 | 85446020 | 18 | 1.1KV GRADE 2CX6 SQMM (PVC) POWER CABLE | KM | 3 | TB-202525-01-01-01 | 14003147 | 1026 | Cable |  | 1.1KV 2CX6SQMM PVC POWER CABLE(KM) | 72174 | 190 | 216522
| 0 | ICT Augmentation at Bikaner-IV | 110 | POWER & CONTROL CABLE(Breakup) | 1000031985 | 85446020 | 18 | 1.1KV GRADE 4CX6 SQMM (PVC) POWER CABLE | KM | 4 | TB-202525-01-01-01 | 14003147 | 1026 | Cable |  | 1.1KV 4CX6SQMM PVC POWER CABLE(KM) | 98881 | 200 | 395524
| 0 | ICT Augmentation at Bikaner-IV | 110 | POWER & CONTROL CABLE(Breakup) | 1000031976 | 85446020 | 18 | 1.1KV GRADE 4CX16 SQMM (PVC) POWER CABLE | KM | 3 | TB-202525-01-01-01 | 14003147 | 1026 | Cable |  | 1.1KV 4CX16SQMM PVC POWER CABLE(KM) | 141407 | 210 | 424221
| 0 | ICT Augmentation at Bikaner-IV | 110 | POWER & CONTROL CABLE(Breakup) | 1000031957 | 85446020 | 18 | 1.1KV GRADE 3.5CX70 SQMM (PVC) POWER CABLE | KM | 2 | TB-202525-01-01-01 | 14003147 | 1026 | Cable |  | 1.1KV 3.5CX70SQMM PVC POWER CABLE(KM) | 332359 | 220 | 664718
| 0 | ICT Augmentation at Bikaner-IV | 110 | POWER & CONTROL CABLE(Breakup) | 1000031951 | 85446090 | 18 | 1.1KV GRADE 3.5CX300 SQMM (XLPE) POWER CABLE | KM | 2 | TB-202525-01-01-01 | 14003147 | 1026 | Cable |  | 1.1KV 3.5CX300SQ.MM XLPE POWER CABLE(KM) | 1427514 | 230 | 2855028
| 0 | ICT Augmentation at Bikaner-IV | 110 | POWER & CONTROL CABLE(Breakup) | 1000032050 | 85446020 | 18 | 4PAIR, 0.5 SQ.MM SCREENED CABLE | KM | 1 | TB-202525-01-01-01 | 14003147 | 1026 | Cable |  | 4 PAIR, 0.5 SQMM SCREENED CABLE(KM) | 138152 | 240 | 138152
| 0 | ICT Augmentation at Bikaner-IV | 120 | FIRE FIGHTING SYSTEM | 1000012018 | 85311020 | 18 | Fire Detection and Alarm System for Switchyard Panel Room of 6 mlength | SET | 2 | TB-202525-01-01-01 | 14003147 | 1028 | Fire Protection |  | FIRE DETECTION& ALARMSYS-PANEL ROOM(6M) | 10987 | 50 | 21974
| 0 | ICT Augmentation at Bikaner-IV | 120 | FIRE FIGHTING SYSTEM | 1000012019 | 85311020 | 18 | Fire Detection and Alarm System for Switchyard Panel Room of 9 mlength | SET | 1 | TB-202525-01-01-01 | 14003147 | 1028 | Fire Protection |  | FIRE DETECTION& ALARMSYS-PANEL ROOM(9M) | 11905 | 70 | 11905
| 0 | ICT Augmentation at Bikaner-IV | 120 | FIRE FIGHTING SYSTEM | 1000012022 | 84241000 | 18 | 4.5 kg CO2 type Portable Fire extinguisher | EA | 3 | TB-202525-01-01-01 | 14003147 | 1028 | Fire Protection |  | FIRE EXTINGUISHER-CO2 TYPE 4.5KG | 6899 | 80 | 20697
| 0 | ICT Augmentation at Bikaner-IV | 120 | FIRE FIGHTING SYSTEM | 1000012069 | 84248990 | 18 | HVW spray system, Hydrant system and complete U/G & O/G piping andaccessories etc. out side the pump house for 500MVA , 400KV/220/33kV, 3-phase Autotransformer | SET | 2 | TB-202525-01-01-01 | 14003147 | 1028 | Fire Protection |  | FIRE PROTECTION-400KV, 500MVA, 3PH T/F | 954821 | 90 | 1909642
| 0 | ICT Augmentation at Bikaner-IV | 130 | ILLUMINATION SYSTEM | 1000038385 | 94059900 | 18 | FIRE WALL MOUNTED LED LUMINARIE TYPE FL-2 (250W) | EA | 4 | TB-202525-01-01-01 | 14003147 | 1031 | Lighting |  | FIRE WALL MOUNTED LED LUMINAIRE TYPE FL2 | 23524 | 100 | 94096
| 0 | ICT Augmentation at Bikaner-IV | 130 | ILLUMINATION SYSTEM | 1000038325 | 94059900 | 18 | LIGHTING FIXTURE LED LUMINAIRES TYPE FL2 AS PER TECH. SPECIFICATIONS | EA | 80 | TB-202525-01-01-01 | 14003147 | 1031 | Lighting |  | LIGHTING FIXTURE LED TYPE FL2 | 14729 | 110 | 1178320
| 0 | ICT Augmentation at Bikaner-IV | 130 | ILLUMINATION SYSTEM | 1000001894 | 94059900 | 18 | Outdoor Power Receptacle for oilfiltration unit (250A) | EA | 1 | TB-202525-01-01-01 | 14003147 | 1031 | Lighting |  | 250A O/D RECEPTACLE FOR OIL FILTERATION | 45595 | 130 | 45595
| 0 | ICT Augmentation at Bikaner-IV | 130 | ILLUMINATION SYSTEM | 1000004952 | 94059900 | 18 | 63A, 415V : Interlocked switch socket outdoor Receptacle (type RP) asper technical specifications | EA | 1 | TB-202525-01-01-01 | 14003147 | 1031 | Lighting |  | 63A, 415V O/D RECEPTACLE (RP) | 22782 | 140 | 22782
| 0 | ICT Augmentation at Bikaner-IV | 130 | ILLUMINATION SYSTEM | 1000014547 | 85371000 | 18 | Lighting Panel type ACP-2 as per technical specification | EA | 4 | TB-202525-01-01-01 | 14003147 | 1031 | Lighting |  | LIGHTING PANEL TYPE ACP-2 | 39497 | 150 | 157988
| 0 | ICT Augmentation at Bikaner-IV | 130 | ILLUMINATION SYSTEM | 1000013795 | 94059900 | 18 | Illumination System for switchyard panel room of 6 m length | LS | 2 | TB-202525-01-01-01 | 14003147 | 1031 | Lighting |  | ILLUMINATION SYSTEM- PANEL ROOM-6M | 53770 | 160 | 107540
| 0 | ICT Augmentation at Bikaner-IV | 130 | ILLUMINATION SYSTEM | 1000013796 | 94059900 | 18 | Illumination System for switchyard panel room of 9 m length | LS | 1 | TB-202525-01-01-01 | 14003147 | 1031 | Lighting |  | ILLUMINATION SYSTEM- PANEL ROOM-9M | 84566 | 170 | 84566
| 0 | ICT Augmentation at Bikaner-IV | 130 | ILLUMINATION SYSTEM | 1000038387 | 94051090 | 18 | LED FLOOD LIGHT LUMINARIESTYPE FL-1 (150W) AS PER TECHNICALSPECIFICATION | EA | 10 | TB-202525-01-01-01 | 14003147 | 1031 | Lighting |  | LIGHTING FIXTURE LED LUMINAIRE TYPE FL-1 | 8680 | 180 | 86800
| 0 | ICT Augmentation at Bikaner-IV | 130 | ILLUMINATION SYSTEM | 1000020262 | 85371000 | 18 | Sub Lighting panel (outdoor) type SLP (Switchyard and Street Lighting) | EA | 8 | TB-202525-01-01-01 | 14003147 | 1031 | Lighting |  | SUB LIGHTING PANEL TYPE SLP | 10193 | 190 | 81544
| 0 | ICT Augmentation at Bikaner-IV | 135 | AIR CONDITIONING | 1000006285 | 84151090 | 28 | Air conditioning system for Switchyard Panel Room of 9m length | SET | 1 | TB-202525-01-01-01 | 14003147 | 1027 | AC & Ventilation | R_NEW | AC UNIT-SWITCHYARD PANEL ROOM 9M | 414205 | 10 | 414205
| 0 | ICT Augmentation at Bikaner-IV | 135 | AIR CONDITIONING | 1000006284 | 84151090 | 28 | Air conditioning system for Switchyard Panel Room of 6m length | SET | 2 | TB-202525-01-01-01 | 14003147 | 1027 | AC & Ventilation | R_NEW | AC UNIT-SWITCHYARD PANEL ROOM 6M | 213271 | 20 | 426542
| 0 | ICT Augmentation at Bikaner-IV | 30 | STRUCTURE SUPPLY | 1000015954 | 73082011 | 18 | Fabrication, galvanising and supply of Lattice Structures (MS Steel),to be designed during detailed engineering, for towers, beams andequipment support structure including pack plates / packwashers andgusset plates excluding fasteners and foundation bolts | MT | 294 | TB-202525-01-01-01 | 14003148 | 1023 | Switchyard Structure |  | NON STD LATTICE STRUCTURE MS STEEL | 87510 | 10 | 25727940
| 0 | ICT Augmentation at Bikaner-IV | 30 | STRUCTURE SUPPLY | 1000015953 | 73082011 | 18 | Fabrication, galvanising and supply of Lattice Structures (HT Steel),to be designed during detailed engineering, for towers, beams andequipment support structure including pack plates / packwashers andgusset plates excluding fasteners and foundation bolts | MT | 10 | TB-202525-01-01-01 | 14003148 | 1023 | Switchyard Structure |  | NON STD LATTICE STRUCTURE HT STEEL | 90136 | 20 | 901360
| 0 | ICT Augmentation at Bikaner-IV | 30 | STRUCTURE SUPPLY | 1000011713 | 73082011 | 18 | Fabrication, galvanising and supply of fasteners ( nuts, bolts andwashers ) including step bolts for lattice and pipe structures to bedesigned during detailed engineering | MT | 19 | TB-202525-01-01-01 | 14003148 | 1023 | Switchyard Structure |  | FASTENERS - NON STD STRUCTURES | 107343 | 30 | 2039517
| 0 | ICT Augmentation at Bikaner-IV | 30 | STRUCTURE SUPPLY | 1000012373 | 73082011 | 18 | Fabrication, galvanising and supply of foundation bolts including nuts,checknut and washers for lattice and pipe structures to be designedduring detailed engineering | MT | 25 | TB-202525-01-01-01 | 14003148 | 1023 | Switchyard Structure |  | FOUNDATION BOLTS - NON STD STRUCTURES | 107804 | 40 | 2695100
| 0 | ICT Augmentation at Bikaner-IV | 10 | PMUs for HV side of ICTs at Bikaner-IV | 1000017518 | 85364900 | 18 | PMU with GPS Clock (clock can be either internal or external) | EA | 3 | TB-202525-01-01-01 | 14003149 | 1045 | LD & C |  | PMU WITH GPS CLOCK | 339679 | 10 | 1019037
| 0 | ICT Augmentation at Bikaner-IV | 10 | PMUs for HV side of ICTs at Bikaner-IV | 1000022512 | 90311000 | 18 | WAMS Hardware - Time System (GPS receiver) | EA | 3 | TB-202525-01-01-01 | 14003149 | 1045 | LD & C |  | WAMS - TIME SYSTEM (GPS RECEIVER) | 155315 | 20 | 465945
| 0 | ICT Augmentation at Bikaner-IV | 10 | PMUs for HV side of ICTs at Bikaner-IV | 1000071061 | 85176290 | 18 | SUBSTATION GRADE LAYER 2 LAN SWITCH | EA | 3 | TB-202525-01-01-01 | 14003149 | 1045 | LD & C |  | SUBSTATION GRADE L2 LAN SWITCH | 387193 | 30 | 1161579
| 0 | ICT Augmentation at Bikaner-IV | 10 | PMUs for HV side of ICTs at Bikaner-IV | 1000071062 | 85176290 | 18 | SUBSTATION GRADE LAYER 3 LAN SWITCH | EA | 1 | TB-202525-01-01-01 | 14003149 | 1045 | LD & C |  | SUBSTATION GRADE L3 LAN SWITCH | 800586 | 40 | 800586
| 0 | ICT Augmentation at Bikaner-IV | 10 | PMUs for HV side of ICTs at Bikaner-IV | 1000022487 | 85447090 | 18 | WAMS Miscellaneous - Armored Fibre Optic Cable and associatedtermination (e.g. L2 Switch) for connecting PMU panels located indifferent control room of a station | EA | 1 | TB-202525-01-01-01 | 14003149 | 1045 | LD & C |  | WAMS - ARMORED FIBRE OPTIC CABLE | 73797 | 50 | 73797
| 0 | ICT Augmentation at Bikaner-IV | 10 | PMUs for HV side of ICTs at Bikaner-IV | 1000030641 | 85389000 | 18 | LIU - FO PATCH PANEL-12 PORT | EA | 4 | TB-202525-01-01-01 | 14003149 | 1054 | SCADA/SAS |  | LIU-FO PATCH PANEL-12 PORT | 10008 | 60 | 40032
[17 empty] | Total |  | 205206365

## Summary (hidden)
SUMMARY
Sr.No. | Item Description | Amount (As per SOR Mar 2025)
1 | Supply Item | 205206365
3 | Service (Civil + Erection) | 189637210
2 | Freight & Insurance | 8208254.6
Total (Excl. GST) |  | 403051829.6
GST 18% |  | 71071843.5
Total Amount (Including GST) |  | 474123673.1

## Service (hidden)
PR No.
PR No. | PR Item | WBS Desc | Activity | PR Activity No. | Activity Description | Services | HSN/SAC number | Tax Rate | LongText | Unit | Quantity | WBS Element | Network | Material Group | MatGrp Desc | Batch | Service Description | Unit Rate | Amount
| 0 | ICT Augmentation at Bikaner-IV | 160 | 10 | 420kV, 63kA AIS EQUIPMENT | 100000267 | 998736 | 18 | 420kV, 3150A, 63kA Circuit Breaker(3-Phase) without closing resistor(with support structure) | EA | 4 | TB-202525-01-01-01 | 14003147 | Y006 | Circuit Breaker |  | 420KV, 3150A, 63KA, 3PH CB W/O CR | 15172 | 60688
| 0 | ICT Augmentation at Bikaner-IV | 160 | 20 | 420kV, 63kA AIS EQUIPMENT | 100000287 | 998736 | 18 | 420kV, 3150A, 63KA, Isolator (3-phase)(Double Break) with one E/S | EA | 12 | TB-202525-01-01-01 | 14003147 | Y009 | Isolator |  | 420KV, 3150A, 63KA 3PH DB ISOLATOR+1E/S | 18653 | 223836
| 0 | ICT Augmentation at Bikaner-IV | 160 | 30 | 420kV, 63kA AIS EQUIPMENT | 100000274 | 998736 | 18 | 420 kV, 3000A, 63KA, 1-Phase CurrentTransformer with 120% extended currentrating | EA | 12 | TB-202525-01-01-01 | 14003147 | Y007 | CT |  | 420KV, 3000A, 63KA,,1-PH,CT-120% RATING | 5057 | 60684
| 0 | ICT Augmentation at Bikaner-IV | 160 | 40 | 420kV, 63kA AIS EQUIPMENT | 100000340 | 998734 | 18 | 420KV, 1-PHASE BUS POST INSULATORS | EA | 15 | TB-202525-01-01-01 | 14003147 | Y012 | PLCC Equipments |  | 420KV, 1PH BUS POST INSULATORS | 1881 | 28215
| 0 | ICT Augmentation at Bikaner-IV | 160 | 50 | 420kV, 63kA AIS EQUIPMENT | 100000328 | 998736 | 18 | 336kV Surge Arrester (1-phase) | EA | 6 | TB-202525-01-01-01 | 14003147 | Y010 | Surge Arrestor |  | SURGE ARRESTER,1-PH,336KV | 6083 | 36498
| 0 | ICT Augmentation at Bikaner-IV | 160 | 60 | 420kV, 63kA AIS EQUIPMENT | 100000268 | 998736 | 18 | Controlled Switching Device for 420 kV, 3-ph Circuit Breaker | EA | 4 | TB-202525-01-01-01 | 14003147 | Y006 | Circuit Breaker |  | CONTROLLED SWITCHING DEVICE-420KV CB | 4543 | 18172
| 0 | ICT Augmentation at Bikaner-IV | 170 | 10 | 245kV, 50kA AIS EQUIPMENT | 100003634 | 998736 | 18 | 245 kV 1600A, 50KA Circuit Breakers (3-Phase) with support | EA | 3 | TB-202525-01-01-01 | 14003147 | Y006 | Circuit Breaker |  | 245KV, 1600A, 50KA 3PH CIRCUIT BREAKER | 18062 | 54186
| 0 | ICT Augmentation at Bikaner-IV | 170 | 20 | 245kV, 50kA AIS EQUIPMENT | 100001989 | 998736 | 18 | 245 kV, 1600A, 50KA, 1-Phase CurrentTransformer with 120% extended currentrating | EA | 9 | TB-202525-01-01-01 | 14003147 | Y007 | CT |  | 245KV, 1600A, 50KA CT-120% RATING | 4052 | 36468
| 0 | ICT Augmentation at Bikaner-IV | 170 | 30 | 245kV, 50kA AIS EQUIPMENT | 100002014 | 998736 | 18 | 245kV, 1600A, 50 KA, 3-phase DoubleBreak Isolator with one E/S | EA | 3 | TB-202525-01-01-01 | 14003147 | Y009 | Isolator |  | 245KV, 1600A, 50KA, 3PH DB ISOLATOR+1E/S | 17616 | 52848
| 0 | ICT Augmentation at Bikaner-IV | 170 | 40 | 245kV, 50kA AIS EQUIPMENT | 100002013 | 998736 | 18 | 245kV, 1600A, 50 KA, 3-phase DoubleBreak Isolator with two E/S | EA | 3 | TB-202525-01-01-01 | 14003147 | Y009 | Isolator |  | 245KV, 1600A, 50KA, 3PH DB ISOLATOR+2E/S | 17616 | 52848
| 0 | ICT Augmentation at Bikaner-IV | 170 | 50 | 245kV, 50kA AIS EQUIPMENT | 100002016 | 998736 | 18 | 245kV, 1600A, 50 KA, 3-phase DoubleBreak Tandem Isolator without E/S | EA | 5 | TB-202525-01-01-01 | 14003147 | Y009 | Isolator |  | 245KV,1600A,50KA, 3PH DB ISOLATOR-TANDEM | 17616 | 88080
| 0 | ICT Augmentation at Bikaner-IV | 170 | 60 | 245kV, 50kA AIS EQUIPMENT | 100000484 | 998736 | 18 | 216kV Surge Arrester (1-phase) | EA | 6 | TB-202525-01-01-01 | 14003147 | Y010 | Surge Arrestor |  | SURGE ARRESTER,1-PH,216KV | 3956 | 23736
| 0 | ICT Augmentation at Bikaner-IV | 170 | 70 | 245kV, 50kA AIS EQUIPMENT | 100000498 | 998736 | 18 | 245 kV,1 phase Bus Post Insulator (except for Line Traps) | EA | 35 | TB-202525-01-01-01 | 14003147 | Y002 | Structure/Bus Bar |  | 245KV, 1PH BUST POST INSULATOR (BPI) | 2698 | 94430
| 0 | ICT Augmentation at Bikaner-IV | 170 | 80 | 245kV, 50kA AIS EQUIPMENT | 100011980 | 998736 | 18 | 245KV, 3150 A, 50kA Circuit Breaker (3-Phase) with support structure | EA | 3 | TB-202525-01-01-01 | 14003147 | Y006 | Circuit Breaker |  | 245KV, 3150 A, 50KA 3PH CB | 6574 | 19722
| 0 | ICT Augmentation at Bikaner-IV | 170 | 90 | 245kV, 50kA AIS EQUIPMENT | 100001994 | 998736 | 18 | 245 kV, 2500A, 50KA, 1-Phase CurrentTransformer with 120% extended currentrating | EA | 9 | TB-202525-01-01-01 | 14003147 | Y007 | CT |  | 245KV, 2500A, 50KA CT-120% RATING | 1011 | 9099
| 0 | ICT Augmentation at Bikaner-IV | 170 | 100 | 245kV, 50kA AIS EQUIPMENT | 100012000 | 998736 | 18 | 245KV, 3150A, 50KA, 3-PHASE DOUBLE BREAK ISOLATOR WITH ONE E/S | EA | 4 | TB-202525-01-01-01 | 14003147 | Y009 | Isolator |  | 245KV, 3150A, 50KA, 3PH DB ISOLATOR+1E/S | 10115 | 40460
| 0 | ICT Augmentation at Bikaner-IV | 170 | 110 | 245kV, 50kA AIS EQUIPMENT | 100011982 | 998736 | 18 | 245kV, 3150A, 50KA, 3-Phase Double Break Isolator with two E/S | EA | 2 | TB-202525-01-01-01 | 14003147 | Y009 | Isolator |  | 245KV, 3150A, 50KA, 3PH DB ISOLATOR+2E/S | 10115 | 20230
| 0 | ICT Augmentation at Bikaner-IV | 170 | 120 | 245kV, 50kA AIS EQUIPMENT | 100000448 | 998736 | 18 | 245 kV, 4400pf Capacitive Voltage Transformer (1- Phase) | EA | 6 | TB-202525-01-01-01 | 14003147 | Y008 | CVT |  | 245KV, 4400PF,1PH CVT | 4968 | 29808
| 0 | ICT Augmentation at Bikaner-IV | 180 | 10 | Erection Hardware for 420kV I Type S/Y | 100000330 | 998731 | 18 | Erection Hardware for 400kV I type layout-Transformer bay as per specification | SET | 2 | TB-202525-01-01-01 | 14003147 | Y002 | Structure/Bus Bar |  | ERECTION H/W-420KV I-TYPE T/F BAY | 151719 | 303438
| 0 | ICT Augmentation at Bikaner-IV | 180 | 20 | Erection Hardware for 420kV I Type S/Y | 100000335 | 998731 | 18 | Erection Hardware for 400kV I type layout-Spare bay of half dia as per specification | SET | 2 | TB-202525-01-01-01 | 14003147 | Y002 | Structure/Bus Bar |  | ERECTION H/W-420KV I-TYPE SP BAY-1/2 DIA | 151719 | 303438
| 0 | ICT Augmentation at Bikaner-IV | 180 | 60 | Erection Hardware for 420kV I Type S/Y | 100000337 | 998731 | 18 | Erection Hardware for 400kV I type layout-Bus Work (For three diameters) as per technical specification | SET | 1 | TB-202525-01-01-01 | 14003147 | Y023 | Substation general |  | ERECTION H/W-400KV I TYPE BUSWORK(3 DIA) | 464607 | 464607
| 0 | ICT Augmentation at Bikaner-IV | 190 | 10 | Erection Hardware for 220kV DMT Type S/Y | 100000486 | 998731 | 18 | Erection Hardware for 220kV layout (Double Main and Transfer Scheme as per SLD)-Transformer Bay as per specification | SET | 2 | TB-202525-01-01-01 | 14003147 | Y002 | Structure/Bus Bar |  | ERECTION H/W-220KV DMT T/F BAY | 415327 | 830654
| 0 | ICT Augmentation at Bikaner-IV | 190 | 20 | Erection Hardware for 220kV DMT Type S/Y | 100000487 | 998731 | 18 | Erection Hardware for 220kV layout (Double Main and Transfer Scheme as per SLD)-Transfer Bus Coupler Bay as per specification | SET | 1 | TB-202525-01-01-01 | 14003147 | Y002 | Structure/Bus Bar |  | ERECTION H/W-220KV DMT TBC BAY | 317478 | 317478
| 0 | ICT Augmentation at Bikaner-IV | 190 | 30 | Erection Hardware for 220kV DMT Type S/Y | 100000495 | 998731 | 18 | Erection Hardware for 220kV layout (Double Main and Transfer Scheme as per SLD)-Bus section Bay as per specification | SET | 2 | TB-202525-01-01-01 | 14003147 | Y002 | Structure/Bus Bar |  | ERECTION H/W-220KV DMT BUS SECTION BAY | 101146 | 202292
| 0 | ICT Augmentation at Bikaner-IV | 190 | 40 | Erection Hardware for 220kV DMT Type S/Y | 100000488 | 998731 | 18 | Erection Hardware for 220kV layout (Double Main and Transfer Scheme as per SLD)-Bus Coupler Bay as per specification | SET | 1 | TB-202525-01-01-01 | 14003147 | Y002 | Structure/Bus Bar |  | ERECTION H/W-220KV DMT BUS COUPLER BAY | 311550 | 311550
| 0 | ICT Augmentation at Bikaner-IV | 190 | 50 | Erection Hardware for 220kV DMT Type S/Y | 100000489 | 998731 | 18 | Erection Hardware for 220kV layout (Double Main and Transfer Scheme as per SLD)-Bus work (one Bay) as per specification | SET | 7 | TB-202525-01-01-01 | 14003147 | Y002 | Structure/Bus Bar |  | ERECTION H/W-220KV DMT BUS WORK-1 BAY | 50573 | 354011
| 0 | ICT Augmentation at Bikaner-IV | 200 | 10 | Earthmat | 100003103 | 998731 | 18 | 40 mm MS rod for Main Earthmat | KM | 5 | TB-202525-01-01-01 | 14003147 | Y024 | SS Civil General |  | 40MM MS ROD (KM) | 145568 | 727840
| 0 | ICT Augmentation at Bikaner-IV | 210 | 10 | CRP for 420kV Bays with SAS | 100000731 | 998736 | 18 | 400kV Transformer Protection Panel (For both HV & MV side)-(with Automation) | EA | 2 | TB-202525-01-01-01 | 14003147 | Y026 | SAS/SCADA |  | 400KV TRANSFORMER PROTECTION PANEL-SAS | 3787 | 7574
| 0 | ICT Augmentation at Bikaner-IV | 210 | 20 | CRP for 420kV Bays with SAS | 100000735 | 998736 | 18 | Augmentation of existing 400kV bus bar protection scheme.(No. of bays as per specification)-(with Automation) | SET | 1 | TB-202525-01-01-01 | 14003147 | Y026 | SAS/SCADA |  | 400KV BUS BAR PROTECTION AUGMENT-SAS | 47530 | 47530
| 0 | ICT Augmentation at Bikaner-IV | 210 | 30 | CRP for 420kV Bays with SAS | 100016779 | 998736 | 18 | 400kV Circuit Breaker Relay Panel (with Automation) | EA | 4 | TB-202525-01-01-01 | 14003147 | Y026 | SAS/SCADA |  | 400KV CB RELAY PANEL-SAS | 5057 | 20228
| 0 | ICT Augmentation at Bikaner-IV | 220 | 20 | CRP for 220kV Bays with SAS | 100016778 | 998736 | 18 | 220kV Circuit Breaker Relay Panel (with Automation) | EA | 6 | TB-202525-01-01-01 | 14003147 | Y026 | SAS/SCADA |  | 220KV CB RELAY PANEL-SAS | 5057 | 30342
| 0 | ICT Augmentation at Bikaner-IV | 220 | 30 | CRP for 220kV Bays with SAS | 100000741 | 998736 | 18 | 220kV Bus Bar Protection Panel (Single)-(with Automation) | SET | 1 | TB-202525-01-01-01 | 14003147 | Y026 | SAS/SCADA |  | 220KV BUS BAR PROTECTION PANEL-SAS | 13638 | 13638
| 0 | ICT Augmentation at Bikaner-IV | 230 | 10 | SAS-AUG | 100003167 | 998736 | 18 | Augmentation of Substation automation System for 400kV Main bay as per Technical Specification | EA | 2 | TB-202525-01-01-01 | 14003147 | Y026 | SAS/SCADA |  | 400KV S/S AUTOMATION SYSTEM-MAIN BAY-AUG | 6306 | 12612
| 0 | ICT Augmentation at Bikaner-IV | 230 | 20 | SAS-AUG | 100002070 | 998736 | 18 | Augmentation of Substation automation System for 220kV bay as per Technical Specification | EA | 6 | TB-202525-01-01-01 | 14003147 | Y026 | SAS/SCADA |  | 220KV S/S AUTOMATION SYSTEM-MAIN BAY-AUG | 6306 | 37836
| 0 | ICT Augmentation at Bikaner-IV | 230 | 30 | SAS-AUG | 100002075 | 998736 | 18 | Augmentation of Substation automation System for 400kV Tie bay as per Technical Specification | EA | 2 | TB-202525-01-01-01 | 14003147 | Y026 | SAS/SCADA |  | 400KV S/S AUTOMATION SYSTEM-TIE BAY-AUG | 6306 | 12612
| 0 | ICT Augmentation at Bikaner-IV | 240 | 10 | VMS | 100002500 | 998731 | 18 | Color IP camera, with PAN, TILT and ZOOM facilities, alongwith all required Items, Accessories, Line Interface units, Fiber patchcords, Power supply units, Junction Boxes, Cables, Fiber Optic Cables, etc., and including Integration in existing Hardware andSoftware for Augmentation of Visual Monitoring System as per technical specification. | SET | 1 | TB-202525-01-01-01 | 14003147 | Y023 | Substation general |  | PTZ CAMERA+ACC+ H/S INTEGRATION-VMS AUG | 142599 | 142599 | Ref. PO -6900013649
| 0 | ICT Augmentation at Bikaner-IV | 255 | 10 | POWER & CONTROL CABLE(Breakup) | 100002971 | 998736 | 18 | 1.1kV grade 3.5Cx70 sqmm (PVC) Power Cable | KM | 2 | TB-202525-01-01-01 | 14003147 | Y014 | Cables |  | 1.1KV 3.5CX70SQMM PVC POWER CABLE (KM) | 9402 | 18804
| 0 | ICT Augmentation at Bikaner-IV | 255 | 20 | POWER & CONTROL CABLE(Breakup) | 100002965 | 998736 | 18 | 1.1kV grade 3.5Cx300 sqmm (XLPE) Power Cable | KM | 2 | TB-202525-01-01-01 | 14003147 | Y014 | Cables |  | 1.1KV 3.5CX35SQMM PVC POWER CABLE (KM) | 13164 | 26328
| 0 | ICT Augmentation at Bikaner-IV | 255 | 30 | POWER & CONTROL CABLE(Breakup) | 100002986 | 998736 | 18 | 1.1kV grade 4Cx16 sqmm (PVC) Power Cable | KM | 3 | TB-202525-01-01-01 | 14003147 | Y014 | Cables |  | 1.1KV 4CX16SQMM PVC POWER CABLE (KM) | 27603 | 82809
| 0 | ICT Augmentation at Bikaner-IV | 255 | 40 | POWER & CONTROL CABLE(Breakup) | 100002992 | 998736 | 18 | 1.1kV grade 4Cx6 sqmm (PVC) Power Cable | KM | 4 | TB-202525-01-01-01 | 14003147 | Y014 | Cables |  | 1.1KV 4CX6SQMM PVC POWER CABLE (KM) | 27603 | 110412
| 0 | ICT Augmentation at Bikaner-IV | 255 | 50 | POWER & CONTROL CABLE(Breakup) | 100002958 | 998736 | 18 | 1.1kV grade 2Cx6 sqmm (PVC) Power Cable | KM | 3 | TB-202525-01-01-01 | 14003147 | Y014 | Cables |  | 1.1KV 2CX6SQMM PVC POWER CABLE (KM) | 27603 | 82809
| 0 | ICT Augmentation at Bikaner-IV | 255 | 60 | POWER & CONTROL CABLE(Breakup) | 100002977 | 998736 | 18 | 1.1kV grade 3Cx2.5 sqmm Control Cable | KM | 5 | TB-202525-01-01-01 | 14003147 | Y014 | Cables |  | 1.1KV 3CX2.5SQMM PVC CONTROL CABLE (KM) | 29090 | 145450
| 0 | ICT Augmentation at Bikaner-IV | 255 | 70 | POWER & CONTROL CABLE(Breakup) | 100002994 | 998736 | 18 | 1.1kV grade 5Cx2.5 sqmm Control Cable | KM | 8 | TB-202525-01-01-01 | 14003147 | Y014 | Cables |  | 1.1KV 5CX2.5SQMM PVC CONTROL CABLE (KM) | 32728 | 261824
| 0 | ICT Augmentation at Bikaner-IV | 255 | 80 | POWER & CONTROL CABLE(Breakup) | 100002920 | 998736 | 18 | 1.1kV grade 10Cx2.5 sqmm Control Cable | KM | 3 | TB-202525-01-01-01 | 14003147 | Y014 | Cables |  | 1.1KV 10CX2.5SQMM PVC CONTROL CABLE (KM) | 39999 | 119997
| 0 | ICT Augmentation at Bikaner-IV | 255 | 90 | POWER & CONTROL CABLE(Breakup) | 100017187 | 998736 | 18 | 1.1KV GRADE 19CX1.5 SQMM CONTROL CABLE | KM | 4 | TB-202525-01-01-01 | 14003147 | Y014 | Cables |  | 1.1KV 19CX1.5SQMM PVC CONTROL CABLE(KM) | 49091 | 196364
| 0 | ICT Augmentation at Bikaner-IV | 255 | 100 | POWER & CONTROL CABLE(Breakup) | 100017188 | 998736 | 18 | 1.1KV GRADE 27CX1.5 SQMM CONTROL CABLE | KM | 2 | TB-202525-01-01-01 | 14003147 | Y014 | Cables |  | 1.1KV 27CX1.5SQMM PVC CONTROL CABLE(KM) | 49091 | 98182
| 0 | ICT Augmentation at Bikaner-IV | 255 | 110 | POWER & CONTROL CABLE(Breakup) | 100003034 | 998736 | 18 | 4PAIR, 0.5 SQ.MM SCREENED CABLE | KM | 1 | TB-202525-01-01-01 | 14003147 | Y014 | Cables |  | 4 PAIR, 0.5 SQMM SCREENED CABLE (KM) | 49091 | 49091
| 0 | ICT Augmentation at Bikaner-IV | 260 | 10 | ILLUMINATION SYSTEM | 100004937 | 998731 | 18 | Fire Wall Mounted LED Luminarie Type FL-2 (250W) | EA | 4 | TB-202525-01-01-01 | 14003147 | Y023 | Substation general |  | FIRE WALL MOUNTED LED LUMINAIRE TYPE FL2 | 1695 | 6780
| 0 | ICT Augmentation at Bikaner-IV | 260 | 20 | ILLUMINATION SYSTEM | 100004931 | 998731 | 18 | Lighting Fixture LED Luminaires type FL2 as per tech. specifications | EA | 80 | TB-202525-01-01-01 | 14003147 | Y023 | Substation general |  | LIGHTING FIXTURE LED TYPE FL2 | 1592 | 127360
| 0 | ICT Augmentation at Bikaner-IV | 260 | 30 | ILLUMINATION SYSTEM | 100004930 | 998731 | 18 | Lighting Fixture LED Luminaires type FL-1 as per tech. specifications | EA | 10 | TB-202525-01-01-01 | 14003147 | Y023 | Substation general |  | LIGHTING FIXTURE LUMINAIRE TYPE FL-1 | 553 | 5530
| 0 | ICT Augmentation at Bikaner-IV | 260 | 40 | ILLUMINATION SYSTEM | 100001885 | 998739 | 18 | Outdoor Power Receptacle for oilfiltration unit (250A) | EA | 1 | TB-202525-01-01-01 | 14003147 | Y023 | Substation general |  | 250A O/D RECEPTACLE FOR OIL FILTERATION | 2952 | 2952
| 0 | ICT Augmentation at Bikaner-IV | 260 | 50 | ILLUMINATION SYSTEM | 100001052 | 998731 | 18 | 63A, 415V : Interlocked switch socket outdoor Receptacle (type RP) as per technical specifications | EA | 1 | TB-202525-01-01-01 | 14003147 | Y023 | Substation general |  | 63A, 415V O/D RECEPTACLE (RP) | 6808 | 6808
| 0 | ICT Augmentation at Bikaner-IV | 260 | 60 | ILLUMINATION SYSTEM | 100001021 | 995461 | 18 | Lighting Panel type ACP-2 as per technical specification | EA | 4 | TB-202525-01-01-01 | 14003147 | Y023 | Substation general |  | LIGHTING PANEL TYPE ACP-2 | 8101 | 32404
| 0 | ICT Augmentation at Bikaner-IV | 260 | 70 | ILLUMINATION SYSTEM | 100001116 | 998739 | 18 | Illumination System for switchyard panel room of 6 m length | SET | 2 | TB-202525-01-01-01 | 14003147 | Y023 | Substation general |  | ILLUMINATION SYSTEM- PANEL ROOM-6M | 8092 | 16184
| 0 | ICT Augmentation at Bikaner-IV | 260 | 80 | ILLUMINATION SYSTEM | 100001115 | 998739 | 18 | Illumination System for switchyard panel room of 9 m length | SET | 1 | TB-202525-01-01-01 | 14003147 | Y023 | Substation general |  | ILLUMINATION SYSTEM- PANEL ROOM-9M | 8092 | 8092
| 0 | ICT Augmentation at Bikaner-IV | 260 | 90 | ILLUMINATION SYSTEM | 100001024 | 998731 | 18 | Sub Lighting panel (outdoor) type SLP (Switchyard and Street Lighting) | EA | 8 | TB-202525-01-01-01 | 14003147 | Y023 | Substation general |  | SUB LIGHTING PANEL TYPE SLP | 1453 | 11624
| 0 | ICT Augmentation at Bikaner-IV | 270 | 10 | FIRE FIGHTING SYSTEM | 100000983 | 998736 | 18 | HVW spray system, Hydrant system and complete U/G & O/G piping and accessories etc. out side the pump house for 500MVA ,400KV/220/33 kV, 3-phase Autotransformer | SET | 2 | TB-202525-01-01-01 | 14003147 | Y015 | Station Auxillary |  | FIRE PROTECTION-400KV, 500MVA, 3PH T/F | 85974 | 171948
| 0 | ICT Augmentation at Bikaner-IV | 270 | 20 | FIRE FIGHTING SYSTEM | 100002062 | 995461 | 18 | Fire Detection and Alarm System for Switchyard Panel Room of 6 m length | SET | 2 | TB-202525-01-01-01 | 14003147 | Y015 | Station Auxillary |  | FIRE DETECTION& ALARMSYS-PANEL ROOM(6M) | 19933 | 39866
| 0 | ICT Augmentation at Bikaner-IV | 270 | 30 | FIRE FIGHTING SYSTEM | 100001871 | 995461 | 18 | Fire Detection and Alarm System for Switchyard Panel Room of 9 m length | SET | 1 | TB-202525-01-01-01 | 14003147 | Y015 | Station Auxillary |  | FIRE DETECTION& ALARMSYS-PANEL ROOM(9M) | 19933 | 19933
| 0 | ICT Augmentation at Bikaner-IV | 270 | 40 | FIRE FIGHTING SYSTEM | 100000975 | 995461 | 18 | 4.5 kg CO2 type Portable Fire extinguisher | EA | 3 | TB-202525-01-01-01 | 14003147 | Y015 | Station Auxillary |  | FIRE EXTINGUISHER-CO2 TYPE 4.5KG | 2043 | 6129
| 0 | ICT Augmentation at Bikaner-IV | 280 | 10 | AIR CONDITIONING | 100001881 | 995463 | 18 | Air conditioning system for Switchyard Panel Room of 9m length | SET | 1 | TB-202525-01-01-01 | 14003147 | Y015 | Station Auxillary |  | AC UNIT-SWITCHYARD PANEL ROOM 9M | 7263 | 7263
| 0 | ICT Augmentation at Bikaner-IV | 280 | 20 | AIR CONDITIONING | 100001882 | 995463 | 18 | Air conditioning system for Switchyard Panel Room of 6m length | SET | 2 | TB-202525-01-01-01 | 14003147 | Y015 | Station Auxillary |  | AC UNIT-SWITCHYARD PANEL ROOM 6M | 6028 | 12056
| 0 | ICT Augmentation at Bikaner-IV | 10 | 10 | Civil Works | 100004518 | 995433 | 18 | Excavation in all kind of soil including rock for all leads and lifts, backfilling, disposal of surplus earth within a lead up to2Km as per technical specification. The surplus earth shall be roughly graded . | M3 | 14488 | TB-202525-01-01-01 | 14003148 | Y024 | SS Civil General |  | EXCAVATION FOR FOUNDATION-GENERAL WORK | 378 | 5476464
| 0 | ICT Augmentation at Bikaner-IV | 10 | 20 | Civil Works | 100011662 | 995433 | 18 | Excavation in hard rock which require blasting (including chemical blasting and rock excavated using specialized tools) for allfoundation works including stacking, measuring, disposal etc.for all leads and lifts as per technical specification. | M3 | 1610 | TB-202525-01-01-01 | 14003148 | Y024 | SS Civil General |  | EXCAVATION FOUNDATION HARD ROCK BLASTING | 1922 | 3094420
| 0 | ICT Augmentation at Bikaner-IV | 10 | 30 | Civil Works | 100001326 | 995454 | 18 | Providing and laying of Plain Cement Concrete (PCC) (1:2:4) | M3 | 37 | TB-202525-01-01-01 | 14003148 | Y024 | SS Civil General |  | PLAIN CEMENT CONCRETE (PCC-1:2:4) | 8016 | 296592
| 0 | ICT Augmentation at Bikaner-IV | 10 | 40 | Civil Works | 100001325 | 995454 | 18 | Providing and laying of Plain Cement Concrete (PCC) (1:4:8) | M3 | 451 | TB-202525-01-01-01 | 14003148 | Y024 | SS Civil General |  | PLAIN CEMENT CONCRETE (PCC-1:4:8) | 6906 | 3114606
| 0 | ICT Augmentation at Bikaner-IV | 10 | 50 | Civil Works | 100001327 | 995454 | 18 | Providing and laying of Reinforced Cement Concrete M25 mix including pre cast, shuttering, Grouting of pockets & underpinning butexcluding steel reinforcement | M3 | 3905 | TB-202525-01-01-01 | 14003148 | Y024 | SS Civil General |  | REINFORCEMENT CEMENT CONCRETE (RCC-M25) | 10373 | 40506565
| 0 | ICT Augmentation at Bikaner-IV | 10 | 60 | Civil Works | 100001329 | 995454 | 18 | Steel Reinforcement | MT | 273 | TB-202525-01-01-01 | 14003148 | Y024 | SS Civil General |  | STEEL REINFORCEMENT | 80129 | 21875217
| 0 | ICT Augmentation at Bikaner-IV | 10 | 70 | Civil Works | 100001331 | 995455 | 18 | Misc. Structural steel including rails, embedments, edge protection angles, gratings etc. but excluding the reinforcement steel andsteel for lattice and pipe structures. | MT | 47 | TB-202525-01-01-01 | 14003148 | Y024 | SS Civil General |  | MISC STRUCTURAL STEEL | 101116 | 4752452
| 0 | ICT Augmentation at Bikaner-IV | 10 | 80 | Civil Works | 100001457 | 995421 | 18 | Construction of rail cum road as per drawing including all item such as excavation,compactions, rolling watering, WBM etc. butexcluding concrete reinforcement and structural steel-Section having four rails for auto transformer. | M2 | 197 | TB-202525-01-01-01 | 14003148 | Y024 | SS Civil General |  | RAIL CUM ROAD EXCL RCC- 4 RAILS | 998 | 196606
| 0 | ICT Augmentation at Bikaner-IV | 10 | 90 | Civil Works | 100001330 | 995428 | 18 | Stone filling (40 mm size) for transformer/Reactor foundation | M3 | 41 | TB-202525-01-01-01 | 14003148 | Y024 | SS Civil General |  | STONE FILLING 40MM-XMER/ REACTOR FOUND | 3611 | 148051
| 0 | ICT Augmentation at Bikaner-IV | 10 | 100 | Civil Works | 100003114 | 995454 | 18 | External finishing / painting of fire wall (water proofing cement paint) (DSR 13.44.1) | M2 | 240 | TB-202525-01-01-01 | 14003148 | Y024 | SS Civil General |  | FW (DSR 13.44.1) | 325 | 78000
| 0 | ICT Augmentation at Bikaner-IV | 10 | 110 | Civil Works | 100001714 | 995428 | 18 | Stone spreading in switchyard excluding PCC | M2 | 24970 | TB-202525-01-01-01 | 14003148 | Y024 | SS Civil General |  | STONE SPREADING EXCLUDING PCC | 172 | 4294840
| 0 | ICT Augmentation at Bikaner-IV | 10 | 120 | Civil Works | 100001713 | 995424 | 18 | Antiweed treatment | M2 | 24970 | TB-202525-01-01-01 | 14003148 | Y024 | SS Civil General |  | ANTIWEED TREATMENT | 23 | 574310
| 0 | ICT Augmentation at Bikaner-IV | 10 | 130 | Civil Works | 100019561 | 995423 | 18 | Providing & laying non-woven Geo-synthetics fabric of minimum 200 GSM in separration layer between sub garde and stone spreading inswitchyard as per Technical Specification and direction of Engineer-in-Charge. | M2 | 24970 | TB-202525-01-01-01 | 14003148 | Y024 | SS Civil General |  | P/L NONWOVEN GEOSYNTHETICS FABRIC 200GSM | 102 | 2546940
| 0 | ICT Augmentation at Bikaner-IV | 10 | 140 | Civil Works | 100020960 | 995461 | 18 | RCC culvert crossings including supplying and laying hume pipe 250mm dia of grade (NP-3) excluding concrete as per specification. | M | 20 | TB-202525-01-01-01 | 14003148 | Y024 | SS Civil General |  | RCC CULVERT-NP-3 PIPE 250MM DIA | 3073 | 61460
| 0 | ICT Augmentation at Bikaner-IV | 10 | 150 | Civil Works | 100020961 | 995461 | 18 | RCC culvert crossings including supplying and laying hume pipe 300mm dia of grade (NP-3) excluding concrete as per specification. | M | 20 | TB-202525-01-01-01 | 14003148 | Y024 | SS Civil General |  | RCC CULVERT-NP-3 PIPE 300MM DIA | 3547 | 70940
| 0 | ICT Augmentation at Bikaner-IV | 10 | 160 | Civil Works | 100020962 | 995461 | 18 | RCC culvert crossings including supplying and laying hume pipe 450mm dia of grade (NP-3) excluding concrete as per specification. | M | 20 | TB-202525-01-01-01 | 14003148 | Y024 | SS Civil General |  | RCC CULVERT-NP-3 PIPE 450MM DIA | 4137 | 82740
| 0 | ICT Augmentation at Bikaner-IV | 10 | 170 | Civil Works | 100003437 | 995454 | 18 | Switchyard Panel Room - Civil Works. All civil works as per drawing and specifications complete, including - brickwork, finishing(external and internal), windows etc. However, excavation, PCC, RCC and reinforcement shall be paid separately as per BPS. | M2 | 105 | TB-202525-01-01-01 | 14003148 | Y024 | SS Civil General |  | SWITCHYARD PANEL ROOM-CIVIL WORK | 26025 | 2732625
| 0 | ICT Augmentation at Bikaner-IV | 10 | 180 | Civil Works | 100016667 | 995451 | 18 | Cable Trench including all types of crossings, all metallic works and sump pit including concrete and reinforcement steel Section2A-2A | M | 1500 | TB-202525-01-01-01 | 14003148 | Y024 | SS Civil General |  | CABLE TRENCH-SECTION 2A-2A ALL INC | 16051 | 24076500
| 0 | ICT Augmentation at Bikaner-IV | 10 | 190 | Civil Works | 100001478 | 995454 | 18 | Cable Trench including all types of crossings, all metallic works and sump pit including concrte and reinforcement steel Section 2-2 | M | 600 | TB-202525-01-01-01 | 14003148 | Y024 | SS Civil General |  | CABLE TRENCH-SECTION 2-2 | 13127 | 7876200
| 0 | ICT Augmentation at Bikaner-IV | 10 | 200 | Civil Works | 100001479 | 995454 | 18 | Cable Trench including all types of crossings, all metallic works and sump pit including concrte and reinforcement steel Section 3-3 | M | 600 | TB-202525-01-01-01 | 14003148 | Y024 | SS Civil General |  | CABLE TRENCH-SECTION 3-3 | 8633 | 5179800
| 0 | ICT Augmentation at Bikaner-IV | 10 | 210 | Civil Works | 100001480 | 995454 | 18 | Cable Trench including all types of crossings, all metallic works and sump pit including concrte and reinforcement steel Section 4-4 | M | 300 | TB-202525-01-01-01 | 14003148 | Y024 | SS Civil General |  | CABLE TRENCH-SECTION 4-4 | 6466 | 1939800
| 0 | ICT Augmentation at Bikaner-IV | 10 | 220 | Civil Works | 100008110 | 995421 | 18 | 3.75m wide Bitumen road with earthen shoulder including 100 mm dia RCC Hume Pipe @ 100 metre interval as per drawing and TS (as perDSR item no 16.35 and 16.30.1) and including 225 mm thick WBM in three equal layers of 75 mm each as per CPWD specification. | M2 | 8438 | TB-202525-01-01-01 | 14003148 | Y024 | SS Civil General |  | 3.75M BITUMEN ROAD (DSR 16.35 + 16.30.1) | 1544 | 13028272
| 0 | ICT Augmentation at Bikaner-IV | 10 | 230 | Civil Works | 100015791 | 995454 | 18 | All civil works for Drains construction of Section A-A including crossings if any as per technical specification and tender drawingscomplete in all respect with all labour and materials. | M | 1600 | TB-202525-01-01-01 | 14003148 | Y024 | SS Civil General |  | DRAIN SECTION-A-A-COMPL.IN ALL RESPECTS | 2897 | 4635200
| 0 | ICT Augmentation at Bikaner-IV | 10 | 240 | Civil Works | 100015792 | 995454 | 18 | All civil works for Drains construction of Section B-B including crossings if any as per technical specification and tender drawingscomplete in all respect with all labour and materials. | M | 1600 | TB-202525-01-01-01 | 14003148 | Y024 | SS Civil General |  | DRAIN SECTION-B-B-COMPL.IN ALL RESPECTS | 4551 | 7281600
| 0 | ICT Augmentation at Bikaner-IV | 10 | 250 | Civil Works | 100015793 | 995454 | 18 | All civil works for Drains construction of Section C-C including crossings if any as per technical specification and tender drawingscomplete in all respect with all labour and materials. | M | 900 | TB-202525-01-01-01 | 14003148 | Y024 | SS Civil General |  | DRAIN SECTION-C-C-COMPL.IN ALL RESPECTS | 6383 | 5744700
| 0 | ICT Augmentation at Bikaner-IV | 10 | 260 | Civil Works | 100015794 | 995454 | 18 | All civil works for Drains construction of Section D-D including crossings if any as per technical specification and tender drawingscomplete in all respect with all labour and materials. | M | 400 | TB-202525-01-01-01 | 14003148 | Y024 | SS Civil General |  | DRAIN SECTION-D-D-COMPL.IN ALL RESPECTS | 6738 | 2695200
| 0 | ICT Augmentation at Bikaner-IV | 10 | 270 | Civil Works | 100007097 | 995454 | 18 | Dry stone pitching 22.5 cm thick including supply of stones and preparing surface complete including construction of 600 mm high and230 mm wide cement concrete (1:3:6) (1 cement : 3 coarse sand (zone-III) : 6 graded stone aggregate 20 mm nominal size) toe wall atthe lowest portion of stone pitching area etc. completed as per theinstruction of Engineer-In-Charge. . | M2 | 1000 | TB-202525-01-01-01 | 14003148 | Y024 | SS Civil General |  | DRY STONE PITCHING I/C CC TOE WALL | 946 | 946000
| 0 | ICT Augmentation at Bikaner-IV | 10 | 280 | Civil Works | 100002911 | 995432 | 18 | Earthwork in excavation & filling in all types of soil and soft/disintegrated rock in open areas/nallas/channels, to the requiredslopes, shapes, levels, elevations and profile, including trimming of bottom and slopes of excavation, bailing out rain(dewatering), pumping, removal of slush, preparing embankments/marginal banks, loosening, dressing, spreading material in layers notexceeding 200mm, as per direction of Engineer-in-Charge, water flooding, compacting to achieve 95% consolidation at optimum moisturecontent, finishing etc. all complete, for all leads and lifts within leveling boundary, including disposal of surplus earth andstacking of unsuitable material within a lead of 2.0 Km beyond substation boundary, with all labour, material, tools, tackles andequipment, safeguards and incidentals, Royalty,taxes etc. as necessary, as per drawings, specification and directions of theEngineer-in-Charge. Clearing of jungle is included in this item. (Only excavation/cutting will be measured for payment purpose.) | M3 | 22195 | TB-202525-01-01-01 | 14003148 | Y024 | SS Civil General |  | EARTHWORK-SOIL-SOFT ROCK- JUNGLE CLEAR | 217 | 4816315
| 0 | ICT Augmentation at Bikaner-IV | 10 | 290 | Civil Works | 100002583 | 995432 | 18 | Supply of earth (excluding rock & boulders) at site including royalty, carriage and filling in specified areas in layers notexceeding 200mm in depth, compacting under optimum moisture condition to achieve 95% of Proctor density, finishing etc. allcomplete, for all leads & lifts, with all labour, material, tools, tackles, equipments, safeguards & incidentals as necessary as perdrawings, specification and direction of the Engineer- in- Charge. | M3 | 22195 | TB-202525-01-01-01 | 14003148 | Y024 | SS Civil General |  | SUPPLY OF EARTH MATERIAL-LEVELLING | 450 | 9987750
| 0 | ICT Augmentation at Bikaner-IV | 10 | 300 | Civil Works | 100002914 | 995432 | 18 | Earthwork in excavation in Hard rocks in open areas/nallas/ channels, to the required slopes, shapes, levels, elevations andprofile, including trimming of bottom and slopes of excavation and stacking and disposal of rock for a lead up to 2.0 KM beyondleveling boundary and all lifts , with all labour, material, tools, tackles and equipment, safeguards and incidentals,Royalty,taxesetc. as per directions of the Engineer-in-Charge. Serviceable material if available shall be stacked at site as identified byEngineer-in-Charge.(50% void deduction from stack measurement) | M3 | 2219 | TB-202525-01-01-01 | 14003148 | Y024 | SS Civil General |  | EARTHWORK-HARD ROCK | 631 | 1400189
| 0 | ICT Augmentation at Bikaner-IV | 10 | 310 | Civil Works | 100001721 | 995428 | 18 | Supplying, filling and compacting stone boulders mixed with sand under foundations, roads, cable trenches, drains etc in layers notexceeding 250mm thickness including ramming, watering compacting | M3 | 471 | TB-202525-01-01-01 | 14003148 | Y024 | SS Civil General |  | STONE BOULDERS MIXED WITH SAND | 2080 | 979680
| 0 | ICT Augmentation at Bikaner-IV | 10 | 320 | Civil Works | 100007701 | 995462 | 18 | Supplying and erecting dewatering pumps- 2 HP | EA | 2 | TB-202525-01-01-01 | 14003148 | Y027 | Water suppy & Sewage |  | DEWATERING PUMP- 2 HP | 53438 | 106876
| 0 | ICT Augmentation at Bikaner-IV | 10 | 330 | Civil Works | 100001409 | 995462 | 18 | Supplying and erecting dewatering pumps-5 HP | EA | 1 | TB-202525-01-01-01 | 14003148 | Y027 | Water suppy & Sewage |  | DEWATERING PUMP-5 HP | 88079 | 88079
| 0 | ICT Augmentation at Bikaner-IV | 20 | 10 | structure erection | 100001210 | 995455 | 18 | Erection of Lattice Structures (MS Steel), to be designed during detailed engineering, for towers, beams and equipment supportstructure including pack plates / packwashers and gusset plates excluding fasteners and foundation bolts | MT | 294 | TB-202525-01-01-01 | 14003148 | Y002 | Structure/Bus Bar |  | NON STD LATTICE STR MS STEEL - ERECTION | 5983 | 1759002
| 0 | ICT Augmentation at Bikaner-IV | 20 | 20 | structure erection | 100001209 | 995455 | 18 | Erection of Lattice Structures (HT Steel), to be designed during detailed engineering, for towers, beams and equipment supportstructure including pack plates / packwashers and gusset plates excluding fasteners and foundation bolts. | MT | 10 | TB-202525-01-01-01 | 14003148 | Y002 | Structure/Bus Bar |  | NON STD LATTICE STR HT STEEL - ERECTION | 5983 | 59830
| 0 | ICT Augmentation at Bikaner-IV | 20 | 30 | structure erection | 100001680 | 995455 | 18 | Erection of fasteners ( nuts, bolts and washers ) including step bolts for lattice and pipe structures to be designed duringdetailed engineering | MT | 19 | TB-202525-01-01-01 | 14003148 | Y002 | Structure/Bus Bar |  | FASTNERS (NON STD STRS) - ERECTION | 5983 | 113677
| 0 | ICT Augmentation at Bikaner-IV | 20 | 40 | structure erection | 100001681 | 995455 | 18 | Erection of foundation bolts including nuts, checknut and washers for lattice and pipe structures to be designed during detailedengineering | MT | 25 | TB-202525-01-01-01 | 14003148 | Y002 | Structure/Bus Bar |  | FDN BOLTS (NON STD STRS) - ERECTION | 5355 | 133875
| 0 | ICT Augmentation at Bikaner-IV | 20 | 10 | PMUs for HV side of ICTs at Bikaner-IV | 170000502 | 998713 | 18 | Service:- Phasor Measurement Unit (PMU) | EA | 3 | TB-202525-01-01-01 | 14003149 | Y016 | ULDC |  | PHASOR MEASUREMENT UNIT | 4367 | 13101
| 0 | ICT Augmentation at Bikaner-IV | 20 | 20 | PMUs for HV side of ICTs at Bikaner-IV | 170000530 | 998734 | 18 | WAMS TIME SYSTEM(GPS RECEIVER) | EA | 3 | TB-202525-01-01-01 | 14003149 | Y016 | ULDC |  | WAMS TIME SYSTEM(GPS RECEIVER) | 3173 | 9519
| 0 | ICT Augmentation at Bikaner-IV | 20 | 30 | PMUs for HV side of ICTs at Bikaner-IV | 170004701 | 998734 | 18 | SUBSTATION GRADE Layer 2 LAN SWITCH | EA | 3 | TB-202525-01-01-01 | 14003149 | Y016 | ULDC |  | SUBSTATION GRADE L2 LAN SWITCH | 6054 | 18162
| 0 | ICT Augmentation at Bikaner-IV | 20 | 40 | PMUs for HV side of ICTs at Bikaner-IV | 170004700 | 998734 | 18 | SUBSTATION GRADE Layer 3 LAN SWITCH | EA | 1 | TB-202525-01-01-01 | 14003149 | Y016 | ULDC |  | SUBSTATION GRADE L3 LAN SWITCH | 6054 | 6054
| 0 | ICT Augmentation at Bikaner-IV | 20 | 50 | PMUs for HV side of ICTs at Bikaner-IV | 170000504 | 998713 | 18 | Services:- Armored Fibre Optic Cable and associated termination equipment | LOT | 1 | TB-202525-01-01-01 | 14003149 | Y016 | ULDC |  | ARMORED FO LAN CABLE IN SUBSTATION | 5621 | 5621
| 0 | ICT Augmentation at Bikaner-IV | 20 | 60 | PMUs for HV side of ICTs at Bikaner-IV | 170003449 | 998316 | 18 | SUPPLY, INSTALLATION, TESTING AND COMMISSIONING OF LIU-FO PATCH PANEL-12 PORT | EA | 4 | TB-202525-01-01-01 | 14003149 | Y026 | SAS/SCADA |  | SITC OF LIU-FO PATCH PANEL-12 PORT | 6054 | 24216
| 0 | ICT Augmentation at Bikaner-IV | 20 | 70 | PMUs for HV side of ICTs at Bikaner-IV | 170000501 | 998734 | 18 | Integration of PMU with the PDC (Phasor Data Concentrator) of RLDCs and respective SLDCs as required. | LOT | 1 | TB-202525-01-01-01 | 14003149 | Y016 | ULDC |  | INTERATION-PMU WITH PDC(RLDC &/OR SLDC) | 51878 | 51878
[18 empty] | Total | 189637210