## Basic (hidden)
Package Name | Substation Extension Package-SS69 for (i) 400/220 kV Muzaffarpur S/S extn including ICT, (ii) 400 kV Saharsa S/S extn, (iii) 400 kV Durgapur S/S extn and (ii) 400kV Kahalgaon S/S (NTPC) extn associated with Eastern Region Strengthening Scheme-XXIII
Direct
Package Code | SS69 | Bought-out
Specification No. | Specification No.: CC-CS/1010-ER1/SS-4083/3/G2

## Cover
Price Schedules | Substation Extension Package-SS69 for (i) 400/220 kV Muzaffarpur S/S extn including ICT, (ii) 400 kV Saharsa S/S extn, (iii) 400 kV Durgapur S/S extn and (ii) 400kV Kahalgaon S/S (NTPC) extn associated with Eastern Region Strengthening Scheme-XXIII |  | Substation Package - SS69
Specification No.: CC-CS/1010-ER1/SS-4083/3/G2
| 1 | Fill up only green shaded cells in Sch-1, Sch-2, Sch-3 and Bid Form 2nd Envelope.
| 2 | All the cells in Sch-5 Sch-6 & Sch-7 are auto filled, therefore no cell is required to be filled up there.
| 3 | Instructions / error messages, if any, will be displayed automatically after selecting the cell.
| 4 | After filling up all the schedues, save the file, take print out of all the schedules and Bid form and sign & stamp and submit them as hard copy of the 2nd envelope (Price part) of the bid. Also ensure to submit the soft copy of the the same file on CD/ DVD.
पावर ग्रिड कारपोरेशन ऑफ इण्डिया लिमिटेड
(भारत सरकार का उद्यम)
Power Grid Corporation of India Limited
(A Government of India Enterprises)
Click to skip Instructions & Proceed
Click for Detailed General Instructions
General guidelines for filling up the Price Schedules, Sch-1 to Sch-7

## Instructions
General Instruction to the Bidders for filling up this workbook of Price Schedules for Package SS69
I | While filling up the worksheets following may please be observed :
| (i) | Fill up only green shaded cells.
| (ii) | Certain data type entries have been restricted, such as Numeric values or limits of numeric values.
| (iii) | Select only the options provided in pull down menus.
| (iv) | Do not link any cell of this work book with any other work book.
| (v) | Do not use copy & paste or cut & paste options for filling up the data.
| (vi) | Do not reformat any of the cell of the work book.
II | This Workbook consists of following worksheets :
Cover :
Opening page of the workbook.
Names of Bidder :
| ● | Select Sole Bidder or JV (Joint Venture) from the pull down menu. Do not leave this cell blank.
| ● | Select nos. of the JV Partners other than the Lead Partner from drop down menu.
| ● | In case of JV partners more than 2, enter details of 3rd & more partners along with details of 2nd partner.
| ● | Fill up names and address of the Sole Bidder and /or Joint Venture.
| ● | Fill up date in dd-mm-yyyy format from drop down menu.
| ● | Click for Sch-1 given at the right top of the worksheet to go to Sch-1.
Sch-1 (Ex-works Prices) :
| ● | Fill up unit rates for all the items in numeric values greater than 0 (zero). If unit rate is left blank, the corresponding item shall be deemed to be included in the total price.
●
●
| ● | Total amount shall get calculated automatically.
| ● | Type Test charges if applicable shall appear automatically after filling up Sch-7 appropriately.
Sch-2 (Freight & Insurance Charges) :
| ● | Fill up unit rates for all the items in numeric values greater than 0 (zero). If unit rate is left blank, the corresponding item shall be deemed to be included in the total price.
| ● | Total amount shall get calculated automatically.
Sch-3 (Erection Charges) :
| ● | Fill up unit rates for all the items in numeric values greater than 0 (zero). If unit rate is left blank, the corresponding item shall be deemed to be included in the total price.
| ● | Total amount shall get calculated automatically.
Sch-4 (Training Charges) :
| ● | Not applicable, hence no cell is required to be filled up.
Sch-5 (Summary of GST applicable on supply of Goods and Services) :
| ● | Amount of GST shall be calculated automatically.
Sch -6 :
| ● | Summary of all the Schedules without considering discount (mentioned in the work sheet discount) shall be displayed automatically.
| ● | No cell is required to be filled in by the bidder in this worksheet.
Sch-7 (Type Test Charges) :
| ● | Not applicable, hence no cell is required to be filled up.
| ● | Total of this Sch-7 shall automatically appear in Sch-1.
Bid form 2nd Envelope :
| ● | Fill up ref. no. as bidder's ref no. of this letter.
| ● | This letter shall consider the net price as per Sch-6 (After Discount).
| ● | Fill up names & Designation of the representatives of other JV partner(s) if the bidder is JV (Joint Venture) .
| ● | Fill up additional information as required.
* * *
Happy Bidding !
Click to Proceed

## Names of Bidder
Substation Extension Package-SS69 for (i) 400/220 kV Muzaffarpur S/S extn including ICT, (ii) 400 kV Saharsa S/S extn, (iii) 400 kV Durgapur S/S extn and (ii) 400kV Kahalgaon S/S (NTPC) extn associated with Eastern Region Strengthening Scheme-XXIII
Specification No.: CC-CS/1010-ER1/SS-4083/3/G2 |  |  |  | Sole Bidder | 1
|  |  |  | JV (Joint Venture) | 2 or more
Enter following details of the bidder
Specify type of Bidder [Select from drop down menu] | Sole Bidder |  | 1 | 0
1
Name of Sole Bidder
Address of Sole Bidder
Name of other Partner
Address of other Partner
Name of other Partner - 2 (more, if any)
Address of other Partner - 2 (more, if any)
Printed Name
Designation
Date |  | 31
Place
Click for Sch-1

## Sch-1
Specification No.: CC-CS/1010-ER1/SS-4083/3/G2 | [11 empty] | SCHEDULE-1
Substation Extension Package-SS69 for (i) 400/220 kV Muzaffarpur S/S extn including ICT, (ii) 400 kV Saharsa S/S extn, (iii) 400 kV Durgapur S/S extn and (ii) 400kV Kahalgaon S/S (NTPC) extn associated with Eastern Region Strengthening Scheme-XXIII
(SCHEDULE OF RATES AND PRICES)
Bidder’s Name and Address (Sole Bidder) : | [10 empty] | To:
[11 empty] | Contract Services | [7 empty] | Direct
Name : | [10 empty] | Power Grid Corporation of India Ltd., | [7 empty] | Bought-out
Address : | [10 empty] | "Saudamini", Plot No.-2
Sector-29,
Gurgaon (Haryana) - 122001
Plant and Equipment (including Mandatory Spares Parts) to be supplied , including Type Test Charges for Tests to be conducted:
All Prices are in Indian Rupees.
SI. No. | PR No | PR Line Item No | Activity Description | Material Code | HSN Code | Whether HSN in column ‘6’ is confirmed. If not indicate applicable the HSN code # | Rate of GST applicable ( in %) | Whether rate of GST in column ‘8’ is confirmed. If not indicate applicable rate of GST # | Item Description | Unit | Qty. | Unit Ex-works price (excluding GST) | Total Ex-works price (excluding GST)
1 | 2 | 3 | 4 | 5 | 6 | 7 | 8 | 9 | 10 | 11 | 12 | 13 | 14=12*13
(I) | 400/220kV 500MVA Transformer at Muzaffar
1 | 7000010866 | 10 | Main Equipment | 1000004798 | 85042340 |  | 18 |  | 500MVA, 400KV/220/33 KV, 3-phase Autotransformer excluding insulatingoil | EA | 1 |  | INCLUDED | 0 | 0 |  |  |  |  | 0%
2 | 7000010866 | 20 | Main Equipment | 1000013986 | 85049010 |  | 18 |  | Insulating Oil for 500MVA, 400KV/220/33 KV, 3-phase Autotransformer | SET | 1 |  | INCLUDED | 0 | 0 |  |  |  |  | 5%
3 | 7000010866 | 30 | Main Equipment | 1000030470 | 85049010 |  | 18 |  | Digital RTCC Panel consist of digital RTCC relays as per technicalspecification | SET | 1 |  | INCLUDED | 0 | 0 |  |  |  |  | 12%
4 | 7000010866 | 40 | Transformer spares | 1000028090 | 85049010 |  | 18 |  | Spare-400kV T/F | LS | 1 |  | INCLUDED | 0 | 0 |  |  |  |  | 18%
(II) | Muzaffarpur S/s Extension | [12 empty] | 0 | 0 |  |  |  |  | 28%
5 | 7000010866 | 80 | 400 kV AIS EQUIPMENT | 1000004459 | 85359090 |  | 18 |  | 420 kV, 3000A, 40KA, 1-Phase CurrentTransformer with 120% extended currentrating | EA | 3 |  | INCLUDED | 0 | 0
6 | 7000010866 | 70 | 400 kV AIS EQUIPMENT | 1000004401 | 85462040 |  | 18 |  | 420 kV, 1 phase Bus Post Insulator (except for Line Traps) | EA | 9 |  | INCLUDED | 0 | 0
7 | 7000010866 | 60 | 400 kV AIS EQUIPMENT | 1000020419 | 85354010 |  | 18 |  | 336kV Surge Arrester (1-phase) | EA | 3 |  | INCLUDED | 0 | 0
8 | 7000010866 | 90 | 400 kV AIS EQUIPMENT | 1000004474 | 85352913 |  | 18 |  | 420kV, 3150A, 40kA Circuit Breaker(3-Phase) without closing resistor(with support structure) | EA | 1 |  | INCLUDED | 0 | 0
9 | 7000010866 | 100 | 400 kV AIS EQUIPMENT | 1000004468 | 85353090 |  | 18 |  | 420kV, 3150A, 40KA, Isolator (3-phase)(Double Break) with one E/S | EA | 2 |  | INCLUDED | 0 | 0
10 | 7000010866 | 110 | 220 kV AIS Equipment | 1000020417 | 85354010 |  | 18 |  | 216kV Surge Arrester (1-phase) | EA | 3 |  | INCLUDED | 0 | 0
11 | 7000010866 | 120 | VENDOR ASSESED QUANTITY | 1000011327 | 72169990 |  | 18 |  | Erection Hardware for 400kV I type layout-Transformer bay as pertechnical specification | SET | 1 |  | INCLUDED | 0 | 0
12 | 7000010866 | 130 | VENDOR ASSESED QUANTITY | 1000011252 | 72169990 |  | 18 |  | Erection Hardware for 220kV DM-type layout for GIS terminationarrangement-Transformer bay as per technical specification | SET | 1 |  | INCLUDED | 0 | 0
13 | 7000010866 | 140 | STEEL STRUCTURES | 1000020192 | 73045930 |  | 18 |  | Fabrication, galvanising and supply ofStandard Pipe Structure - 400 kV,1-Phase, CT including nuts, bolts, alltype of washers, packplates, step boltsand gusset plates excluding foundationbolts | EA | 3 |  | INCLUDED | 0 | 0
14 | 7000010866 | 150 | STEEL STRUCTURES | 1000020194 | 73045930 |  | 18 |  | Fabrication, galvanising and supply ofStandard Pipe Structure - 400 kV,3-Phase, ISOLATOR including nuts,bolts, all type of washers, packplates,step bolts and gusset plates excludingfoundation bolts | EA | 2 |  | INCLUDED | 0 | 0
15 | 7000010866 | 160 | STEEL STRUCTURES | 1000020195 | 73045930 |  | 18 |  | Fabrication, galvanising and supply ofStandard Pipe Structure - 400 kV,1-Phase, SA including nuts, bolts,all type of washers, packplates, stepbolts and gusset plates excludingfoundation bolts | EA | 3 |  | INCLUDED | 0 | 0
16 | 7000010866 | 170 | STEEL STRUCTURES | 1000017567 | 73045930 |  | 18 |  | Standard Pipe Structure for 400kV BPI (excluding wave trap) | EA | 6 |  | INCLUDED | 0 | 0
17 | 7000010866 | 180 | STEEL STRUCTURES | 1000020190 | 73045930 |  | 18 |  | Fabrication, galvanising and supply of Standard Pipe Structure - 220kV SA including nuts, bolts, all type of washers, packplates, stepbolts and gusset plates excluding foundation bolts | EA | 3 |  | INCLUDED | 0 | 0
18 | 7000010866 | 190 | STEEL STRUCTURES | 1000017570 | 73045930 |  | 18 |  | Fabrication, galvanising and supply ofStd Pipe Structure - 400 kV, 1-Phase,High BPI, (Excluding Wave Trap), includingnuts, bolts, all type of washers,packplates, step bolts and gussetplates excluding foundation bolts | EA | 3 |  | INCLUDED | 0 | 0
19 | 7000010866 | 200 | RELAY & PROTN SYSTEM | 1000006843 | 85371000 |  | 18 |  | Augmentation of existing 400kV bus bar protection scheme | SET | 1 |  | INCLUDED | 0 | 0
20 | 7000010866 | 210 | RELAY & PROTN SYSTEM | 1000006842 | 85371000 |  | 18 |  | Augmentation of existing 220kV bus bar protection scheme | SET | 1 |  | INCLUDED | 0 | 0
21 | 7000010866 | 220 | RELAY & PROTN SYSTEM | 1000002164 | 85371000 |  | 18 |  | 400kV Circuit Breaker Relay Panel without Auto Reclose | EA | 1 |  | INCLUDED | 0 | 0
22 | 7000010866 | 230 | RELAY & PROTN SYSTEM | 1000001169 | 85371000 |  | 18 |  | 220kV Circuit Breaker Relay Panel without Auto Reclose | EA | 1 |  | INCLUDED | 0 | 0
23 | 7000010866 | 240 | RELAY & PROTN SYSTEM | 1000004273 | 85371000 |  | 18 |  | 400kV Transformer Protection Panel (For both HV & MV side) | EA | 1 |  | INCLUDED | 0 | 0
24 | 7000010866 | 250 | RELAY & PROTN SYSTEM | 1000032389 | 85371000 |  | 18 |  | BAY CONTROL UNIT INCLUDING INTERFACE ACCESSORIES INTEGRATION WITHNTAMC AS PER TECHNICAL SPECIFICATION. | EA | 2 |  | INCLUDED | 0 | 0
25 | 7000010866 | 260 | RELAY & PROTN SYSTEM | 1000002167 | 85371000 |  | 18 |  | Augmentation of existing 400kV Control Panel (Bus Scheme as per SLD) | EA | 1 |  | INCLUDED | 0 | 0
26 | 7000010866 | 270 | RELAY & PROTN SYSTEM | 1000001342 | 85371000 |  | 18 |  | Augmentation of existing Simplex Control Panel for 220kV (Bus schemeas per SLD) | EA | 1 |  | INCLUDED | 0 | 0
27 | 7000010866 | 280 | Mandatory Spares(AIS & GIS) | 1000027478 | 85389000 |  | 18 |  | Spare-245kV GIS | SET | 1 |  | INCLUDED | 0 | 0
28 | 7000010866 | 290 | Mandatory Spares(AIS & GIS) | 1000019918 | 85359090 |  | 18 |  | Spares for 420kV Circuit Breaker | LS | 1 |  | INCLUDED | 0 | 0
29 | 7000010866 | 300 | Mandatory Spares(AIS & GIS) | 1000019919 | 85353090 |  | 18 |  | Spares for 420kV Double break Isolator | LS | 1 |  | INCLUDED | 0 | 0
30 | 7000010866 | 310 | Mandatory Spares(AIS & GIS) | 1000025941 | 85389000 |  | 18 |  | Spare-420kV CT 1 | SET | 1 |  | INCLUDED | 0 | 0
31 | 7000010866 | 320 | Mandatory Spares(AIS & GIS) | 1000024186 | 85354010 |  | 18 |  | SPARES FOR 336KV SURGE ARRESTER | LS | 1 |  | INCLUDED | 0 | 0
32 | 7000010866 | 330 | Mandatory Spares(AIS & GIS) | 1000025930 | 85354010 |  | 18 |  | Spare-216kV Surge Arrester | SET | 1 |  | INCLUDED | 0 | 0
33 | 7000010866 | 340 | Mandatory Spares(AIS & GIS) | 1000025949 | 85371000 |  | 18 |  | Spare-C & R Panel | SET | 1 |  | INCLUDED | 0 | 0
34 | 7000010866 | 350 | Mechanical Auxiliaries | 1000012069 | 84248990 |  |  |  | HVW spray system, Hydrant system and complete U/G & O/G piping andaccessories etc. out side the pump house for 500MVA , 400KV/220/33kV, 3-phase Autotransformer | SET | 1 |  |  | 0 | 0
35 | 7000010926 | 60 | Mechanical Auxiliaries | 1000042281 | 84248990 |  | 0 |  | FIRE PROTECTION WITH 0 PERCENT GST | SET | 1 |  | INCLUDED | 0 | 0
36 | 7000010926 | 70 | Mechanical Auxiliaries | 1000042483 | 84248990 |  | 5 |  | FIRE PROTECTION WITH 5 PERCENT GST | SET | 1 |  | INCLUDED | 0 | 0
37 | 7000010926 | 80 | Mechanical Auxiliaries | 1000042284 | 84248990 |  | 12 |  | FIRE PROTECTION WITH 12 PERCENT GST | SET | 1 |  | INCLUDED | 0 | 0
38 | 7000010926 | 90 | Mechanical Auxiliaries | 1000042287 | 84248990 |  | 18 |  | FIRE PROTECTION WITH 18 PERCENT GST | SET | 1 |  | INCLUDED | 0 | 0
39 | 7000010926 | 100 | Mechanical Auxiliaries | 1000042480 | 84248990 |  | 28 |  | FIRE PROTECTION WITH 28 PERCENT GST | SET | 1 |  | INCLUDED | 0 | 0
40 | 7000010866 | 360 | Mechanical Auxiliaries | 1000012018 | 85311020 |  |  |  | Fire Detection and Alarm System for Switchyard Panel Room of 6 mlength | SET | 1 |  |  | 0 | 0
41 | 7000010926 | 120 | Mechanical Auxiliaries | 1000042281 | 84248990 |  | 0 |  | FIRE PROTECTION WITH 0 PERCENT GST | SET | 1 |  | INCLUDED | 0 | 0
42 | 7000010926 | 130 | Mechanical Auxiliaries | 1000042483 | 84248990 |  | 5 |  | FIRE PROTECTION WITH 5 PERCENT GST | SET | 1 |  | INCLUDED | 0 | 0
43 | 7000010926 | 140 | Mechanical Auxiliaries | 1000042284 | 84248990 |  | 12 |  | FIRE PROTECTION WITH 12 PERCENT GST | SET | 1 |  | INCLUDED | 0 | 0
44 | 7000010926 | 150 | Mechanical Auxiliaries | 1000042287 | 84248990 |  | 18 |  | FIRE PROTECTION WITH 18 PERCENT GST | SET | 1 |  | INCLUDED | 0 | 0
45 | 7000010926 | 160 | Mechanical Auxiliaries | 1000042480 | 84248990 |  | 28 |  | FIRE PROTECTION WITH 28 PERCENT GST | SET | 1 |  | INCLUDED | 0 | 0
46 | 7000010866 | 370 | Mechanical Auxiliaries | 1000006284 | 84151090 |  | 28 |  | Air conditioning system for Switchyard Panel Room of 6m length | SET | 1 |  | INCLUDED | 0 | 0
47 | 7000010866 | 380 | Illumination | 1000038387 | 94051090 |  | 18 |  | LED FLOOD LIGHT LUMINARIESTYPE FL-1 (150W) AS PER TECHNICALSPECIFICATION | EA | 2 |  | INCLUDED | 0 | 0
48 | 7000010866 | 390 | Illumination | 1000038325 | 94059900 |  | 18 |  | LIGHTING FIXTURE LED LUMINAIRES TYPE FL2 AS PER TECH. SPECIFICATIONS | EA | 2 |  | INCLUDED | 0 | 0
49 | 7000010866 | 400 | Illumination | 1000001894 | 94059900 |  | 18 |  | Outdoor Power Receptacle for oilfiltration unit (250A) | EA | 1 |  | INCLUDED | 0 | 0
50 | 7000010866 | 410 | Illumination | 1000013795 | 94059900 |  |  |  | Illumination System for switchyard panel room of 6 m length | LS | 1 |  |  | 0 | 0
51 | 7000010926 | 10 | Illumination | 1000042283 | 94059900 |  | 0 |  | ILLUMINATION WITH 0 PERCENT GST | SET | 1 |  | INCLUDED | 0 | 0
52 | 7000010926 | 20 | Illumination | 1000042485 | 94059900 |  | 5 |  | ILLUMINATION WITH 5 PERCENT GST | SET | 1 |  | INCLUDED | 0 | 0
53 | 7000010926 | 30 | Illumination | 1000042286 | 94059900 |  | 12 |  | ILLUMINATION WITH 12 PERCENT GST | SET | 1 |  | INCLUDED | 0 | 0
54 | 7000010926 | 40 | Illumination | 1000042289 | 94059900 |  | 18 |  | ILLUMINATION WITH 18 PERCENT GST | SET | 1 |  | INCLUDED | 0 | 0
55 | 7000010926 | 50 | Illumination | 1000042482 | 94059900 |  | 28 |  | ILLUMINATION WITH 28 PERCENT GST | SET | 1 |  | INCLUDED | 0 | 0
56 | 7000010866 | 480 | FOUNDATION BOLTS SUPPLY | 1000012366 | 73082011 |  | 18 |  | Fabrication, galvanising and supply of 28mm dia foundation boltsincluding nuts, checknuts, washers and packplates. | EA | 144 |  | INCLUDED | 0 | 0
57 | 7000010866 | 520 | POWER & CONTROL CABLES(LS) | 1000000443 | 85446020 |  | 18 |  | 1.1kV grade Power Cables (PVCinsulated)along withlugs,glands,straight joints &accessories,etc. | LS | 1 |  | INCLUDED | 0 | 0
58 | 7000010866 | 530 | POWER & CONTROL CABLES(LS) | 1000000442 | 85446020 |  | 18 |  | 1.1kV grade Control Cables (PVCinsulated) along withlugs,glands,straight joints &accessories,etc. | LS | 1 |  | INCLUDED | 0 | 0
59 | 7000010866 | 560 | 220 kV GIS Equipment | 1000001678 | 85359030 |  | 18 |  | 245kV, 1600 A, 40 kA, SF6 GIS ICT feederbay module as per Section-Project,Technical specification | SET | 1 |  | INCLUDED | 0 | 0
60 | 7000010866 | 570 | 220 kV GIS Equipment | 1000033283 | 85389000 |  | 18 |  | PARTIAL DISCHARGE MONITOR (220 KV GIS)-OFFLINE | SET | 1 |  | INCLUDED | 0 | 0
61 | 7000010866 | 580 | 220 kV GIS Equipment | 1000025436 | 90271000 |  | 18 |  | SF6 Gas Leakage Detector | EA | 1 |  | INCLUDED | 0 | 0
62 | 7000010866 | 590 | 220 kV GIS Equipment | 1000025439 | 85389000 |  | 18 |  | SF6 Gas processing Unit for 220kV GIS Station | SET | 1 |  | INCLUDED | 0 | 0
63 | 7000010866 | 600 | 220 kV GIS Equipment | 1000032783 | 85359030 |  | 18 |  | 245 KV, 3000 A, 40 KA, SF6 GIS BUS BAR MODULE EXTENSION AS PERSECTION-PROJECT, TECHNICAL SPECIFICATION | SET | 1 |  | INCLUDED | 0 | 0
64 | 7000010866 | 610 | 220 kV EHV cable | 1000028468 | 85446020 |  | 18 |  | 220 KV OUTDOOR TERMINATION KIT SUITABLE FOR 220 KV XLPECABLE | SET | 6 |  | INCLUDED | 0 | 0
65 | 7000010866 | 620 | 220 kV EHV cable | 1000032510 | 85446020 |  | 18 |  | STRUCTURES FOR 220 CABLE END TERMINATION(S) (1-PH) AS PER TECHNICALSPECIFICATION | SET | 6 |  | INCLUDED | 0 | 0
66 | 7000010866 | 630 | 220 kV EHV cable | 1000032025 | 85446090 |  | 18 |  | 220KV GRADE 1CX1200 SQ. MM (XLPE) POWER CABLE | KM | 2.5 |  | INCLUDED | 0 | 0
67 | 7000010866 | 640 | 220 kV EHV cable | 1000030640 | 85446020 |  | 18 |  | 220KV XLPE POWER CABLE: MISCELLANEOUS INSTALLATION MATERIALS FOR CABLELAYING, JOINTING AND BONDING INCLUDING LINK BOXES ,SHEATH VOLTAGELIMITERS, EARTH CONTINUITY CABLE, EARTHING MATERIAL , GROUND MAT,CABLE MAKERS, WARNING TAPES AND ALL OTHER MATERIALS ETC REQUIRED ASPER TECHANICAL SPECIFICATIONS AND AS PER STATUTARY REQUIREMENTS | LS | 1 |  | INCLUDED | 0 | 0
68 | 7000010866 | 650 | 220 kV EHV cable | 1000030626 | 85446020 |  | 18 |  | CABLE STRAIGHT THROUGH JOINT-1200SQMM | LS | 1 |  | INCLUDED | 0 | 0
69 | 7000010866 | 680 | 220 Kv EHV CABLE -SPARES | 1000030649 | 85446020 |  | 18 |  | CABLE JOINT FOR 220KV XLPE POWER CABLE (ONE NO. OF EACH TYPE) | SET | 1 |  | INCLUDED | 0 | 0
70 | 7000010866 | 690 | 220 Kv EHV CABLE -SPARES | 1000028526 | 85446020 |  | 18 |  | SINGLE PHASE EARTH LINK BOX FOR 220KV XLPE CABLE | EA | 1 |  | INCLUDED | 0 | 0
71 | 7000010866 | 700 | 220 Kv EHV CABLE -SPARES | 1000030651 | 85446020 |  | 18 |  | SHEATH VOLTAGE LIMITER | EA | 1 |  | INCLUDED | 0 | 0
72 | 7000010866 | 710 | 220 Kv EHV CABLE -SPARES | 1000030650 | 85446020 |  | 18 |  | MANDATORY SPARE FOR CABLE TERMINATION KIT(EACH TYPE) | SET | 1 |  | INCLUDED | 0 | 0
(III) | 400 kV Substation Extn at Saharsa | [12 empty] | 0 | 0
73 | 7000010866 | 720 | 400kV Equipments | 1000004535 | 85359090 |  | 18 |  | 420 kV, 4400 pF Capacitive Voltage Transformer (1-Phase) | EA | 12 |  | INCLUDED | 0 | 0
74 | 7000010866 | 730 | 400kV Equipments | 1000020419 | 85354010 |  | 18 |  | 336kV Surge Arrester (1-phase) | EA | 12 |  | INCLUDED | 0 | 0
75 | 7000010866 | 740 | 400kV Equipments | 1000004463 | 85359090 |  | 18 |  | 420 kV, 3000A, 63KA, 1-Phase CurrentTransformer with 120% extended currentrating | EA | 18 |  | INCLUDED | 0 | 0
76 | 7000010866 | 750 | 400kV Equipments | 1000004501 | 85352913 |  | 18 |  | 420kV, 3150A, 63kA Circuit Breaker (3-Phase) without closing resistorand with Support Structure | EA | 6 |  | INCLUDED | 0 | 0
77 | 7000010866 | 760 | 400kV Equipments | 1000004498 | 85353090 |  | 18 |  | 420kV, 3150A, 63KA, Isolator (3-phase)(Double Break) with one E/S | EA | 16 |  | INCLUDED | 0 | 0
78 | 7000010866 | 770 | 400kV Equipments | 1000004401 | 85462040 |  | 18 |  | 420 kV, 1 phase Bus Post Insulator (except for Line Traps) | EA | 36 |  | INCLUDED | 0 | 0
79 | 7000010866 | 780 | Erection Hardware for 400kV | 1000011322 | 72169990 |  | 18 |  | Erection Hardware for 400kV I type layout-Line bay as per technicalspecification | SET | 4 |  | INCLUDED | 0 | 0
80 | 7000010866 | 790 | Erection Hardware for 400kV | 1000011319 | 72169990 |  | 18 |  | Erection Hardware for 400kV I type layout-Bus Work (For two diameters)as per technical specification | SET | 2 |  | INCLUDED | 0 | 0
81 | 7000010866 | 800 | Erection Hardware for 400kV | 1000032055 | 72159090 |  | 18 |  | 40 MM MS ROD FOR MAIN EARTHMAT | KM | 5.1 |  | INCLUDED | 0 | 0
82 | 7000010866 | 810 | Control & Relay Panels (automation) | 1000002165 | 85371000 |  | 18 |  | 400kV Circuit Breaker Relay Panel with Auto Reclose (with Automation) | EA | 6 |  | INCLUDED | 0 | 0
83 | 7000010866 | 820 | Control & Relay Panels (automation) | 1000003398 | 85371000 |  | 18 |  | 400kV Line Protection Panel (with Automation) | EA | 4 |  | INCLUDED | 0 | 0
84 | 7000010866 | 830 | Control & Relay Panels (automation) | 1000002146 | 85371000 |  | 18 |  | Augmentation of existing 400kV bus bar protection scheme.(No. of baysas per specification)-(with Automation) | SET | 1 |  | INCLUDED | 0 | 0
85 | 7000010866 | 840 | Control & Relay Panels (automation) | 1000003409 | 85371000 |  | 18 |  | Augmentation of Substation automation System for 400kV Main bay as perTechnical Specification | EA | 4 |  | INCLUDED | 0 | 0
86 | 7000010866 | 850 | Control & Relay Panels (automation) | 1000003411 | 85371000 |  | 18 |  | Augmentation of Substation automation System for 400kV Tie bay as perTechnical Specification | EA | 2 |  | INCLUDED | 0 | 0
87 | 7000010866 | 860 | PLCC for Saharsa | 1000010014 | 85176210 |  | 18 |  | Coupling device for PLCC | SET | 2 |  | INCLUDED | 0 | 0
88 | 7000010866 | 870 | PLCC for Saharsa | 1000000046 | 85176210 |  | 18 |  | Carrier Equipment Analog type (for Speech+Data & Speech+Protection) | EA | 2 |  | INCLUDED | 0 | 0
89 | 7000010866 | 880 | PLCC for Saharsa | 1000017887 | 85176210 |  | 18 |  | Protection Coupler for PLCC | EA | 1 |  | INCLUDED | 0 | 0
90 | 7000010866 | 890 | PLCC for Saharsa | 1000025769 | 85176210 |  | 18 |  | Testing & Maintenance equipment (print test kit only) for PLCC | SET | 1 |  | INCLUDED | 0 | 0
91 | 7000010866 | 900 | PLCC for Saharsa | 1000004290 | 85176210 |  | 18 |  | 400kV,3150A,0.5mH ,63kA Line Trap | EA | 4 |  | INCLUDED | 0 | 0
92 | 7000010866 | 910 | PLCC for Saharsa | 1000004400 | 85462040 |  | 18 |  | 420 kV ,1 phase Bus Post Insulators for Line Traps | EA | 12 |  | INCLUDED | 0 | 0
93 | 7000010866 | 920 | PLCC for Saharsa | 1000010638 | 85176210 |  | 18 |  | Digital Protection Coupler | EA | 1 |  | INCLUDED | 0 | 0
94 | 7000010866 | 930 | PLCC for Saharsa | 1000036908 | 85446020 |  | 18 |  | HF CABLE 75 OHMS FOR PLCC | KM | 1 |  | INCLUDED | 0 | 0
95 | 7000010866 | 940 | Illumination System | 1000020262 | 85371000 |  | 18 |  | Sub Lighting panel (outdoor) type SLP (Switchyard and Street Lighting) | EA | 2 |  | INCLUDED | 0 | 0
96 | 7000010866 | 950 | Illumination System | 1000014547 | 85371000 |  | 18 |  | Lighting Panel type ACP-2 as per technical specification | EA | 2 |  | INCLUDED | 0 | 0
97 | 7000010866 | 960 | Illumination System | 1000013796 | 94059900 |  |  |  | Illumination System for switchyard panel room of 9 m length | LS | 2 |  |  | 0 | 0
98 | 7000010866 | 2220 | Illumination System | 1000042283 | 94059900 |  | 0 |  | ILLUMINATION WITH 0 PERCENT GST | SET | 2 |  | INCLUDED | 0 | 0
99 | 7000010866 | 2230 | Illumination System | 1000042485 | 94059900 |  | 5 |  | ILLUMINATION WITH 5 PERCENT GST | SET | 2 |  | INCLUDED | 0 | 0
100 | 7000010866 | 2240 | Illumination System | 1000042286 | 94059900 |  | 12 |  | ILLUMINATION WITH 12 PERCENT GST | SET | 2 |  | INCLUDED | 0 | 0
101 | 7000010866 | 2250 | Illumination System | 1000042289 | 94059900 |  | 18 |  | ILLUMINATION WITH 18 PERCENT GST | SET | 2 |  | INCLUDED | 0 | 0
102 | 7000010866 | 2260 | Illumination System | 1000042482 | 94059900 |  | 28 |  | ILLUMINATION WITH 28 PERCENT GST | SET | 2 |  | INCLUDED | 0 | 0
103 | 7000010866 | 970 | Illumination System | 1000038387 | 94051090 |  | 18 |  | LED FLOOD LIGHT LUMINARIESTYPE FL-1 (150W) AS PER TECHNICALSPECIFICATION | EA | 4 |  | INCLUDED | 0 | 0
104 | 7000010866 | 980 | Illumination System | 1000038390 | 94059900 |  | 18 |  | PORTABLE FLOOD LIGHT PANEL WITH LED LUMINARIESTYPE FL-2 (250W) | EA | 4 |  | INCLUDED | 0 | 0
105 | 7000010866 | 990 | Power & Control Cables | 1000000443 | 85446020 |  | 18 |  | 1.1kV grade Power Cables (PVCinsulated)along withlugs,glands,straight joints &accessories,etc. | LS | 1 |  | INCLUDED | 0 | 0
106 | 7000010866 | 1000 | Power & Control Cables | 1000000442 | 85446020 |  | 18 |  | 1.1kV grade Control Cables (PVCinsulated) along withlugs,glands,straight joints &accessories,etc. | LS | 1 |  | INCLUDED | 0 | 0
107 | 7000010866 | 1130 | Mechanical Aux | 1000012019 | 85311020 |  |  |  | Fire Detection and Alarm System for Switchyard Panel Room of 9 m length | SET | 2 |  |  | 0 | 0
108 | 7000010928 | 10 | Mechanical Aux | 1000042281 | 84248990 |  | 0 |  | FIRE PROTECTION WITH 0 PERCENT GST | SET | 2 |  | INCLUDED | 0 | 0
109 | 7000010928 | 20 | Mechanical Aux | 1000042483 | 84248990 |  | 5 |  | FIRE PROTECTION WITH 5 PERCENT GST | SET | 2 |  | INCLUDED | 0 | 0
110 | 7000010928 | 30 | Mechanical Aux | 1000042284 | 84248990 |  | 12 |  | FIRE PROTECTION WITH 12 PERCENT GST | SET | 2 |  | INCLUDED | 0 | 0
111 | 7000010928 | 40 | Mechanical Aux | 1000042287 | 84248990 |  | 18 |  | FIRE PROTECTION WITH 18 PERCENT GST | SET | 2 |  | INCLUDED | 0 | 0
112 | 7000010928 | 50 | Mechanical Aux | 1000042480 | 84248990 |  | 28 |  | FIRE PROTECTION WITH 28 PERCENT GST | SET | 2 |  | INCLUDED | 0 | 0
113 | 7000010866 | 1140 | Mechanical Aux | 1000006285 | 84151090 |  | 28 |  | Air conditioning system for Switchyard Panel Room of 9m length | SET | 2 |  | INCLUDED | 0 | 0
114 | 7000010866 | 1150 | Mechanical Aux | 1000012022 | 84241000 |  | 18 |  | 4.5 kg CO2 type Portable Fire extinguisher | EA | 4 |  | INCLUDED | 0 | 0
115 | 7000010866 | 1160 | Mechanical Aux | 1000045261 | 85329000 |  |  |  | HYDRANT SYSTEM EXTENSION AND COMPLETE O/G & U/G PIPING &ACCESSORIES ETC. OUTSIDE THE PUMP HOUSE -SWITCHYARD PANEL ROOM | LOT | 1 |  |  | 0 | 0
116 | 7000010866 | 2120 | Mechanical Aux | 1000042281 | 84248990 |  | 0 |  | FIRE PROTECTION WITH 0 PERCENT GST | SET | 1 |  | INCLUDED | 0 | 0
117 | 7000010866 | 2130 | Mechanical Aux | 1000042483 | 84248990 |  | 5 |  | FIRE PROTECTION WITH 5 PERCENT GST | SET | 1 |  | INCLUDED | 0 | 0
118 | 7000010866 | 2140 | Mechanical Aux | 1000042284 | 84248990 |  | 12 |  | FIRE PROTECTION WITH 12 PERCENT GST | SET | 1 |  | INCLUDED | 0 | 0
119 | 7000010866 | 2150 | Mechanical Aux | 1000042287 | 84248990 |  | 18 |  | FIRE PROTECTION WITH 18 PERCENT GST | SET | 1 |  | INCLUDED | 0 | 0
120 | 7000010866 | 2160 | Mechanical Aux | 1000042480 | 84248990 |  | 28 |  | FIRE PROTECTION WITH 28 PERCENT GST | SET | 1 |  | INCLUDED | 0 | 0
121 | 7000010866 | 1180 | mandatory spares (LS) | 1000025949 | 85371000 |  | 18 |  | Spare-C & R Panel | SET | 1 |  | INCLUDED | 0 | 0
122 | 7000010866 | 1190 | mandatory spares (LS) | 1000019918 | 85359090 |  | 18 |  | Spares for 420kV Circuit Breaker | LS | 1 |  | INCLUDED | 0 | 0
123 | 7000010866 | 1200 | mandatory spares (LS) | 1000019919 | 85353090 |  | 18 |  | Spares for 420kV Double break Isolator | LS | 1 |  | INCLUDED | 0 | 0
124 | 7000010866 | 1210 | mandatory spares (LS) | 1000025941 | 85389000 |  | 18 |  | Spare-420kV CT 1 | SET | 1 |  | INCLUDED | 0 | 0
125 | 7000010866 | 1220 | mandatory spares (LS) | 1000024186 | 85354010 |  | 18 |  | SPARES FOR 336KV SURGE ARRESTER | LS | 1 |  | INCLUDED | 0 | 0
126 | 7000010866 | 1230 | mandatory spares (LS) | 1000025943 | 85359090 |  | 18 |  | Spare-420kV CVT 1 | SET | 1 |  | INCLUDED | 0 | 0
127 | 7000010866 | 1240 | mandatory spares (LS) | 1000025950 | 85176210 |  | 18 |  | Spare-PLCC | SET | 1 |  | INCLUDED | 0 | 0
128 | 7000010866 | 1260 | PLCC for Kishanganj | 1000010014 | 85176210 |  | 18 |  | Coupling device for PLCC | SET | 2 |  | INCLUDED | 0 | 0
129 | 7000010866 | 1270 | PLCC for Kishanganj | 1000000046 | 85176210 |  | 18 |  | Carrier Equipment Analog type (for Speech+Data & Speech+Protection) | EA | 2 |  | INCLUDED | 0 | 0
130 | 7000010866 | 1280 | PLCC for Kishanganj | 1000017887 | 85176210 |  | 18 |  | Protection Coupler for PLCC | EA | 1 |  | INCLUDED | 0 | 0
131 | 7000010866 | 1290 | PLCC for Kishanganj | 1000025769 | 85176210 |  | 18 |  | Testing & Maintenance equipment (print test kit only) for PLCC | SET | 1 |  | INCLUDED | 0 | 0
132 | 7000010866 | 1300 | PLCC for Kishanganj | 1000004290 | 85176210 |  | 18 |  | 400kV,3150A,0.5mH ,63kA Line Trap | EA | 4 |  | INCLUDED | 0 | 0
133 | 7000010866 | 1310 | PLCC for Kishanganj | 1000004400 | 85462040 |  | 18 |  | 420 kV ,1 phase Bus Post Insulators for Line Traps | EA | 12 |  | INCLUDED | 0 | 0
134 | 7000010866 | 1320 | PLCC for Kishanganj | 1000010638 | 85176210 |  | 18 |  | Digital Protection Coupler | EA | 1 |  | INCLUDED | 0 | 0
135 | 7000010866 | 1330 | PLCC for Kishanganj | 1000036908 | 85446020 |  | 18 |  | HF CABLE 75 OHMS FOR PLCC | KM | 1 |  | INCLUDED | 0 | 0
136 | 7000010866 | 1350 | Supply - PMU & assesories at Saharsa S/S | 1000017518 | 85364900 |  | 18 |  | PMU with GPS Clock (clock can be either internal or external) | EA | 4 |  | INCLUDED | 0 | 0
137 | 7000010866 | 1360 | Supply - PMU & assesories at Saharsa S/S | 1000022512 | 90311000 |  | 18 |  | WAMS Hardware - Time System (GPS receiver) | EA | 4 |  | INCLUDED | 0 | 0
138 | 7000010866 | 1370 | Supply - PMU & assesories at Saharsa S/S | 1000022510 | 85176290 |  | 18 |  | WAMS Hardware - Substation Grade Layer-3 LAN Switches with minimum 4 x10/100 Mbps Ethernet ports and 2 x 1 Gbps Ethernet ports | EA | 5 |  | INCLUDED | 0 | 0
139 | 7000010866 | 1380 | Supply - PMU & assesories at Saharsa S/S | 1000022487 | 85447090 |  | 18 |  | WAMS Miscellaneous - Armored Fibre Optic Cable and associatedtermination (e.g. L2 Switch) for connecting PMU panels located indifferent control room of a station | EA | 1 |  | INCLUDED | 0 | 0
140 | 7000010866 | 1400 | Telecom Equipment | 1000031367 | 85176260 |  | 18 |  | SDH EQUIPMENT (STM-16 MADM UPTO 5 MSP PROTECTED DIRECTIONS)-BASEEQUIPMENT (COMMON CARDS, CROSS CONNECT/CONTROL CARDS, OPTICAL BASECARDS, POWER SUPPLY CARDS, POWER CABLING, OTHER HARDWARE ANDACCESSORIES INCLUDING SUB RACKS, PATCH CORD, DDF ETC FULLY EQUIPEDEXCLUDING OPTICAL INTERFACE & TRIBUTARY CARDS | EA | 1 |  | INCLUDED | 0 | 0
141 | 7000010866 | 1410 | Telecom Equipment | 1000018706 | 85176990 |  | 18 |  | S16.1 SFP | EA | 4 |  | INCLUDED | 0 | 0
142 | 7000010866 | 1420 | Telecom Equipment | 1000019315 | 85176290 |  | 18 |  | Optical Line Interface card (to support minimum 150 kms) | EA | 4 |  | INCLUDED | 0 | 0
143 | 7000010866 | 1430 | Telecom Equipment | 1000031405 | 85176290 |  | 18 |  | OPTICAL INTERFACE CARD (TO SUPPORT MINIMUM 225 KMS) FOR STM-16 | EA | 4 |  | INCLUDED | 0 | 0
144 | 7000010866 | 1440 | Telecom Equipment | 1000031374 | 85176290 |  | 18 |  | TRIBUTARY INTERFACE- E1 INTERFACE (MINIMUM 16 NOS.) | SET | 2 |  | INCLUDED | 0 | 0
145 | 7000010866 | 1450 | Telecom Equipment | 1000031378 | 85176290 |  | 18 |  | TRIBUTARY INTERFACES-ETHERNET INTERFACES 10/100 MBPS WITH LAYER -2SWITCHING (MINIMUM 16 NOS.) | SET | 2 |  | INCLUDED | 0 | 0
146 | 7000010866 | 1460 | Telecom Equipment | 1000031381 | 85176290 |  | 18 |  | TRIBUTARY INTERFACE-GIGABIT ETHERNET INTERFACES 10/100 MBPS WITH LAYER-2 SWITCHING (MINIMUM 2 NOS.) | SET | 2 |  | INCLUDED | 0 | 0
147 | 7000010866 | 1470 | Telecom Equipment | 1000026228 | 85176290 |  | 18 |  | Equipment Cabinets For SDH | EA | 1 |  | INCLUDED | 0 | 0
148 | 7000010866 | 1480 | Telecom Equipment | 1000028495 | 84715000 |  | 18 |  | NMS- CRAFT TERMINAL-HARDWARE | EA | 1 |  | INCLUDED | 0 | 0
149 | 7000010866 | 1490 | Telecom Equipment | 1000028265 | 85238020 |  | 18 |  | Software for Craft Terminal | EA | 1 |  | INCLUDED | 0 | 0
150 | 7000010866 | 1500 | Telecom Equipment | 1000028460 | 85171890 |  | 18 |  | 8PORT VOIP GATEWAY FOR REMOTE LOCATIONS (RTU LOCATION) | EA | 1 |  | INCLUDED | 0 | 0
151 | 7000010866 | 1520 | Telecom Equipment Spare | 1000031369 | 85176260 |  | 18 |  | SDH EQUIPMENT (STM-16 MADM UPTO 5 MSP PROTECTED DIRECTIONS)-COMMONCARDS, CROSS-CONNECT/CONTROL CARDS, OPTICAL BASE CARD, POWER SUPPLYCARDS, POWER CABLING, OTHER HARDWARE & ACCESSORIES (EACH). | SET | 1 |  | INCLUDED | 0 | 0
152 | 7000010866 | 1530 | Telecom Equipment Spare | 1000018706 | 85176990 |  | 18 |  | S16.1 SFP | EA | 1 |  | INCLUDED | 0 | 0
153 | 7000010866 | 1540 | Telecom Equipment Spare | 1000019315 | 85176290 |  | 18 |  | Optical Line Interface card (to support minimum 150 kms) | EA | 1 |  | INCLUDED | 0 | 0
154 | 7000010866 | 1550 | Telecom Equipment Spare | 1000031405 | 85176290 |  | 18 |  | OPTICAL INTERFACE CARD (TO SUPPORT MINIMUM 225 KMS) FOR STM-16 | EA | 1 |  | INCLUDED | 0 | 0
155 | 7000010866 | 1560 | Telecom Equipment Spare | 1000031374 | 85176290 |  | 18 |  | TRIBUTARY INTERFACE- E1 INTERFACE (MINIMUM 16 NOS.) | SET | 1 |  | INCLUDED | 0 | 0
156 | 7000010866 | 1570 | Telecom Equipment Spare | 1000031378 | 85176290 |  | 18 |  | TRIBUTARY INTERFACES-ETHERNET INTERFACES 10/100 MBPS WITH LAYER -2SWITCHING (MINIMUM 16 NOS.) | SET | 1 |  | INCLUDED | 0 | 0
157 | 7000010866 | 1580 | Telecom Equipment Spare | 1000031381 | 85176290 |  | 18 |  | TRIBUTARY INTERFACE-GIGABIT ETHERNET INTERFACES 10/100 MBPS WITH LAYER-2 SWITCHING (MINIMUM 2 NOS.) | SET | 1 |  | INCLUDED | 0 | 0
158 | 7000010866 | 1590 | Telecom Equipment Spare | 1000028460 | 85171890 |  | 18 |  | 8PORT VOIP GATEWAY FOR REMOTE LOCATIONS (RTU LOCATION) | EA | 1 |  | INCLUDED | 0 | 0
159 | 7000010866 | 1600 | Telecom Equipment Spare | 1000031398 | 85171890 |  | 18 |  | PRE CONNECTORIZED OPTICAL FIBER PATCH CORDS(10 MTRS) â€“ PACK OF SIXPATCH CORDS | SET | 1 |  | INCLUDED | 0 | 0
(IV) | Extn of Durgapur S/S | [12 empty] | 0 | 0
160 | 7000010866 | 1610 | AIS EQUIPMENT | 1000004475 | 85352913 |  | 18 |  | 420kV, 3150A, 40kA Circuit Breaker(3-Phase) with closing resistor (withsupport structure) | EA | 4 |  | INCLUDED | 0 | 0
161 | 7000010866 | 1620 | Erection hardware | 1000034162 | 72169990 |  | 18 |  | ERECTION H/W FOR MISCELLANEOUS WORK AS PER TECHNICAL SPECIFICATION | LS | 1 |  | INCLUDED | 0 | 0
162 | 7000010866 | 1630 | AIS EQUIPMENT | 1000019918 | 85359090 |  | 18 |  | Spares for 420kV Circuit Breaker | LS | 1 |  | INCLUDED | 0 | 0 |  |  | 140
163 | 7000010866 | 1640 | AIS EQUIPMENT | 1000019213 | 85176210 |  | 18 |  | SPARES FOR PLCC | LS | 1 |  | INCLUDED | 0 | 0
164 | 7000010866 | 1660 | PLCC at Durgapur | 1000017887 | 85176210 |  | 18 |  | Protection Coupler for PLCC | EA | 1 |  | INCLUDED | 0 | 0
165 | 7000010866 | 1670 | PLCC at Durgapur | 1000000046 | 85176210 |  | 18 |  | Carrier Equipment Analog type (for Speech+Data & Speech+Protection) | EA | 2 |  | INCLUDED | 0 | 0
166 | 7000010866 | 1680 | PLCC at Durgapur | 1000010014 | 85176210 |  | 18 |  | Coupling device for PLCC | SET | 1 |  | INCLUDED | 0 | 0
167 | 7000010866 | 1690 | PLCC at Durgapur | 1000010638 | 85176210 |  | 18 |  | Digital Protection Coupler | EA | 1 |  | INCLUDED | 0 | 0
168 | 7000010866 | 1700 | PLCC at Durgapur | 1000036908 | 85446020 |  | 18 |  | HF CABLE 75 OHMS FOR PLCC | KM | 1 |  | INCLUDED | 0 | 0
169 | 7000010866 | 2270 | Telecom Equipment | 1000031367 | 85176260 |  | 18 |  | SDH EQUIPMENT (STM-16 MADM UPTO 5 MSP PROTECTED DIRECTIONS)-BASEEQUIPMENT (COMMON CARDS, CROSS CONNECT/CONTROL CARDS, OPTICAL BASECARDS, POWER SUPPLY CARDS, POWER CABLING, OTHER HARDWARE ANDACCESSORIES INCLUDING SUB RACKS, PATCH CORD, DDF ETC FULLY EQUIPEDEXCLUDING OPTICAL INTERFACE & TRIBUTARY CARDS | EA | 1 |  | INCLUDED | 0 | 0
170 | 7000010866 | 2280 | Telecom Equipment | 1000019315 | 85176290 |  | 18 |  | Optical Line Interface card (to support minimum 150 kms) | EA | 4 |  | INCLUDED | 0 | 0
171 | 7000010866 | 2290 | Telecom Equipment | 1000031405 | 85176290 |  | 18 |  | OPTICAL INTERFACE CARD (TO SUPPORT MINIMUM 225 KMS) FOR STM-16 | EA | 2 |  | INCLUDED | 0 | 0
172 | 7000010866 | 2300 | Telecom Equipment | 1000026228 | 85176290 |  | 18 |  | Equipment Cabinets For SDH | EA | 1 |  | INCLUDED | 0 | 0
173 | 7000010866 | 2310 | Telecom Equipment | 1000028460 | 85171890 |  | 18 |  | 8PORT VOIP GATEWAY FOR REMOTE LOCATIONS (RTU LOCATION) | EA | 1 |  | INCLUDED | 0 | 0
174 | 7000010866 | 2320 | Telecom Equipment | 1000031403 | 85437099 |  | 18 |  | REPEATER SHELTER SYSTEM INCLUDING ALL SHELTER ITEMS SUCH ASAIR-CONDITIONER, DG SETS, STATIC VOLTAGE STABLISER, DCPS & BATTERY ETC AS PER TECHNICAL SPECIFICATION OF PUF INSULATED PRE-COATED STEELSHELTER (INNER DIMENSION : 4340 X 2540 X 3000 MM & OUTER DIMENSION4500 X 2700 X 3160 MM) | SET | 1 |  | INCLUDED | 0 | 0
(V) | Extn of Kahalgaon S/S | [12 empty] | 0 | 0
175 | 7000010866 | 1800 | AIS EQUIPMENT | 1000004475 | 85352913 |  | 18 |  | 420kV, 3150A, 40kA Circuit Breaker(3-Phase) with closing resistor (withsupport structure) | EA | 2 |  | INCLUDED | 0 | 0
176 | 7000010866 | 1810 | Erection hardware | 1000034162 | 72169990 |  | 18 |  | ERECTION H/W FOR MISCELLANEOUS WORK AS PER TECHNICAL SPECIFICATION | LS | 1 |  | INCLUDED | 0 | 0
177 | 7000010866 | 1820 | AIS EQUIPMENT | 1000019918 | 85359090 |  | 18 |  | Spares for 420kV Circuit Breaker | LS | 1 |  | INCLUDED | 0 | 0
178 | 7000010866 | 1830 | AIS EQUIPMENT | 1000019213 | 85176210 |  | 18 |  | SPARES FOR PLCC | LS | 1 |  | INCLUDED | 0 | 0
179 | 7000010866 | 1850 | PLCC at Kahalgaon end | 1000017887 | 85176210 |  | 18 |  | Protection Coupler for PLCC | EA | 1 |  | INCLUDED | 0 | 0
180 | 7000010866 | 1860 | PLCC at Kahalgaon end | 1000000046 | 85176210 |  | 18 |  | Carrier Equipment Analog type (for Speech+Data & Speech+Protection) | EA | 2 |  | INCLUDED | 0 | 0
181 | 7000010866 | 1870 | PLCC at Kahalgaon end | 1000010014 | 85176210 |  | 18 |  | Coupling device for PLCC | SET | 1 |  | INCLUDED | 0 | 0
182 | 7000010866 | 1880 | PLCC at Kahalgaon end | 1000010638 | 85176210 |  | 18 |  | Digital Protection Coupler | EA | 1 |  | INCLUDED | 0 | 0
183 | 7000010866 | 1890 | PLCC at Kahalgaon end | 1000036908 | 85446020 |  | 18 |  | HF CABLE 75 OHMS FOR PLCC | KM | 1 |  | INCLUDED | 0 | 0
184 | 7000010866 | 2340 | Telecom Equipment | 1000031367 | 85176260 |  | 18 |  | SDH EQUIPMENT (STM-16 MADM UPTO 5 MSP PROTECTED DIRECTIONS)-BASEEQUIPMENT (COMMON CARDS, CROSS CONNECT/CONTROL CARDS, OPTICAL BASECARDS, POWER SUPPLY CARDS, POWER CABLING, OTHER HARDWARE ANDACCESSORIES INCLUDING SUB RACKS, PATCH CORD, DDF ETC FULLY EQUIPEDEXCLUDING OPTICAL INTERFACE & TRIBUTARY CARDS | EA | 1 |  | INCLUDED | 0 | 0
185 | 7000010866 | 2350 | Telecom Equipment | 1000018706 | 85176990 |  | 18 |  | S16.1 SFP | EA | 4 |  | INCLUDED | 0 | 0
186 | 7000010866 | 2360 | Telecom Equipment | 1000031405 | 85176290 |  | 18 |  | OPTICAL INTERFACE CARD (TO SUPPORT MINIMUM 225 KMS) FOR STM-16 | EA | 2 |  | INCLUDED | 0 | 0
187 | 7000010866 | 2370 | Telecom Equipment | 1000031374 | 85176290 |  | 18 |  | TRIBUTARY INTERFACE- E1 INTERFACE (MINIMUM 16 NOS.) | SET | 2 |  | INCLUDED | 0 | 0
188 | 7000010866 | 2380 | Telecom Equipment | 1000031378 | 85176290 |  | 18 |  | TRIBUTARY INTERFACES-ETHERNET INTERFACES 10/100 MBPS WITH LAYER -2SWITCHING (MINIMUM 16 NOS.) | SET | 2 |  | INCLUDED | 0 | 0
189 | 7000010866 | 2390 | Telecom Equipment | 1000031381 | 85176290 |  | 18 |  | TRIBUTARY INTERFACE-GIGABIT ETHERNET INTERFACES 10/100 MBPS WITH LAYER-2 SWITCHING (MINIMUM 2 NOS.) | SET | 2 |  | INCLUDED | 0 | 0
190 | 7000010866 | 2400 | Telecom Equipment | 1000026228 | 85176290 |  | 18 |  | Equipment Cabinets For SDH | EA | 1 |  | INCLUDED | 0 | 0
191 | 7000010866 | 2410 | Telecom Equipment | 1000028495 | 84715000 |  | 18 |  | NMS- CRAFT TERMINAL-HARDWARE | EA | 1 |  | INCLUDED | 0 | 0
192 | 7000010866 | 2420 | Telecom Equipment | 1000028265 | 85238020 |  | 18 |  | Software for Craft Terminal | EA | 1 |  | INCLUDED | 0 | 0
193 | 7000010866 | 2430 | Telecom Equipment | 1000028460 | 85171890 |  | 18 |  | 8PORT VOIP GATEWAY FOR REMOTE LOCATIONS (RTU LOCATION) | EA | 1 |  | INCLUDED | 0 | 0
194 | 7000010866 | 2440 | Telecom Equipment Spare | 1000031369 | 85176260 |  | 18 |  | SDH EQUIPMENT (STM-16 MADM UPTO 5 MSP PROTECTED DIRECTIONS)-COMMONCARDS, CROSS-CONNECT/CONTROL CARDS, OPTICAL BASE CARD, POWER SUPPLYCARDS, POWER CABLING, OTHER HARDWARE & ACCESSORIES (EACH). | SET | 1 |  | INCLUDED | 0 | 0
195 | 7000010866 | 2450 | Telecom Equipment Spare | 1000018706 | 85176990 |  | 18 |  | S16.1 SFP | EA | 1 |  | INCLUDED | 0 | 0
196 | 7000010866 | 2460 | Telecom Equipment Spare | 1000019315 | 85176290 |  | 18 |  | Optical Line Interface card (to support minimum 150 kms) | EA | 1 |  | INCLUDED | 0 | 0
197 | 7000010866 | 2470 | Telecom Equipment Spare | 1000031405 | 85176290 |  | 18 |  | OPTICAL INTERFACE CARD (TO SUPPORT MINIMUM 225 KMS) FOR STM-16 | EA | 1 |  | INCLUDED | 0 | 0
198 | 7000010866 | 2480 | Telecom Equipment Spare | 1000031374 | 85176290 |  | 18 |  | TRIBUTARY INTERFACE- E1 INTERFACE (MINIMUM 16 NOS.) | SET | 1 |  | INCLUDED | 0 | 0
199 | 7000010866 | 2490 | Telecom Equipment Spare | 1000031378 | 85176290 |  | 18 |  | TRIBUTARY INTERFACES-ETHERNET INTERFACES 10/100 MBPS WITH LAYER -2SWITCHING (MINIMUM 16 NOS.) | SET | 1 |  | INCLUDED | 0 | 0
200 | 7000010866 | 2500 | Telecom Equipment Spare | 1000031381 | 85176290 |  | 18 |  | TRIBUTARY INTERFACE-GIGABIT ETHERNET INTERFACES 10/100 MBPS WITH LAYER-2 SWITCHING (MINIMUM 2 NOS.) | SET | 1 |  | INCLUDED | 0 | 0
201 | 7000010866 | 2510 | Telecom Equipment Spare | 1000028460 | 85171890 |  | 18 |  | 8PORT VOIP GATEWAY FOR REMOTE LOCATIONS (RTU LOCATION) | EA | 1 |  | INCLUDED | 0 | 0
202 | 7000010866 | 2520 | Telecom Equipment Spare | 1000031398 | 85171890 |  | 18 |  | PRE CONNECTORIZED OPTICAL FIBER PATCH CORDS(10 MTRS) â€“ PACK OF SIXPATCH CORDS | SET | 1 |  | INCLUDED | 0 | 0
[9 empty] | Total Ex-Works Price |  |  |  | 0 |  | 0 | 1 | 0
[9 empty] | Total Type Test charges as per Schedule-7 |  |  |  | 0
[9 empty] | Total Ex-works Price including Type Test charges |  |  |  | 0
| Note : | # In case the bidder leaves the cell for confirmation of the HSN code and/or GST rate “blank”, the HSN code and corresponding GST rate indicated by the Employer shall be deemed to be the one confirmed by the Bidder.
3.08
| Date : | -- | [8 empty] | Printed Name : | 0
| Place : | 0 | [8 empty] | Designation : | 0
Click for Sch-2

## Sch-2
Specification No.: CC-CS/1010-ER1/SS-4083/3/G2 | [8 empty] | Schedule - 2
Substation Extension Package-SS69 for (i) 400/220 kV Muzaffarpur S/S extn including ICT, (ii) 400 kV Saharsa S/S extn, (iii) 400 kV Durgapur S/S extn and (ii) 400kV Kahalgaon S/S (NTPC) extn associated with Eastern Region Strengthening Scheme-XXIII
(SCHEDULE OF RATES AND PRICES)
Bidder’s Name and Address (Sole Bidder) : | [7 empty] | To:
Contract Services
Name : | [7 empty] | Power Grid Corporation of India Ltd.,
Address : | [7 empty] | "Saudamini", Plot No.-2
Sector-29,
Gurgaon (Haryana) - 122001
Local Transportation, In-transit Insurance, loading and unloading
All Prices are in Indian Rupees.
SI. No. | PR No | PR Line Item No | Activity Description | Material Code | Description | Unit | Quantity | Unit Freight, In-transit Insurance, loading & unloading Charges | Total Freight, In-transit Insurance, loading & unloading Charges
1 | 2 | 3 | 4 | 5 | 6 | 7 | 8 | 9 | 10=8*9
(I) | 400/220kV 500MVA Transformer at Muzaffar
1 | 7000010866 | 10 | Main Equipment | 1000004798 | 500MVA, 400KV/220/33 KV, 3-phase Autotransformer excluding insulatingoil | EA | 1 |  | INCLUDED
2 | 7000010866 | 20 | Main Equipment | 1000013986 | Insulating Oil for 500MVA, 400KV/220/33 KV, 3-phase Autotransformer | SET | 1 |  | INCLUDED
3 | 7000010866 | 30 | Main Equipment | 1000030470 | Digital RTCC Panel consist of digital RTCC relays as per technicalspecification | SET | 1 |  | INCLUDED
4 | 7000010866 | 40 | Transformer spares | 1000028090 | Spare-400kV T/F | LS | 1 |  | INCLUDED
(II) | Muzaffarpur S/s Extension
5 | 7000010866 | 80 | 400 kV AIS EQUIPMENT | 1000004459 | 420 kV, 3000A, 40KA, 1-Phase CurrentTransformer with 120% extended currentrating | EA | 3 |  | INCLUDED
6 | 7000010866 | 70 | 400 kV AIS EQUIPMENT | 1000004401 | 420 kV, 1 phase Bus Post Insulator (except for Line Traps) | EA | 9 |  | INCLUDED
7 | 7000010866 | 60 | 400 kV AIS EQUIPMENT | 1000020419 | 336kV Surge Arrester (1-phase) | EA | 3 |  | INCLUDED
8 | 7000010866 | 90 | 400 kV AIS EQUIPMENT | 1000004474 | 420kV, 3150A, 40kA Circuit Breaker(3-Phase) without closing resistor(with support structure) | EA | 1 |  | INCLUDED
9 | 7000010866 | 100 | 400 kV AIS EQUIPMENT | 1000004468 | 420kV, 3150A, 40KA, Isolator (3-phase)(Double Break) with one E/S | EA | 2 |  | INCLUDED
10 | 7000010866 | 110 | 220 kV AIS Equipment | 1000020417 | 216kV Surge Arrester (1-phase) | EA | 3 |  | INCLUDED
11 | 7000010866 | 120 | VENDOR ASSESED QUANTITY | 1000011327 | Erection Hardware for 400kV I type layout-Transformer bay as pertechnical specification | SET | 1 |  | INCLUDED
12 | 7000010866 | 130 | VENDOR ASSESED QUANTITY | 1000011252 | Erection Hardware for 220kV DM-type layout for GIS terminationarrangement-Transformer bay as per technical specification | SET | 1 |  | INCLUDED
13 | 7000010866 | 140 | STEEL STRUCTURES | 1000020192 | Fabrication, galvanising and supply ofStandard Pipe Structure - 400 kV,1-Phase, CT including nuts, bolts, alltype of washers, packplates, step boltsand gusset plates excluding foundationbolts | EA | 3 |  | INCLUDED
14 | 7000010866 | 150 | STEEL STRUCTURES | 1000020194 | Fabrication, galvanising and supply ofStandard Pipe Structure - 400 kV,3-Phase, ISOLATOR including nuts,bolts, all type of washers, packplates,step bolts and gusset plates excludingfoundation bolts | EA | 2 |  | INCLUDED
15 | 7000010866 | 160 | STEEL STRUCTURES | 1000020195 | Fabrication, galvanising and supply ofStandard Pipe Structure - 400 kV,1-Phase, SA including nuts, bolts,all type of washers, packplates, stepbolts and gusset plates excludingfoundation bolts | EA | 3 |  | INCLUDED
16 | 7000010866 | 170 | STEEL STRUCTURES | 1000017567 | Standard Pipe Structure for 400kV BPI (excluding wave trap) | EA | 6 |  | INCLUDED
17 | 7000010866 | 180 | STEEL STRUCTURES | 1000020190 | Fabrication, galvanising and supply of Standard Pipe Structure - 220kV SA including nuts, bolts, all type of washers, packplates, stepbolts and gusset plates excluding foundation bolts | EA | 3 |  | INCLUDED
18 | 7000010866 | 190 | STEEL STRUCTURES | 1000017570 | Fabrication, galvanising and supply ofStd Pipe Structure - 400 kV, 1-Phase,High BPI, (Excluding Wave Trap), includingnuts, bolts, all type of washers,packplates, step bolts and gussetplates excluding foundation bolts | EA | 3 |  | INCLUDED
19 | 7000010866 | 200 | RELAY & PROTN SYSTEM | 1000006843 | Augmentation of existing 400kV bus bar protection scheme | SET | 1 |  | INCLUDED
20 | 7000010866 | 210 | RELAY & PROTN SYSTEM | 1000006842 | Augmentation of existing 220kV bus bar protection scheme | SET | 1 |  | INCLUDED
21 | 7000010866 | 220 | RELAY & PROTN SYSTEM | 1000002164 | 400kV Circuit Breaker Relay Panel without Auto Reclose | EA | 1 |  | INCLUDED
22 | 7000010866 | 230 | RELAY & PROTN SYSTEM | 1000001169 | 220kV Circuit Breaker Relay Panel without Auto Reclose | EA | 1 |  | INCLUDED
23 | 7000010866 | 240 | RELAY & PROTN SYSTEM | 1000004273 | 400kV Transformer Protection Panel (For both HV & MV side) | EA | 1 |  | INCLUDED
24 | 7000010866 | 250 | RELAY & PROTN SYSTEM | 1000032389 | BAY CONTROL UNIT INCLUDING INTERFACE ACCESSORIES INTEGRATION WITHNTAMC AS PER TECHNICAL SPECIFICATION. | EA | 2 |  | INCLUDED
25 | 7000010866 | 260 | RELAY & PROTN SYSTEM | 1000002167 | Augmentation of existing 400kV Control Panel (Bus Scheme as per SLD) | EA | 1 |  | INCLUDED
26 | 7000010866 | 270 | RELAY & PROTN SYSTEM | 1000001342 | Augmentation of existing Simplex Control Panel for 220kV (Bus schemeas per SLD) | EA | 1 |  | INCLUDED
27 | 7000010866 | 280 | Mandatory Spares(AIS & GIS) | 1000027478 | Spare-245kV GIS | SET | 1 |  | INCLUDED
28 | 7000010866 | 290 | Mandatory Spares(AIS & GIS) | 1000019918 | Spares for 420kV Circuit Breaker | LS | 1 |  | INCLUDED
29 | 7000010866 | 300 | Mandatory Spares(AIS & GIS) | 1000019919 | Spares for 420kV Double break Isolator | LS | 1 |  | INCLUDED
30 | 7000010866 | 310 | Mandatory Spares(AIS & GIS) | 1000025941 | Spare-420kV CT 1 | SET | 1 |  | INCLUDED
31 | 7000010866 | 320 | Mandatory Spares(AIS & GIS) | 1000024186 | SPARES FOR 336KV SURGE ARRESTER | LS | 1 |  | INCLUDED
32 | 7000010866 | 330 | Mandatory Spares(AIS & GIS) | 1000025930 | Spare-216kV Surge Arrester | SET | 1 |  | INCLUDED
33 | 7000010866 | 340 | Mandatory Spares(AIS & GIS) | 1000025949 | Spare-C & R Panel | SET | 1 |  | INCLUDED
34 | 7000010866 | 350 | Mechanical Auxiliaries | 1000012069 | HVW spray system, Hydrant system and complete U/G & O/G piping andaccessories etc. out side the pump house for 500MVA , 400KV/220/33kV, 3-phase Autotransformer | SET | 1 |  | INCLUDED
35 | 7000010866 | 360 | Mechanical Auxiliaries | 1000012018 | Fire Detection and Alarm System for Switchyard Panel Room of 6 mlength | SET | 1 |  | INCLUDED
36 | 7000010866 | 370 | Mechanical Auxiliaries | 1000006284 | Air conditioning system for Switchyard Panel Room of 6m length | SET | 1 |  | INCLUDED
37 | 7000010866 | 380 | Illumination | 1000038387 | LED FLOOD LIGHT LUMINARIESTYPE FL-1 (150W) AS PER TECHNICALSPECIFICATION | EA | 2 |  | INCLUDED
38 | 7000010866 | 390 | Illumination | 1000038325 | LIGHTING FIXTURE LED LUMINAIRES TYPE FL2 AS PER TECH. SPECIFICATIONS | EA | 2 |  | INCLUDED
39 | 7000010866 | 400 | Illumination | 1000001894 | Outdoor Power Receptacle for oilfiltration unit (250A) | EA | 1 |  | INCLUDED
40 | 7000010866 | 410 | Illumination | 1000013795 | Illumination System for switchyard panel room of 6 m length | LS | 1 |  | INCLUDED
41 | 7000010866 | 480 | FOUNDATION BOLTS SUPPLY | 1000012366 | Fabrication, galvanising and supply of 28mm dia foundation boltsincluding nuts, checknuts, washers and packplates. | EA | 144 |  | INCLUDED
42 | 7000010866 | 520 | POWER & CONTROL CABLES(LS) | 1000000443 | 1.1kV grade Power Cables (PVCinsulated)along withlugs,glands,straight joints &accessories,etc. | LS | 1 |  | INCLUDED
43 | 7000010866 | 530 | POWER & CONTROL CABLES(LS) | 1000000442 | 1.1kV grade Control Cables (PVCinsulated) along withlugs,glands,straight joints &accessories,etc. | LS | 1 |  | INCLUDED
44 | 7000010866 | 560 | 220 kV GIS Equipment | 1000001678 | 245kV, 1600 A, 40 kA, SF6 GIS ICT feederbay module as per Section-Project,Technical specification | SET | 1 |  | INCLUDED
45 | 7000010866 | 570 | 220 kV GIS Equipment | 1000033283 | PARTIAL DISCHARGE MONITOR (220 KV GIS)-OFFLINE | SET | 1 |  | INCLUDED
46 | 7000010866 | 580 | 220 kV GIS Equipment | 1000025436 | SF6 Gas Leakage Detector | EA | 1 |  | INCLUDED
47 | 7000010866 | 590 | 220 kV GIS Equipment | 1000025439 | SF6 Gas processing Unit for 220kV GIS Station | SET | 1 |  | INCLUDED
48 | 7000010866 | 600 | 220 kV GIS Equipment | 1000032783 | 245 KV, 3000 A, 40 KA, SF6 GIS BUS BAR MODULE EXTENSION AS PERSECTION-PROJECT, TECHNICAL SPECIFICATION | SET | 1 |  | INCLUDED
49 | 7000010866 | 610 | 220 kV EHV cable | 1000028468 | 220 KV OUTDOOR TERMINATION KIT SUITABLE FOR 220 KV XLPECABLE | SET | 6 |  | INCLUDED
50 | 7000010866 | 620 | 220 kV EHV cable | 1000032510 | STRUCTURES FOR 220 CABLE END TERMINATION(S) (1-PH) AS PER TECHNICALSPECIFICATION | SET | 6 |  | INCLUDED
51 | 7000010866 | 630 | 220 kV EHV cable | 1000032025 | 220KV GRADE 1CX1200 SQ. MM (XLPE) POWER CABLE | KM | 2.5 |  | INCLUDED
52 | 7000010866 | 640 | 220 kV EHV cable | 1000030640 | 220KV XLPE POWER CABLE: MISCELLANEOUS INSTALLATION MATERIALS FOR CABLELAYING, JOINTING AND BONDING INCLUDING LINK BOXES ,SHEATH VOLTAGELIMITERS, EARTH CONTINUITY CABLE, EARTHING MATERIAL , GROUND MAT,CABLE MAKERS, WARNING TAPES AND ALL OTHER MATERIALS ETC REQUIRED ASPER TECHANICAL SPECIFICATIONS AND AS PER STATUTARY REQUIREMENTS | LS | 1 |  | INCLUDED
53 | 7000010866 | 650 | 220 kV EHV cable | 1000030626 | CABLE STRAIGHT THROUGH JOINT-1200SQMM | LS | 1 |  | INCLUDED
54 | 7000010866 | 680 | 220 Kv EHV CABLE -SPARES | 1000030649 | CABLE JOINT FOR 220KV XLPE POWER CABLE (ONE NO. OF EACH TYPE) | SET | 1 |  | INCLUDED
55 | 7000010866 | 690 | 220 Kv EHV CABLE -SPARES | 1000028526 | SINGLE PHASE EARTH LINK BOX FOR 220KV XLPE CABLE | EA | 1 |  | INCLUDED
56 | 7000010866 | 700 | 220 Kv EHV CABLE -SPARES | 1000030651 | SHEATH VOLTAGE LIMITER | EA | 1 |  | INCLUDED
57 | 7000010866 | 710 | 220 Kv EHV CABLE -SPARES | 1000030650 | MANDATORY SPARE FOR CABLE TERMINATION KIT(EACH TYPE) | SET | 1 |  | INCLUDED
(III) | 400 kV Substation Extn at Saharsa
58 | 7000010866 | 720 | 400kV Equipments | 1000004535 | 420 kV, 4400 pF Capacitive Voltage Transformer (1-Phase) | EA | 12 |  | INCLUDED
59 | 7000010866 | 730 | 400kV Equipments | 1000020419 | 336kV Surge Arrester (1-phase) | EA | 12 |  | INCLUDED
60 | 7000010866 | 740 | 400kV Equipments | 1000004463 | 420 kV, 3000A, 63KA, 1-Phase CurrentTransformer with 120% extended currentrating | EA | 18 |  | INCLUDED
61 | 7000010866 | 750 | 400kV Equipments | 1000004501 | 420kV, 3150A, 63kA Circuit Breaker (3-Phase) without closing resistorand with Support Structure | EA | 6 |  | INCLUDED
62 | 7000010866 | 760 | 400kV Equipments | 1000004498 | 420kV, 3150A, 63KA, Isolator (3-phase)(Double Break) with one E/S | EA | 16 |  | INCLUDED
63 | 7000010866 | 770 | 400kV Equipments | 1000004401 | 420 kV, 1 phase Bus Post Insulator (except for Line Traps) | EA | 36 |  | INCLUDED
64 | 7000010866 | 780 | Erection Hardware for 400kV | 1000011322 | Erection Hardware for 400kV I type layout-Line bay as per technicalspecification | SET | 4 |  | INCLUDED
65 | 7000010866 | 790 | Erection Hardware for 400kV | 1000011319 | Erection Hardware for 400kV I type layout-Bus Work (For two diameters)as per technical specification | SET | 2 |  | INCLUDED
66 | 7000010866 | 800 | Erection Hardware for 400kV | 1000032055 | 40 MM MS ROD FOR MAIN EARTHMAT | KM | 5.1 |  | INCLUDED
67 | 7000010866 | 810 | Control & Relay Panels (automation) | 1000002165 | 400kV Circuit Breaker Relay Panel with Auto Reclose (with Automation) | EA | 6 |  | INCLUDED
68 | 7000010866 | 820 | Control & Relay Panels (automation) | 1000003398 | 400kV Line Protection Panel (with Automation) | EA | 4 |  | INCLUDED
69 | 7000010866 | 830 | Control & Relay Panels (automation) | 1000002146 | Augmentation of existing 400kV bus bar protection scheme.(No. of baysas per specification)-(with Automation) | SET | 1 |  | INCLUDED
70 | 7000010866 | 840 | Control & Relay Panels (automation) | 1000003409 | Augmentation of Substation automation System for 400kV Main bay as perTechnical Specification | EA | 4 |  | INCLUDED
71 | 7000010866 | 850 | Control & Relay Panels (automation) | 1000003411 | Augmentation of Substation automation System for 400kV Tie bay as perTechnical Specification | EA | 2 |  | INCLUDED
72 | 7000010866 | 860 | PLCC for Saharsa | 1000010014 | Coupling device for PLCC | SET | 2 |  | INCLUDED
73 | 7000010866 | 870 | PLCC for Saharsa | 1000000046 | Carrier Equipment Analog type (for Speech+Data & Speech+Protection) | EA | 2 |  | INCLUDED
74 | 7000010866 | 880 | PLCC for Saharsa | 1000017887 | Protection Coupler for PLCC | EA | 1 |  | INCLUDED
75 | 7000010866 | 890 | PLCC for Saharsa | 1000025769 | Testing & Maintenance equipment (print test kit only) for PLCC | SET | 1 |  | INCLUDED
76 | 7000010866 | 900 | PLCC for Saharsa | 1000004290 | 400kV,3150A,0.5mH ,63kA Line Trap | EA | 4 |  | INCLUDED
77 | 7000010866 | 910 | PLCC for Saharsa | 1000004400 | 420 kV ,1 phase Bus Post Insulators for Line Traps | EA | 12 |  | INCLUDED
78 | 7000010866 | 920 | PLCC for Saharsa | 1000010638 | Digital Protection Coupler | EA | 1 |  | INCLUDED
79 | 7000010866 | 930 | PLCC for Saharsa | 1000036908 | HF CABLE 75 OHMS FOR PLCC | KM | 1 |  | INCLUDED
80 | 7000010866 | 940 | Illumination System | 1000020262 | Sub Lighting panel (outdoor) type SLP (Switchyard and Street Lighting) | EA | 2 |  | INCLUDED
81 | 7000010866 | 950 | Illumination System | 1000014547 | Lighting Panel type ACP-2 as per technical specification | EA | 2 |  | INCLUDED
82 | 7000010866 | 960 | Illumination System | 1000013796 | Illumination System for switchyard panel room of 9 m length | LS | 2 |  | INCLUDED
83 | 7000010866 | 970 | Illumination System | 1000038387 | LED FLOOD LIGHT LUMINARIESTYPE FL-1 (150W) AS PER TECHNICALSPECIFICATION | EA | 4 |  | INCLUDED
84 | 7000010866 | 980 | Illumination System | 1000038390 | PORTABLE FLOOD LIGHT PANEL WITH LED LUMINARIESTYPE FL-2 (250W) | EA | 4 |  | INCLUDED
85 | 7000010866 | 990 | Power & Control Cables | 1000000443 | 1.1kV grade Power Cables (PVCinsulated)along withlugs,glands,straight joints &accessories,etc. | LS | 1 |  | INCLUDED
86 | 7000010866 | 1000 | Power & Control Cables | 1000000442 | 1.1kV grade Control Cables (PVCinsulated) along withlugs,glands,straight joints &accessories,etc. | LS | 1 |  | INCLUDED
87 | 7000010866 | 1130 | Mechanical Aux | 1000012019 | Fire Detection and Alarm System for Switchyard Panel Room of 9 mlength | SET | 2 |  | INCLUDED
88 | 7000010866 | 1140 | Mechanical Aux | 1000006285 | Air conditioning system for Switchyard Panel Room of 9m length | SET | 2 |  | INCLUDED
89 | 7000010866 | 1150 | Mechanical Aux | 1000012022 | 4.5 kg CO2 type Portable Fire extinguisher | EA | 4 |  | INCLUDED
90 | 7000010866 | 1160 | Mechanical Aux | 1000045261 | HYDRANT SYSTEM EXTENSION AND COMPLETE O/G & U/G PIPING &ACCESSORIES ETC. OUTSIDE THE PUMP HOUSE -SWITCHYARD PANEL ROOM | LOT | 1 |  | INCLUDED
91 | 7000010866 | 1180 | mandatory spares (LS) | 1000025949 | Spare-C & R Panel | SET | 1 |  | INCLUDED
92 | 7000010866 | 1190 | mandatory spares (LS) | 1000019918 | Spares for 420kV Circuit Breaker | LS | 1 |  | INCLUDED
93 | 7000010866 | 1200 | mandatory spares (LS) | 1000019919 | Spares for 420kV Double break Isolator | LS | 1 |  | INCLUDED
94 | 7000010866 | 1210 | mandatory spares (LS) | 1000025941 | Spare-420kV CT 1 | SET | 1 |  | INCLUDED
95 | 7000010866 | 1220 | mandatory spares (LS) | 1000024186 | SPARES FOR 336KV SURGE ARRESTER | LS | 1 |  | INCLUDED
96 | 7000010866 | 1230 | mandatory spares (LS) | 1000025943 | Spare-420kV CVT 1 | SET | 1 |  | INCLUDED
97 | 7000010866 | 1240 | mandatory spares (LS) | 1000025950 | Spare-PLCC | SET | 1 |  | INCLUDED
98 | 7000010866 | 1260 | PLCC for Kishanganj | 1000010014 | Coupling device for PLCC | SET | 2 |  | INCLUDED
99 | 7000010866 | 1270 | PLCC for Kishanganj | 1000000046 | Carrier Equipment Analog type (for Speech+Data & Speech+Protection) | EA | 2 |  | INCLUDED
100 | 7000010866 | 1280 | PLCC for Kishanganj | 1000017887 | Protection Coupler for PLCC | EA | 1 |  | INCLUDED
101 | 7000010866 | 1290 | PLCC for Kishanganj | 1000025769 | Testing & Maintenance equipment (print test kit only) for PLCC | SET | 1 |  | INCLUDED
102 | 7000010866 | 1300 | PLCC for Kishanganj | 1000004290 | 400kV,3150A,0.5mH ,63kA Line Trap | EA | 4 |  | INCLUDED
103 | 7000010866 | 1310 | PLCC for Kishanganj | 1000004400 | 420 kV ,1 phase Bus Post Insulators for Line Traps | EA | 12 |  | INCLUDED
104 | 7000010866 | 1320 | PLCC for Kishanganj | 1000010638 | Digital Protection Coupler | EA | 1 |  | INCLUDED
105 | 7000010866 | 1330 | PLCC for Kishanganj | 1000036908 | HF CABLE 75 OHMS FOR PLCC | KM | 1 |  | INCLUDED
106 | 7000010866 | 1350 | Supply - PMU & assesories at Saharsa S/S | 1000017518 | PMU with GPS Clock (clock can be either internal or external) | EA | 4 |  | INCLUDED
107 | 7000010866 | 1360 | Supply - PMU & assesories at Saharsa S/S | 1000022512 | WAMS Hardware - Time System (GPS receiver) | EA | 4 |  | INCLUDED
108 | 7000010866 | 1370 | Supply - PMU & assesories at Saharsa S/S | 1000022510 | WAMS Hardware - Substation Grade Layer-3 LAN Switches with minimum 4 x10/100 Mbps Ethernet ports and 2 x 1 Gbps Ethernet ports | EA | 5 |  | INCLUDED
109 | 7000010866 | 1380 | Supply - PMU & assesories at Saharsa S/S | 1000022487 | WAMS Miscellaneous - Armored Fibre Optic Cable and associatedtermination (e.g. L2 Switch) for connecting PMU panels located indifferent control room of a station | EA | 1 |  | INCLUDED
110 | 7000010866 | 1400 | Telecom Equipment | 1000031367 | SDH EQUIPMENT (STM-16 MADM UPTO 5 MSP PROTECTED DIRECTIONS)-BASEEQUIPMENT (COMMON CARDS, CROSS CONNECT/CONTROL CARDS, OPTICAL BASECARDS, POWER SUPPLY CARDS, POWER CABLING, OTHER HARDWARE ANDACCESSORIES INCLUDING SUB RACKS, PATCH CORD, DDF ETC FULLY EQUIPEDEXCLUDING OPTICAL INTERFACE & TRIBUTARY CARDS | EA | 1 |  | INCLUDED
111 | 7000010866 | 1410 | Telecom Equipment | 1000018706 | S16.1 SFP | EA | 4 |  | INCLUDED
112 | 7000010866 | 1420 | Telecom Equipment | 1000019315 | Optical Line Interface card (to support minimum 150 kms) | EA | 4 |  | INCLUDED
113 | 7000010866 | 1430 | Telecom Equipment | 1000031405 | OPTICAL INTERFACE CARD (TO SUPPORT MINIMUM 225 KMS) FOR STM-16 | EA | 4 |  | INCLUDED
114 | 7000010866 | 1440 | Telecom Equipment | 1000031374 | TRIBUTARY INTERFACE- E1 INTERFACE (MINIMUM 16 NOS.) | SET | 2 |  | INCLUDED
115 | 7000010866 | 1450 | Telecom Equipment | 1000031378 | TRIBUTARY INTERFACES-ETHERNET INTERFACES 10/100 MBPS WITH LAYER -2SWITCHING (MINIMUM 16 NOS.) | SET | 2 |  | INCLUDED
116 | 7000010866 | 1460 | Telecom Equipment | 1000031381 | TRIBUTARY INTERFACE-GIGABIT ETHERNET INTERFACES 10/100 MBPS WITH LAYER-2 SWITCHING (MINIMUM 2 NOS.) | SET | 2 |  | INCLUDED
117 | 7000010866 | 1470 | Telecom Equipment | 1000026228 | Equipment Cabinets For SDH | EA | 1 |  | INCLUDED
118 | 7000010866 | 1480 | Telecom Equipment | 1000028495 | NMS- CRAFT TERMINAL-HARDWARE | EA | 1 |  | INCLUDED
119 | 7000010866 | 1490 | Telecom Equipment | 1000028265 | Software for Craft Terminal | EA | 1 |  | INCLUDED
120 | 7000010866 | 1500 | Telecom Equipment | 1000028460 | 8PORT VOIP GATEWAY FOR REMOTE LOCATIONS (RTU LOCATION) | EA | 1 |  | INCLUDED
121 | 7000010866 | 1520 | Telecom Equipment Spare | 1000031369 | SDH EQUIPMENT (STM-16 MADM UPTO 5 MSP PROTECTED DIRECTIONS)-COMMONCARDS, CROSS-CONNECT/CONTROL CARDS, OPTICAL BASE CARD, POWER SUPPLYCARDS, POWER CABLING, OTHER HARDWARE & ACCESSORIES (EACH). | SET | 1 |  | INCLUDED
122 | 7000010866 | 1530 | Telecom Equipment Spare | 1000018706 | S16.1 SFP | EA | 1 |  | INCLUDED
123 | 7000010866 | 1540 | Telecom Equipment Spare | 1000019315 | Optical Line Interface card (to support minimum 150 kms) | EA | 1 |  | INCLUDED
124 | 7000010866 | 1550 | Telecom Equipment Spare | 1000031405 | OPTICAL INTERFACE CARD (TO SUPPORT MINIMUM 225 KMS) FOR STM-16 | EA | 1 |  | INCLUDED
125 | 7000010866 | 1560 | Telecom Equipment Spare | 1000031374 | TRIBUTARY INTERFACE- E1 INTERFACE (MINIMUM 16 NOS.) | SET | 1 |  | INCLUDED
126 | 7000010866 | 1570 | Telecom Equipment Spare | 1000031378 | TRIBUTARY INTERFACES-ETHERNET INTERFACES 10/100 MBPS WITH LAYER -2SWITCHING (MINIMUM 16 NOS.) | SET | 1 |  | INCLUDED
127 | 7000010866 | 1580 | Telecom Equipment Spare | 1000031381 | TRIBUTARY INTERFACE-GIGABIT ETHERNET INTERFACES 10/100 MBPS WITH LAYER-2 SWITCHING (MINIMUM 2 NOS.) | SET | 1 |  | INCLUDED
128 | 7000010866 | 1590 | Telecom Equipment Spare | 1000028460 | 8PORT VOIP GATEWAY FOR REMOTE LOCATIONS (RTU LOCATION) | EA | 1 |  | INCLUDED
129 | 7000010866 | 1600 | Telecom Equipment Spare | 1000031398 | PRE CONNECTORIZED OPTICAL FIBER PATCH CORDS(10 MTRS) â€“ PACK OF SIXPATCH CORDS | SET | 1 |  | INCLUDED
(IV) | Extn of Durgapur S/S
130 | 7000010866 | 1610 | AIS EQUIPMENT | 1000004475 | 420kV, 3150A, 40kA Circuit Breaker(3-Phase) with closing resistor (withsupport structure) | EA | 4 |  | INCLUDED
131 | 7000010866 | 1620 | Erection hardware | 1000034162 | ERECTION H/W FOR MISCELLANEOUS WORK AS PER TECHNICAL SPECIFICATION | LS | 1 |  | INCLUDED
132 | 7000010866 | 1630 | AIS EQUIPMENT | 1000019918 | Spares for 420kV Circuit Breaker | LS | 1 |  | INCLUDED
133 | 7000010866 | 1640 | AIS EQUIPMENT | 1000019213 | SPARES FOR PLCC | LS | 1 |  | INCLUDED
134 | 7000010866 | 1660 | PLCC at Durgapur | 1000017887 | Protection Coupler for PLCC | EA | 1 |  | INCLUDED
135 | 7000010866 | 1670 | PLCC at Durgapur | 1000000046 | Carrier Equipment Analog type (for Speech+Data & Speech+Protection) | EA | 2 |  | INCLUDED
136 | 7000010866 | 1680 | PLCC at Durgapur | 1000010014 | Coupling device for PLCC | SET | 1 |  | INCLUDED
137 | 7000010866 | 1690 | PLCC at Durgapur | 1000010638 | Digital Protection Coupler | EA | 1 |  | INCLUDED
138 | 7000010866 | 1700 | PLCC at Durgapur | 1000036908 | HF CABLE 75 OHMS FOR PLCC | KM | 1 |  | INCLUDED
139 | 7000010866 | 2270 | Telecom Equipment | 1000031367 | SDH EQUIPMENT (STM-16 MADM UPTO 5 MSP PROTECTED DIRECTIONS)-BASEEQUIPMENT (COMMON CARDS, CROSS CONNECT/CONTROL CARDS, OPTICAL BASECARDS, POWER SUPPLY CARDS, POWER CABLING, OTHER HARDWARE ANDACCESSORIES INCLUDING SUB RACKS, PATCH CORD, DDF ETC FULLY EQUIPEDEXCLUDING OPTICAL INTERFACE & TRIBUTARY CARDS | EA | 1 |  | INCLUDED
140 | 7000010866 | 2280 | Telecom Equipment | 1000019315 | Optical Line Interface card (to support minimum 150 kms) | EA | 4 |  | INCLUDED
141 | 7000010866 | 2290 | Telecom Equipment | 1000031405 | OPTICAL INTERFACE CARD (TO SUPPORT MINIMUM 225 KMS) FOR STM-16 | EA | 2 |  | INCLUDED
142 | 7000010866 | 2300 | Telecom Equipment | 1000026228 | Equipment Cabinets For SDH | EA | 1 |  | INCLUDED
143 | 7000010866 | 2310 | Telecom Equipment | 1000028460 | 8PORT VOIP GATEWAY FOR REMOTE LOCATIONS (RTU LOCATION) | EA | 1 |  | INCLUDED
144 | 7000010866 | 2320 | Telecom Equipment | 1000031403 | REPEATER SHELTER SYSTEM INCLUDING ALL SHELTER ITEMS SUCH ASAIR-CONDITIONER, DG SETS, STATIC VOLTAGE STABLISER, DCPS & BATTERY ETC AS PER TECHNICAL SPECIFICATION OF PUF INSULATED PRE-COATED STEELSHELTER (INNER DIMENSION : 4340 X 2540 X 3000 MM & OUTER DIMENSION4500 X 2700 X 3160 MM) | SET | 1 |  | INCLUDED
(V) | Extn of Kahalgaon S/S
145 | 7000010866 | 1800 | AIS EQUIPMENT | 1000004475 | 420kV, 3150A, 40kA Circuit Breaker(3-Phase) with closing resistor (withsupport structure) | EA | 2 |  | INCLUDED
146 | 7000010866 | 1810 | Erection hardware | 1000034162 | ERECTION H/W FOR MISCELLANEOUS WORK AS PER TECHNICAL SPECIFICATION | LS | 1 |  | INCLUDED
147 | 7000010866 | 1820 | AIS EQUIPMENT | 1000019918 | Spares for 420kV Circuit Breaker | LS | 1 |  | INCLUDED
148 | 7000010866 | 1830 | AIS EQUIPMENT | 1000019213 | SPARES FOR PLCC | LS | 1 |  | INCLUDED
149 | 7000010866 | 1850 | PLCC at Kahalgaon end | 1000017887 | Protection Coupler for PLCC | EA | 1 |  | INCLUDED
150 | 7000010866 | 1860 | PLCC at Kahalgaon end | 1000000046 | Carrier Equipment Analog type (for Speech+Data & Speech+Protection) | EA | 2 |  | INCLUDED
151 | 7000010866 | 1870 | PLCC at Kahalgaon end | 1000010014 | Coupling device for PLCC | SET | 1 |  | INCLUDED
152 | 7000010866 | 1880 | PLCC at Kahalgaon end | 1000010638 | Digital Protection Coupler | EA | 1 |  | INCLUDED
153 | 7000010866 | 1890 | PLCC at Kahalgaon end | 1000036908 | HF CABLE 75 OHMS FOR PLCC | KM | 1 |  | INCLUDED
154 | 7000010866 | 2340 | Telecom Equipment | 1000031367 | SDH EQUIPMENT (STM-16 MADM UPTO 5 MSP PROTECTED DIRECTIONS)-BASEEQUIPMENT (COMMON CARDS, CROSS CONNECT/CONTROL CARDS, OPTICAL BASECARDS, POWER SUPPLY CARDS, POWER CABLING, OTHER HARDWARE ANDACCESSORIES INCLUDING SUB RACKS, PATCH CORD, DDF ETC FULLY EQUIPEDEXCLUDING OPTICAL INTERFACE & TRIBUTARY CARDS | EA | 1 |  | INCLUDED
155 | 7000010866 | 2350 | Telecom Equipment | 1000018706 | S16.1 SFP | EA | 4 |  | INCLUDED
156 | 7000010866 | 2360 | Telecom Equipment | 1000031405 | OPTICAL INTERFACE CARD (TO SUPPORT MINIMUM 225 KMS) FOR STM-16 | EA | 2 |  | INCLUDED
157 | 7000010866 | 2370 | Telecom Equipment | 1000031374 | TRIBUTARY INTERFACE- E1 INTERFACE (MINIMUM 16 NOS.) | SET | 2 |  | INCLUDED
158 | 7000010866 | 2380 | Telecom Equipment | 1000031378 | TRIBUTARY INTERFACES-ETHERNET INTERFACES 10/100 MBPS WITH LAYER -2SWITCHING (MINIMUM 16 NOS.) | SET | 2 |  | INCLUDED
159 | 7000010866 | 2390 | Telecom Equipment | 1000031381 | TRIBUTARY INTERFACE-GIGABIT ETHERNET INTERFACES 10/100 MBPS WITH LAYER-2 SWITCHING (MINIMUM 2 NOS.) | SET | 2 |  | INCLUDED
160 | 7000010866 | 2400 | Telecom Equipment | 1000026228 | Equipment Cabinets For SDH | EA | 1 |  | INCLUDED
161 | 7000010866 | 2410 | Telecom Equipment | 1000028495 | NMS- CRAFT TERMINAL-HARDWARE | EA | 1 |  | INCLUDED
162 | 7000010866 | 2420 | Telecom Equipment | 1000028265 | Software for Craft Terminal | EA | 1 |  | INCLUDED
163 | 7000010866 | 2430 | Telecom Equipment | 1000028460 | 8PORT VOIP GATEWAY FOR REMOTE LOCATIONS (RTU LOCATION) | EA | 1 |  | INCLUDED
164 | 7000010866 | 2440 | Telecom Equipment Spare | 1000031369 | SDH EQUIPMENT (STM-16 MADM UPTO 5 MSP PROTECTED DIRECTIONS)-COMMONCARDS, CROSS-CONNECT/CONTROL CARDS, OPTICAL BASE CARD, POWER SUPPLYCARDS, POWER CABLING, OTHER HARDWARE & ACCESSORIES (EACH). | SET | 1 |  | INCLUDED
165 | 7000010866 | 2450 | Telecom Equipment Spare | 1000018706 | S16.1 SFP | EA | 1 |  | INCLUDED
166 | 7000010866 | 2460 | Telecom Equipment Spare | 1000019315 | Optical Line Interface card (to support minimum 150 kms) | EA | 1 |  | INCLUDED
167 | 7000010866 | 2470 | Telecom Equipment Spare | 1000031405 | OPTICAL INTERFACE CARD (TO SUPPORT MINIMUM 225 KMS) FOR STM-16 | EA | 1 |  | INCLUDED
168 | 7000010866 | 2480 | Telecom Equipment Spare | 1000031374 | TRIBUTARY INTERFACE- E1 INTERFACE (MINIMUM 16 NOS.) | SET | 1 |  | INCLUDED
169 | 7000010866 | 2490 | Telecom Equipment Spare | 1000031378 | TRIBUTARY INTERFACES-ETHERNET INTERFACES 10/100 MBPS WITH LAYER -2SWITCHING (MINIMUM 16 NOS.) | SET | 1 |  | INCLUDED
170 | 7000010866 | 2500 | Telecom Equipment Spare | 1000031381 | TRIBUTARY INTERFACE-GIGABIT ETHERNET INTERFACES 10/100 MBPS WITH LAYER-2 SWITCHING (MINIMUM 2 NOS.) | SET | 1 |  | INCLUDED
171 | 7000010866 | 2510 | Telecom Equipment Spare | 1000028460 | 8PORT VOIP GATEWAY FOR REMOTE LOCATIONS (RTU LOCATION) | EA | 1 |  | INCLUDED
172 | 7000010866 | 2520 | Telecom Equipment Spare | 1000031398 | PRE CONNECTORIZED OPTICAL FIBER PATCH CORDS(10 MTRS) â€“ PACK OF SIXPATCH CORDS | SET | 1 |  | INCLUDED
[5 empty] | Total of Schedule-2 |  |  |  | 0
| Note : | Bidders to note that the item description under various schedules are through unique material ID for respective items under SAP ERP System and therefore, identical item description appears in schedule-1(Ex-works) & schedule-2(F&I). However, the prices to be quoted in Price Schedule-2(F&I) shall be towards Local Transportation, Insurance and other Incidental Services only in line with clause ITB 11.4(b).
| Date : | -- |  |  |  |  | Printed Name : | 0
| Place : | 0 |  |  |  |  | Designation : | 0

## Sch-3
Specification No.: CC-CS/1010-ER1/SS-4083/3/G2 | [14 empty] | Schedule - 3
Substation Extension Package-SS69 for (i) 400/220 kV Muzaffarpur S/S extn including ICT, (ii) 400 kV Saharsa S/S extn, (iii) 400 kV Durgapur S/S extn and (ii) 400kV Kahalgaon S/S (NTPC) extn associated with Eastern Region Strengthening Scheme-XXIII | [18 empty] | As per Lum-sum |  | 0%
(SCHEDULE OF RATES AND PRICES ) | [18 empty] | AS per Percent |  | #REF!
[19 empty] | As per lum-sum on Sch-3 |  | 0%
Bidder’s Name and Address (Sole Bidder) : | [13 empty] | To: |  |  |  |  | As per Percent on Sch-3 |  | #REF!
[14 empty] | Contract Services |  |  |  |  | Total Discount |  | #REF!
Name : | [13 empty] | Power Grid Corporation of India Ltd.,
Address : | [13 empty] | "Saudamini", Plot No.-2
[14 empty] | Sector-29, |  |  |  |  | Multipackage lum-sum |  | 0%
Gurgaon (Haryana) - 122001
Installation Charges : | [14 empty] | All Prices are in Indian Rupees. |  |  |  |  | Amount after Discount (Rs.) |  | Dis Alert | Amount after MPD (Rs.)
SI. No. | PR No | PR Line Item No | Activity Header | PR Activity No | Activity Description | Service Code | SAC (Service Accounting Codes) | Whether SAC in column ‘8’ is confirmed. If not indicate applicable the SAC # | Rate of GST applicable ( in %) | Whether rate of GST in column ‘10’ is confirmed. If not indicate applicable rate of GST # | Description | Unit | Quantity | Unit Charges | Total Charges |  |  |  |  | Unit Erection Charges | Total Erection Charges |  | Unit Erection Charges | Total Erection Charges
1 | 2 | 3 | 4 | 5 | 6 | 7 | 8 | 9 | 10 | 11 | 12 | 13 | 14 | 15 | 16=14*15 |  |  |  |  | 5 | 6 = 4 x 5 |  | 5 | 6 = 4 x 5
I | 400/220kV 500MVA Transformer at Muzaffar
1 | 7000010866 | 50 | 30 | 10 | Main Equipment | 100000015 | 998736 |  | 18 |  | 500MVA, 400KV/220/33 KV, 3-phase Autotransformer excluding insulating oil | EA | 1 |  | INCLUDED | 0 | 0 | [8 empty] | 0%
2 | 7000010866 | 50 | 30 | 20 | Main Equipment | 100001910 | 998736 |  | 18 |  | Insulating Oil for 500MVA, 400KV/220/33 KV, 3-phase Autotransformer | SET | 1 |  | INCLUDED | 0 | 0 | [8 empty] | 5%
3 | 7000010866 | 50 | 30 | 30 | Main Equipment | 100002238 | 998736 |  | 18 |  | Digital RTCC Panel consist of digital RTCC relays as per technical specification | SET | 1 |  | INCLUDED | 0 | 0 | [8 empty] | 12%
II | Muzaffarpur S/s Extension | [14 empty] | 0 | 0 | [8 empty] | 18%
4 | 7000010866 | 420 | 180 | 20 | Installation of 400 kVEquipment | 100000328 | 998736 |  | 18 |  | 336kV Surge Arrester (1-phase) | EA | 3 |  | INCLUDED | 0 | 0 | [8 empty] | 28%
5 | 7000010866 | 420 | 180 | 30 | Installation of 400 kVEquipment | 100000340 | 998736 |  | 18 |  | 420 kV Bus Post Insulator (Except for wave traps) | EA | 9 |  | INCLUDED | 0 | 0
6 | 7000010866 | 420 | 180 | 40 | Installation of 400 kVEquipment | 100000263 | 998736 |  | 18 |  | 420kV, 3150A, 40kA Circuit Breaker(3-Phase) without closing resistor(with support structure) | EA | 1 |  | INCLUDED | 0 | 0
7 | 7000010866 | 420 | 180 | 50 | Installation of 400 kVEquipment | 100000271 | 998736 |  | 18 |  | 420 kV, 3000A, 40KA, 1-Phase CurrentTransformer with 120% extended currentrating | EA | 3 |  | INCLUDED | 0 | 0
8 | 7000010866 | 420 | 180 | 60 | Installation of 400 kVEquipment | 100000281 | 998736 |  | 18 |  | 420kV, 3150A, 40KA, Isolator (3-phase)(Double Break) with one E/S | EA | 2 |  | INCLUDED | 0 | 0
9 | 7000010866 | 430 | 200 | 60 | Installation of 220 kVEquipment | 100000484 | 998736 |  | 18 |  | 216kV Surge Arrester (1-phase) | EA | 3 |  | INCLUDED | 0 | 0
10 | 7000010866 | 440 | 270 | 40 | Installation of Mechanical Auxiliaries | 100000983 | 998736 |  | 18 |  | HVW spray system, Hydrant system and complete U/G & O/G piping and accessories etc. out side the pump house for 500MVA ,400KV/220/33 kV, 3-phase Autotransformer | SET | 1 |  | INCLUDED | 0 | 0
11 | 7000010866 | 440 | 270 | 50 | Installation of Mechanical Auxiliaries | 100002062 | 995461 |  | 18 |  | Fire Detection and Alarm System for Switchyard Panel Room of 6 m length | SET | 1 |  | INCLUDED | 0 | 0
12 | 7000010866 | 440 | 270 | 60 | Installation of Mechanical Auxiliaries | 100001882 | 995463 |  | 18 |  | Air conditioning system for Switchyard Panel Room of 6m length | SET | 1 |  | INCLUDED | 0 | 0
13 | 7000010866 | 450 | 280 | 70 | Installation of Illumination | 100001885 | 998739 |  | 18 |  | Outdoor Power Receptacle for oilfiltration unit (250A) | EA | 1 |  | INCLUDED | 0 | 0
14 | 7000010866 | 450 | 280 | 90 | Installation of Illumination | 100004930 | 998731 |  | 18 |  | LED Flood Light Luminaries Type-FL-1 as per technical specification | EA | 2 |  | INCLUDED | 0 | 0
15 | 7000010866 | 450 | 280 | 100 | Installation of Illumination | 100004931 | 998731 |  | 18 |  | LED Flood Light Luminaries Type FL-2 (250W) as per technical specification | EA | 2 |  | INCLUDED | 0 | 0
16 | 7000010866 | 450 | 280 | 110 | Installation of Illumination | 100001116 | 998739 |  | 18 |  | Illumination System for switchyard panel room of 6 m length | SET | 1 |  | INCLUDED | 0 | 0
17 | 7000010866 | 460 | 290 | 30 | Installation Vendor assesed Quantites | 100002305 | 998731 |  | 18 |  | Erection Hardware for 400kV I type layout-Transformer bay as per technical specification(including its Tertiary Loading arrangement) | SET | 1 |  | INCLUDED | 0 | 0
18 | 7000010866 | 460 | 290 | 40 | Installation Vendor assesed Quantites | 100000513 | 998731 |  | 18 |  | Erection Hardware for 220kV DM-type layout for GIS termination arrangement-Transformer bay as per specification | SET | 1 |  | INCLUDED | 0 | 0
19 | 7000010866 | 470 | 300 | 50 | Installation of Structures | 100001212 | 995455 |  | 18 |  | Erection of Pipe Structure - 400 kV 1-Phase CT including nuts, bolts, all type of washers, packplates, step bolts and gusset platesexcluding foundation bolts | EA | 3 |  | INCLUDED | 0 | 0
20 | 7000010866 | 470 | 300 | 60 | Installation of Structures | 100001214 | 995455 |  | 18 |  | Erection of Pipe Structure - 400 kV 3-Phase ISOLATOR including nuts, bolts, all type of washers, packplates, step bolts and gussetplates excluding foundation bolts | EA | 2 |  | INCLUDED | 0 | 0
21 | 7000010866 | 470 | 300 | 70 | Installation of Structures | 100001216 | 995455 |  | 18 |  | Erection of Pipe Structure - 400 kV 1-Phase SA including nuts, bolts, all type of washers, packplates, step bolts and gusset platesexcluding foundation bolts | EA | 3 |  | INCLUDED | 0 | 0
22 | 7000010866 | 470 | 300 | 80 | Installation of Structures | 100001217 | 995455 |  | 18 |  | Erection of Pipe Structure - 400 kV, 1-Phase, BPI, (Excluding Wave Trap), including nuts, bolts, all type of washers,packplates, step bolts and gusset plates excluding foundation bolts | EA | 6 |  | INCLUDED | 0 | 0
23 | 7000010866 | 470 | 300 | 110 | Installation of Structures | 100001224 | 995455 |  | 18 |  | Erection of Pipe Structure - 220 kV 1-Phase SA including nuts, bolts, all type of washers, packplates, step bolts and gusset platesexcluding foundation bolts | EA | 3 |  | INCLUDED | 0 | 0
24 | 7000010866 | 470 | 300 | 120 | Installation of Structures | 100001218 | 995455 |  | 18 |  | Erection of Pipe Structure - 400 kV, 1-Phase, High BPI, (Excluding Wave Trap), including nuts, bolts, all type of washers,packplates, step bolts and gusset plates excluding foundation bolts | EA | 3 |  | INCLUDED | 0 | 0
25 | 7000010866 | 490 | 450 | 10 | FOUNDATION BOLTS ERECTION | 100001674 | 995455 |  | 18 |  | Erection of 28mm dia foundation bolts including nuts, checknuts, washers and packplates. | EA | 144 |  | INCLUDED | 0 | 0
26 | 7000010866 | 500 | 460 | 10 | CIVIL WORKS | 100001324 | 995433 |  | 18 |  | Excavation in all types of soil and rock including backfilling disposal etc. for all leads and lifts | M3 | 2780 |  | INCLUDED | 0 | 0
27 | 7000010866 | 500 | 460 | 20 | CIVIL WORKS | 100001325 | 995454 |  | 18 |  | Providing and laying of Plain Cement Concrete (PCC) (1:4:8) | M3 | 130 |  | INCLUDED | 0 | 0
28 | 7000010866 | 500 | 460 | 30 | CIVIL WORKS | 100001326 | 995454 |  | 18 |  | Providing and laying of Plain Cement Concrete (PCC) (1:2:4) | M3 | 4 |  | INCLUDED | 0 | 0
29 | 7000010866 | 500 | 460 | 40 | CIVIL WORKS | 100001327 | 995454 |  | 18 |  | Providing and laying of Reinforced Cement Concrete M25 mix including pre cast, shuttering, Grouting of pockets & underpinning butexcluding steel reinforcement | M3 | 605 |  | INCLUDED | 0 | 0
30 | 7000010866 | 500 | 460 | 50 | CIVIL WORKS | 100001329 | 995454 |  | 18 |  | Steel Reinforcement | MT | 40 |  | INCLUDED | 0 | 0
31 | 7000010866 | 500 | 460 | 60 | CIVIL WORKS | 100001330 | 995428 |  | 18 |  | Stone filling (40 mm size) for transformer/Reactor foundation | M3 | 21 |  | INCLUDED | 0 | 0
32 | 7000010866 | 500 | 460 | 70 | CIVIL WORKS | 100001331 | 995455 |  | 18 |  | Misc. Structural steel including rails, embedments, edge protection angles, gratings etc. but excluding the reinforcement steel andsteel for lattice and pipe structures. | MT | 47 |  | INCLUDED | 0 | 0
33 | 7000010866 | 500 | 460 | 120 | CIVIL WORKS | 100001376 | 995428 |  | 18 |  | Removing,cleaning and washing of existing stones and respreading of stones in switchyard after doing anti-weed treatment excludingPCC | M2 | 1200 |  | INCLUDED | 0 | 0
34 | 7000010866 | 500 | 460 | 150 | CIVIL WORKS | 100001328 | 995454 |  | 18 |  | Providing and laying Plain Cement Concrete 1:5:10 (1 cement : 5 sand : 10 brick aggregate) | M3 | 95 |  | INCLUDED | 0 | 0
35 | 7000010866 | 500 | 460 | 160 | CIVIL WORKS | 100003437 | 995454 |  | 18 |  | Switchyard Panel Room - Civil Works. All civil works as per drawing and specifications complete, including - brickwork, finishing(external and internal), windows etc. However, excavation, PCC, RCC and reinforcement shall be paid separately as per BPS. | M2 | 27 |  | INCLUDED | 0 | 0
36 | 7000010866 | 500 | 460 | 180 | CIVIL WORKS | 100005988 | 998731 |  | 18 |  | CONSTRCTION OF BURIED CABLE TRENCH WITH EXCAVATION | KM | 0.4 |  | INCLUDED | 0 | 0
37 | 7000010866 | 500 | 460 | 200 | CIVIL WORKS | 100002580 | 995421 |  | 18 |  | Construction of rail cum road as per drawing including all item such as excavation,compactions, rolling watering, WBM etc. butexcluding concrete reinforcement and structural steel-Section having four rails | M2 | 115 |  | INCLUDED | 0 | 0
38 | 7000010866 | 510 | 480 | 10 | Installation of Relay & Protection Panel | 100000790 | 998736 |  | 18 |  | 400kV Circuit Breaker Relay Panel without Auto Reclose | EA | 1 |  | INCLUDED | 0 | 0
39 | 7000010866 | 510 | 480 | 20 | Installation of Relay & Protection Panel | 100000793 | 998736 |  | 18 |  | 400kV Transformer Protection Panel (For both HV & MV side) | EA | 1 |  | INCLUDED | 0 | 0
40 | 7000010866 | 510 | 480 | 30 | Installation of Relay & Protection Panel | 100000803 | 998736 |  | 18 |  | 220kV Circuit Breaker Relay Panel without Auto Reclose | EA | 1 |  | INCLUDED | 0 | 0
41 | 7000010866 | 510 | 480 | 40 | Installation of Relay & Protection Panel | 100000796 | 998736 |  | 18 |  | Augmentation of existing 400kV bus bar protection scheme | SET | 1 |  | INCLUDED | 0 | 0
42 | 7000010866 | 510 | 480 | 50 | Installation of Relay & Protection Panel | 100000808 | 998736 |  | 18 |  | Augmentation of existing 220kV bus bar protection scheme | SET | 1 |  | INCLUDED | 0 | 0
43 | 7000010866 | 510 | 480 | 60 | Installation of Relay & Protection Panel | 100003228 | 998736 |  | 18 |  | Bay Control Unit including interface accessories integration with NTAMC as per technical specification. | EA | 1 |  | INCLUDED | 0 | 0
44 | 7000010866 | 510 | 480 | 70 | Installation of Relay & Protection Panel | 100000788 | 998736 |  | 18 |  | Augmentation of existing 400kV Control Panel (Bus Scheme as per SLD) | EA | 1 |  | INCLUDED | 0 | 0
45 | 7000010866 | 510 | 480 | 80 | Installation of Relay & Protection Panel | 100000801 | 998736 |  | 18 |  | Augmentation of existing Simplex Control Panel for 220kV (Bus scheme as per SLD) | EA | 1 |  | INCLUDED | 0 | 0
46 | 7000010866 | 550 | 500 | 10 | Installation of Power&Control Cable(LS) | 100002181 | 998736 |  | 18 |  | 1.1kV grade Power Cables (PVCinsulated)along withlugs,glands,straight joints &accessories,etc. | LS | 1 |  | INCLUDED | 0 | 0
47 | 7000010866 | 550 | 500 | 20 | Installation of Power&Control Cable(LS) | 100002182 | 998736 |  | 18 |  | 1.1kV grade Control Cables (PVCinsulated) along withlugs,glands,straight joints &accessories,etc. | LS | 1 |  | INCLUDED | 0 | 0
48 | 7000010866 | 660 | 540 | 10 | Installation of 220 kV EHV cable | 100003245 | 998736 |  | 18 |  | Cable joints suitable for 220kV, 1200 SQMM Cable for entire route. | LS | 1 |  | INCLUDED | 0 | 0
49 | 7000010866 | 660 | 540 | 40 | Installation of 220 kV EHV cable | 100006917 | 998736 |  | 18 |  | Erection of Cable terminatinons and its Structure including connection of cable(s) with cable terminations as per technicalspecifications . | EA | 6 |  | INCLUDED | 0 | 0
50 | 7000010866 | 660 | 540 | 50 | Installation of 220 kV EHV cable | 100002646 | 998736 |  | 18 |  | ERECTION OF 220KV XLPE POWER CABLE: MISCELLANEOUS INSTALLATION MATERIALS for Cable laying, Jointing and bonding including linkboxes ,sheath Voltage limiters, earth continuity cable, earthing material , ground mat, cable makers, warning tapes and all othermaterials etc required as per techanical specifications and as per statutary requirements | LS | 1 |  | INCLUDED | 0 | 0
51 | 7000010866 | 660 | 540 | 70 | Installation of 220 kV EHV cable | 100003091 | 998736 |  | 18 |  | 220KV GRADE 1CX1200 SQ. MM (XLPE) POWER CABLE | KM | 2.5 |  | INCLUDED | 0 | 0
52 | 7000010866 | 670 | 550 | 10 | 220 kV GIS Installation | 100000372 | 998736 |  | 18 |  | 245kV, 1600 A, 40 kA, SF6 GIS ICT feeder bay module | SET | 1 |  | INCLUDED | 0 | 0
53 | 7000010866 | 670 | 550 | 20 | 220 kV GIS Installation | 100003583 | 998736 |  | 18 |  | 245 kV, 3000 A, 40 kA, SF6 GIS Bus bar module Extension as per Section-Project, Technical specification | SET | 1 |  | INCLUDED | 0 | 0
III | 400 kV Substation Extn at Saharsa | [14 empty] | 0 | 0
54 | 7000010866 | 1050 | 100 | 10 | Erection Hardware for 400kV | 100000329 | 998731 |  | 18 |  | Erection Hardware for 400kV I type layout-Line bay as per specification | SET | 4 |  | INCLUDED | 0 | 0
55 | 7000010866 | 1050 | 100 | 20 | Erection Hardware for 400kV | 100000337 | 998731 |  | 18 |  | Erection Hardware for 400kV I type layout-Bus Work (For two diameters)/bays as per specification | SET | 2 |  | INCLUDED | 0 | 0
56 | 7000010866 | 1050 | 100 | 30 | Erection Hardware for 400kV | 100003103 | 998731 |  | 18 |  | 40 mm MS rod for Main Earthmat | KM | 5.1 |  | INCLUDED | 0 | 0
57 | 7000010866 | 1060 | 110 | 10 | Control & Relay Panels (with automation) | 100000730 | 998736 |  | 18 |  | 400kV Line Protection Panel (with Automation) | EA | 4 |  | INCLUDED | 0 | 0
58 | 7000010866 | 1060 | 110 | 20 | Control & Relay Panels (with automation) | 100000790 | 998736 |  | 18 |  | 400kV Circuit Breaker Relay Panel without Auto Reclose | EA | 6 |  | INCLUDED | 0 | 0
59 | 7000010866 | 1060 | 110 | 30 | Control & Relay Panels (with automation) | 100000735 | 998736 |  | 18 |  | Augmentation of existing 400kV bus bar protection scheme.(No. of bays as per specification)-(with Automation) | SET | 1 |  | INCLUDED | 0 | 0
60 | 7000010866 | 1060 | 110 | 60 | Control & Relay Panels (with automation) | 100003167 | 998736 |  | 18 |  | Augmentation of existing Substation automation system for the STATCOM Station and associated 400kV bays under present scope ,upgradation of hardware and sofware and updation of dabase etc for completion of SAS augmentationas per technical specification | SET | 4 |  | INCLUDED | 0 | 0
61 | 7000010866 | 1060 | 110 | 70 | Control & Relay Panels (with automation) | 100002075 | 998736 |  | 18 |  | Augmentation of Substation automation System for 400kV Tie bay as per Technical Specification | EA | 2 |  | INCLUDED | 0 | 0
62 | 7000010866 | 1070 | 120 | 10 | PLCC at Saharsa-Service | 100002042 | 998734 |  | 18 |  | 400kV,3150A,0.5mH ,63kA Line Trap | EA | 4 |  | INCLUDED | 0 | 0
63 | 7000010866 | 1070 | 120 | 20 | PLCC at Saharsa-Service | 100000883 | 998734 |  | 18 |  | 420 kV ,1 phase Bus Post Insulators for Line Traps | EA | 12 |  | INCLUDED | 0 | 0
64 | 7000010866 | 1070 | 120 | 30 | PLCC at Saharsa-Service | 100000886 | 998734 |  | 18 |  | Coupling device for PLCC | EA | 2 |  | INCLUDED | 0 | 0
65 | 7000010866 | 1070 | 120 | 40 | PLCC at Saharsa-Service | 100000888 | 998734 |  | 18 |  | Carrier Equipment Analog type (for Speech+Data & Speech+Protection) | EA | 2 |  | INCLUDED | 0 | 0
66 | 7000010866 | 1070 | 120 | 50 | PLCC at Saharsa-Service | 100000890 | 998734 |  | 18 |  | Protection Coupler (Analog) | EA | 1 |  | INCLUDED | 0 | 0
67 | 7000010866 | 1070 | 120 | 60 | PLCC at Saharsa-Service | 100003517 | 998734 |  | 18 |  | HF CABLE FOR PLCC-75 OHM (KM) | KM | 1 |  | INCLUDED | 0 | 0
68 | 7000010866 | 1070 | 120 | 70 | PLCC at Saharsa-Service | 100000891 | 998734 |  | 18 |  | Digital Protection Coupler | EA | 1 |  | INCLUDED | 0 | 0
69 | 7000010866 | 1080 | 130 | 10 | Illumination System | 100001024 | 998731 |  | 18 |  | Sub Lighting panel (outdoor) type SLP (Switchyard and Street Lighting) | EA | 2 |  | INCLUDED | 0 | 0
70 | 7000010866 | 1080 | 130 | 20 | Illumination System | 100001021 | 995461 |  | 18 |  | Lighting Panel type ACP-2 as per technical specification | EA | 2 |  | INCLUDED | 0 | 0
71 | 7000010866 | 1080 | 130 | 50 | Illumination System | 100004930 | 998731 |  | 18 |  | LED Flood Light Luminaries Type-FL-1 as per technical specification | EA | 4 |  | INCLUDED | 0 | 0
72 | 7000010866 | 1080 | 130 | 60 | Illumination System | 100004931 | 998731 |  | 18 |  | LED Flood Light Luminaries Type FL-2 (250W) as per technical specification | EA | 4 |  | INCLUDED | 0 | 0
73 | 7000010866 | 1080 | 130 | 70 | Illumination System | 100001115 | 998739 |  | 18 |  | Illumination System for switchyard panel room of 9 m length | SET | 2 |  | INCLUDED | 0 | 0
74 | 7000010866 | 1090 | 150 | 10 | 400kV Lattice Structure | 100001210 | 995455 |  |  |  | Erection of Lattice Structures (MS Steel), to be designed during detailed engineering, for towers, beams and equipment supportstructure including pack plates / packwashers and gusset plates excluding fasteners and foundation bolts | MT | 190 |  | INCLUDED | 0 | 0
75 | 7000010866 | 1090 | 150 | 20 | 400kV Lattice Structure | 100001681 | 995455 |  | 18 |  | Erection of foundation bolts including nuts, checknut and washers for lattice and pipe structures to be designed during detailedengineering | MT | 5 |  | INCLUDED | 0 | 0
76 | 7000010866 | 1090 | 150 | 30 | 400kV Lattice Structure | 100001241 | 995455 |  | 18 |  | Erection of Equipment Support (Pipe) Structures to be designed during detailed engineering. | MT | 30 |  | INCLUDED | 0 | 0
77 | 7000010866 | 1090 | 150 | 40 | 400kV Lattice Structure | 100001680 | 995455 |  | 18 |  | Erection of fasteners ( nuts, bolts and washers ) including step bolts for lattice and pipe structures to be designed duringdetailed engineering | MT | 10 |  | INCLUDED | 0 | 0
78 | 7000010866 | 1100 | 180 | 10 | CIVIL WORKS | 100004518 | 995433 |  | 18 |  | Excavation in all kind of soil including rock for all leads and lifts, backfilling, disposal of surplus earth within a lead up to2Km as per technical specification. The surplus earth shall be roughly graded . | M3 | 3200 |  | INCLUDED | 0 | 0
79 | 7000010866 | 1100 | 180 | 20 | CIVIL WORKS | 100001325 | 995454 |  | 18 |  | Providing and laying of Plain Cement Concrete (PCC) (1:4:8) | M3 | 300 |  | INCLUDED | 0 | 0
80 | 7000010866 | 1100 | 180 | 30 | CIVIL WORKS | 100001326 | 995454 |  | 18 |  | Providing and laying of Plain Cement Concrete (PCC) (1:2:4) | M3 | 15 |  | INCLUDED | 0 | 0
81 | 7000010866 | 1100 | 180 | 40 | CIVIL WORKS | 100001327 | 995454 |  | 18 |  | Providing and laying of Reinforced Cement Concrete M25 mix including pre cast, shuttering, Grouting of pockets & underpinning butexcluding steel reinforcement | M3 | 1090 |  | INCLUDED | 0 | 0
82 | 7000010866 | 1100 | 180 | 50 | CIVIL WORKS | 100001328 | 995454 |  | 18 |  | Providing and laying Plain Cement Concrete 1:5:10 (1 cement : 5 sand : 10 brick aggregate) | M3 | 7500 |  | INCLUDED | 0 | 0
83 | 7000010866 | 1100 | 180 | 60 | CIVIL WORKS | 100001329 | 995454 |  | 18 |  | Steel Reinforcement | MT | 220 |  | INCLUDED | 0 | 0
84 | 7000010866 | 1100 | 180 | 70 | CIVIL WORKS | 100001331 | 995455 |  | 18 |  | Misc. Structural steel including rails, embedments, edge protection angles, gratings etc. but excluding the reinforcement steel andsteel for lattice and pipe structures. | MT | 60 |  | INCLUDED | 0 | 0
85 | 7000010866 | 1100 | 180 | 80 | CIVIL WORKS | 100001714 | 995428 |  | 18 |  | Stone spreading in switchyard excluding PCC | M2 | 10000 |  | INCLUDED | 0 | 0
86 | 7000010866 | 1100 | 180 | 160 | CIVIL WORKS | 100001386 | 995421 |  | 18 |  | 3.75m wide Bitumen road (including all crossings) complete as per drawing | M2 | 1700 |  | INCLUDED | 0 | 0
87 | 7000010866 | 1100 | 180 | 170 | CIVIL WORKS | 100001412 | 995462 |  | 18 |  | Drain including culverts but excluding concrete & reinforcement steel-Section A-A | M | 450 |  | INCLUDED | 0 | 0
88 | 7000010866 | 1100 | 180 | 180 | CIVIL WORKS | 100001413 | 995462 |  | 18 |  | Drain including culverts but excluding concrete & reinforcement steel-Section B-B | M | 300 |  | INCLUDED | 0 | 0
89 | 7000010866 | 1100 | 180 | 190 | CIVIL WORKS | 100001414 | 995462 |  | 18 |  | Drain including culverts but excluding concrete & reinforcement steel-Section C-C | M | 90 |  | INCLUDED | 0 | 0
90 | 7000010866 | 1100 | 180 | 200 | CIVIL WORKS | 100001415 | 995462 |  | 18 |  | Drain including culverts but excluding concrete & reinforcement steel-Section D-D | M | 90 |  | INCLUDED | 0 | 0
91 | 7000010866 | 1100 | 180 | 230 | CIVIL WORKS | 100003525 | 995451 |  | 18 |  | Boring, providing and installing bored cast insitu reinforced cement concrete pile of 450 mm dia and specified length below the pilecap in cement concrete (M25 Design Mix) with a minimum cement content of 400 kg/ cum as per IS 2911, to carry a safe working loadnot less than specified, but excluding the cost of reinforcment steel and cement concrete which shall be paid seperately butincluding the cost of boring with temporary casing, bentonite solution and the length of pile to be embedded in pile cap etc.complete in all repsect. The length of pile for payment shall be measured up to the bottom of pile cap). | RM | 6620 |  | INCLUDED | 0 | 0
92 | 7000010866 | 1100 | 180 | 250 | CIVIL WORKS | 100003768 | 995451 |  | 18 |  | Providing and laying of reinforced cement concrete for piling work of Grade M-25 ( Minimum cement content of 400Kg/cu.m.) ofspecified diameter & length below the pile cap | M3 | 950 |  | INCLUDED | 0 | 0
93 | 7000010866 | 1100 | 180 | 270 | CIVIL WORKS | 120002779 | 995451 |  | 18 |  | 20.6.1.2 Vertical load testing of piles in accordance with IS 2911 (Part IV) including installation of loading platform andpreparation of pile head or construction of test cap and dismantling of test cap after test etc. complete as per specification & thedirection of Engineer in-charge. - Single pile upto 50 tonne capacity : Routine test Note: DSR unit is 'per test' | EA | 6 |  | INCLUDED | 0 | 0
94 | 7000010866 | 1100 | 180 | 280 | CIVIL WORKS | 100004831 | 995451 |  | 18 |  | Routine Pullout Test of piles in accordance with IS 2911(Part-IV) inlcuding T&P, labour , hydraulic jack etc. complete | EA | 6 |  | INCLUDED | 0 | 0
95 | 7000010866 | 1100 | 180 | 290 | CIVIL WORKS | 120002778 | 995451 |  | 18 |  | 20.6.1.1 Vertical load testing of piles in accordance with IS 2911 (Part IV) including installation of loading platform andpreparation of pile head or construction of test cap and dismantling of test cap after test etc. complete as per specification & thedirection of Engineer in-charge. - Single pile upto 50 tonne capacity : Initial test. Note: DSR unit is 'per test' | EA | 2 |  | INCLUDED | 0 | 0
96 | 7000010866 | 1100 | 180 | 300 | CIVIL WORKS | 100004830 | 995451 |  | 18 |  | Initial Pullout Test of piles in accordance with IS 2911(Part-IV) inlcuding T&P, labour , hydraulic jack etc. complete | EA | 2 |  | INCLUDED | 0 | 0
97 | 7000010866 | 1100 | 180 | 310 | CIVIL WORKS | 120002787 | 995451 |  | 18 |  | 20.8.1 Lateral load testing of single pile in accordance with IS Code of practice IS : 2911 (Part IV) for determining safeallowable lateral load on pile : Upto 50 tonne capacity pile. Note: DSR unit is 'per test' | EA | 2 |  | INCLUDED | 0 | 0
98 | 7000010866 | 1100 | 180 | 320 | CIVIL WORKS | 100001470 | 995432 |  | 18 |  | Site Levelling work including contour survey-Earthwork in filling within S/S with borrowed earth | M3 | 164170 |  | INCLUDED | 0 | 0
99 | 7000010866 | 1100 | 180 | 360 | CIVIL WORKS | 100001692 | 995416 |  | 18 |  | 400 kV Panel Room - Civil Works.All civil works as per drawing and specifications complete, including - brickwork, finishing(external and internal), windows etc.However,excavation, PCC, RCC and reinforcement shall be paid separately as per BPS. | M2 | 81 |  | INCLUDED | 0 | 0
100 | 7000010866 | 1100 | 180 | 370 | CIVIL WORKS | 100001735 | 995462 |  | 18 |  | RCC culverts and cable trench crossings including supplying and laying hume pipe 250mm dia of grade (NP-3) excluding concrete as perspecification. | M | 20 |  | INCLUDED | 0 | 0
101 | 7000010866 | 1100 | 180 | 380 | CIVIL WORKS | 100001736 | 995462 |  | 18 |  | RCC culverts and cable trench crossings including supplying and laying hume pipe 300mm dia of grade (NP-3) excluding concrete as perspecification. | M | 20 |  | INCLUDED | 0 | 0
102 | 7000010866 | 1100 | 180 | 390 | CIVIL WORKS | 100001713 | 995424 |  | 18 |  | Antiweed treatment | M2 | 10000 |  | INCLUDED | 0 | 0
103 | 7000010866 | 1100 | 180 | 400 | CIVIL WORKS | 100003926 | 995428 |  | 18 |  | Stone pitching over sloping including supply of stone and surface preparation as per drawing | M2 | 1400 |  | INCLUDED | 0 | 0
104 | 7000010866 | 1100 | 180 | 410 | CIVIL WORKS | 100006920 | 995456 |  | 18 |  | Random rubble masonry with hard stone in foundation and plinth including levelling up with cement concrete 1:6:12 (1 cement : 6coarse sand : 12 graded stone aggregate 20 mm nominal size) uptoplinth level with : Cement mortar 1:6 (1 cement : 6 coarse sand) . | M3 | 255 |  | INCLUDED | 0 | 0
105 | 7000010866 | 1110 | 200 | 10 | 400KV Equipments | 100000267 | 998736 |  | 18 |  | 420kV, 3150A, 63kA Circuit Breaker(3-Phase) without closing resistor(with support structure) | EA | 6 |  | INCLUDED | 0 | 0
106 | 7000010866 | 1110 | 200 | 30 | 400KV Equipments | 100000274 | 998736 |  | 18 |  | 420 kV, 3000A, 63KA, 1-Phase CurrentTransformer with 120% extended currentrating | EA | 12 |  | INCLUDED | 0 | 0
107 | 7000010866 | 1110 | 200 | 40 | 400KV Equipments | 100000275 | 998736 |  | 18 |  | 420 kV, 4400 pF Capacitive Voltage Transformer (1-Phase) | EA | 12 |  | INCLUDED | 0 | 0
108 | 7000010866 | 1110 | 200 | 50 | 400KV Equipments | 100000326 | 998736 |  | 18 |  | 420kV, 3150A, 63KA, Isolator (1 phase)(Double Break) with one E/S | EA | 16 |  | INCLUDED | 0 | 0
109 | 7000010866 | 1110 | 200 | 60 | 400KV Equipments | 100000328 | 998736 |  | 18 |  | 336kV Surge Arrester (1-phase) | EA | 12 |  | INCLUDED | 0 | 0
110 | 7000010866 | 1110 | 200 | 70 | 400KV Equipments | 100005443 | 998734 |  | 18 |  | 420KV, 1-PHASE BUS POST INSULATORS | EA | 36 |  | INCLUDED | 0 | 0
111 | 7000010866 | 1120 | 370 | 10 | Power & Control Cables (LS) | 100002181 | 998736 |  | 18 |  | 1.1kV grade Power Cables (PVCinsulated)along withlugs,glands,straight joints &accessories,etc. | LS | 1 |  | INCLUDED | 0 | 0
112 | 7000010866 | 1120 | 370 | 20 | Power & Control Cables (LS) | 100002182 | 998736 |  | 18 |  | 1.1kV grade Control Cables (PVCinsulated) along withlugs,glands,straight joints &accessories,etc. | LS | 1 |  | INCLUDED | 0 | 0
113 | 7000010866 | 1170 | 390 | 10 | Mechanical Aux-Installation | 100001871 | 995461 |  | 18 |  | Fire Detection and Alarm System for Switchyard Panel Room of 9 m length | SET | 2 |  | INCLUDED | 0 | 0
114 | 7000010866 | 1170 | 390 | 20 | Mechanical Aux-Installation | 100007083 | 998736 |  | 18 |  | Hydrant system extension and complete O/G & U/G Piping & accessoriesetc. otside the pump house - SWITCHYARD PANEL ROOM . | LOT | 2 |  | INCLUDED | 0 | 0
115 | 7000010866 | 1170 | 390 | 30 | Mechanical Aux-Installation | 100001881 | 995463 |  | 18 |  | Air conditioning system for Switchyard Panel Room of 9m length | SET | 2 |  | INCLUDED | 0 | 0
116 | 7000010866 | 1170 | 390 | 40 | Mechanical Aux-Installation | 100000975 | 995461 |  | 18 |  | 4.5 kg CO2 type Portable Fire extinguisher | EA | 4 |  | INCLUDED | 0 | 0
117 | 7000010866 | 1340 | 420 | 10 | PLCC at Kishanganj-Service | 100002042 | 998734 |  | 18 |  | 400kV,3150A,0.5mH ,63kA Line Trap | EA | 4 |  | INCLUDED | 0 | 0
118 | 7000010866 | 1340 | 420 | 20 | PLCC at Kishanganj-Service | 100000883 | 998734 |  | 18 |  | 420 kV ,1 phase Bus Post Insulators for Line Traps | EA | 12 |  | INCLUDED | 0 | 0
119 | 7000010866 | 1340 | 420 | 30 | PLCC at Kishanganj-Service | 100000886 | 998734 |  | 18 |  | Coupling device for PLCC | EA | 2 |  | INCLUDED | 0 | 0
120 | 7000010866 | 1340 | 420 | 40 | PLCC at Kishanganj-Service | 100000888 | 998734 |  | 18 |  | Carrier Equipment Analog type (for Speech+Data & Speech+Protection) | EA | 2 |  | INCLUDED | 0 | 0
121 | 7000010866 | 1340 | 420 | 50 | PLCC at Kishanganj-Service | 100000890 | 998734 |  | 18 |  | Protection Coupler (Analog) | EA | 1 |  | INCLUDED | 0 | 0
122 | 7000010866 | 1340 | 420 | 60 | PLCC at Kishanganj-Service | 100003517 | 998734 |  | 18 |  | HF CABLE FOR PLCC-75 OHM (KM) | KM | 1 |  | INCLUDED | 0 | 0
123 | 7000010866 | 1340 | 420 | 70 | PLCC at Kishanganj-Service | 100001492 | 995429 |  | 18 |  | Dismantling, transportation & re-erection of 400kV PLCC | SET | 1 |  | INCLUDED | 0 | 0
124 | 7000010866 | 1340 | 420 | 80 | PLCC at Kishanganj-Service | 100000891 | 998734 |  | 18 |  | Digital Protection Coupler | EA | 1 |  | INCLUDED | 0 | 0
125 | 7000010866 | 1390 | 440 | 10 | Servic - PMU & assesories at Saharsa S/S | 170000502 | 998713 |  | 18 |  | Service:- Phasor Measurement Unit (PMU) | EA | 4 |  | INCLUDED | 0 | 0
126 | 7000010866 | 1390 | 440 | 20 | Servic - PMU & assesories at Saharsa S/S | 170000530 | 998734 |  | 18 |  | WAMS TIME SYSTEM(GPS RECEIVER) | EA | 4 |  | INCLUDED | 0 | 0
127 | 7000010866 | 1390 | 440 | 30 | Servic - PMU & assesories at Saharsa S/S | 170000503 | 998713 |  | 18 |  | Installation of Substation Grade Layer-3 LAN Switches as per Technical Specification | EA | 5 |  | INCLUDED | 0 | 0
128 | 7000010866 | 1390 | 440 | 40 | Servic - PMU & assesories at Saharsa S/S | 170000504 | 998713 |  | 18 |  | Services:- Armored Fibre Optic Cable and associated termination equipment | LOT | 1 |  | INCLUDED | 0 | 0
129 | 7000010866 | 1390 | 440 | 50 | Servic - PMU & assesories at Saharsa S/S | 170000501 | 998734 |  | 18 |  | Integration of PMU with the PDC (Phasor Data Concentrator) of RLDCs and respective SLDCs as required. | LOT | 1 |  | INCLUDED | 0 | 0
130 | 7000010866 | 1510 | 460 | 10 | Telecom Equipment Service | 100002812 | 998734 |  | 18 |  | SDH Equipment (STM-16 MADM upto 5 MSP protected directions)-Base Equipment (Common cards, Cross Connect/control cards, optical basecards, power supply cards, power cabling, other hardware and accessories including sub racks, patch cord, DDF etc fully equipedexcluding optical interface & Tributary cards | EA | 1 |  | INCLUDED | 0 | 0
131 | 7000010866 | 1510 | 460 | 20 | Telecom Equipment Service | 170000433 | 998734 |  | 18 |  | Optical Interface Cards/SFP# -S16.1 for SDH Equipment-STM-16 | EA | 4 |  | INCLUDED | 0 | 0
132 | 7000010866 | 1510 | 460 | 30 | Telecom Equipment Service | 170000374 | 998734 |  | 18 |  | Optical Interface Card (to support minimum 150 kms) for STM-16 | EA | 4 |  | INCLUDED | 0 | 0
133 | 7000010866 | 1510 | 460 | 40 | Telecom Equipment Service | 100002822 | 998734 |  | 18 |  | Optical Interface Card (to support minimum 225 kms) for STM-16 | EA | 4 |  | INCLUDED | 0 | 0
134 | 7000010866 | 1510 | 460 | 50 | Telecom Equipment Service | 100002825 | 998734 |  | 18 |  | Tributary interface- E1 interface (Minimum 16 nos.) | SET | 2 |  | INCLUDED | 0 | 0
135 | 7000010866 | 1510 | 460 | 60 | Telecom Equipment Service | 100002828 | 998734 |  | 18 |  | Tributary interfaces-Ethernet Interfaces 10/100 Mbps with Layer -2 Switching (Minimum 16 nos.) | SET | 2 |  | INCLUDED | 0 | 0
136 | 7000010866 | 1510 | 460 | 70 | Telecom Equipment Service | 100002829 | 998734 |  | 18 |  | Tributary interface-Gigabit Ethernet Interfaces 10/100 Mbps with Layer -2 Switching (minimum 2 nos.) | SET | 2 |  | INCLUDED | 0 | 0
137 | 7000010866 | 1510 | 460 | 80 | Telecom Equipment Service | 170000375 | 998734 |  | 18 |  | Equipment Cabinets-For SDH Equipments | EA | 1 |  | INCLUDED | 0 | 0
138 | 7000010866 | 1510 | 460 | 90 | Telecom Equipment Service | 170000376 | 998734 |  | 18 |  | NMS-Craft Terminal-Hardware | EA | 1 |  | INCLUDED | 0 | 0
139 | 7000010866 | 1510 | 460 | 100 | Telecom Equipment Service | 170000377 | 998734 |  | 18 |  | NMS-Craft Terminal-Software | EA | 1 |  | INCLUDED | 0 | 0
140 | 7000010866 | 1510 | 460 | 110 | Telecom Equipment Service | 170000500 | 998336 |  | 18 |  | 8Port VOIP Gateway | EA | 1 |  | INCLUDED | 0 | 0
IV | Extn of Durgapur S/S | [14 empty] | 0 | 0
141 | 7000010866 | 1650 | 20 | 10 | AIS EQUIPMENT | 100000262 | 998736 |  | 18 |  | 420kV, 3150A, 40kA Circuit Breaker(3-Phase) with closing resistor (withsupport structure) | EA | 4 |  | INCLUDED | 0 | 0
142 | 7000010866 | 1650 | 20 | 20 | AIS EQUIPMENT | 100004323 | 998731 |  | 18 |  | ERECTION H/W FOR MISCELLANEOUS WORK AS PER TECHNICAL SPECIFICATION | LS | 1 |  | INCLUDED | 0 | 0
143 | 7000010866 | 1710 | 40 | 10 | PLCC at Durgapur-INSTALLATION | 100000890 | 998734 |  | 18 |  | Protection Coupler (Analog) | EA | 1 |  | INCLUDED | 0 | 0
144 | 7000010866 | 1710 | 40 | 20 | PLCC at Durgapur-INSTALLATION | 100000886 | 998734 |  | 18 |  | Coupling device for PLCC | EA | 1 |  | INCLUDED | 0 | 0
145 | 7000010866 | 1710 | 40 | 30 | PLCC at Durgapur-INSTALLATION | 100000888 | 998734 |  | 18 |  | Carrier Equipment Analog type (for Speech+Data & Speech+Protection) | EA | 2 |  | INCLUDED | 0 | 0
146 | 7000010866 | 1710 | 40 | 40 | PLCC at Durgapur-INSTALLATION | 100003517 | 998734 |  | 18 |  | HF CABLE FOR PLCC-75 OHM (KM) | KM | 1 |  | INCLUDED | 0 | 0
147 | 7000010866 | 1710 | 40 | 50 | PLCC at Durgapur-INSTALLATION | 100001564 | 995429 |  | 18 |  | Dismantling of 400kV PLCC | SET | 1 |  | INCLUDED | 0 | 0
148 | 7000010866 | 1710 | 40 | 60 | PLCC at Durgapur-INSTALLATION | 100000891 | 998734 |  | 18 |  | Digital Protection Coupler | EA | 1 |  | INCLUDED | 0 | 0
149 | 7000010866 | 1790 | 80 | 20 | CVIL WORKS | 100001324 | 995433 |  | 18 |  | Excavation in all types of soil and rock including backfilling disposal etc. for all leads and lifts | M3 | 170 |  | INCLUDED | 0 | 0
150 | 7000010866 | 1790 | 80 | 30 | CVIL WORKS | 100001325 | 995454 |  | 18 |  | Providing and laying of Plain Cement Concrete (PCC) (1:4:8) | M3 | 6 |  | INCLUDED | 0 | 0
151 | 7000010866 | 1790 | 80 | 40 | CVIL WORKS | 100001327 | 995454 |  | 18 |  | Providing and laying of Reinforced Cement Concrete M25 mix including pre cast, shuttering, Grouting of pockets & underpinning butexcluding steel reinforcement | M3 | 75 |  | INCLUDED | 0 | 0
152 | 7000010866 | 1790 | 80 | 50 | CVIL WORKS | 100001329 | 995454 |  | 18 |  | Steel Reinforcement | MT | 2 |  | INCLUDED | 0 | 0
153 | 7000010866 | 1790 | 80 | 60 | CVIL WORKS | 100001452 | 995429 |  | 18 |  | Demolishing cement concrete including disposal of material-1:4:8 | M3 | 4 |  | INCLUDED | 0 | 0
154 | 7000010866 | 1790 | 80 | 70 | CVIL WORKS | 100001454 | 995429 |  | 18 |  | Demolishing RCC work including stacking of steel bars and disposal of unserviceable material. | M3 | 40 |  | INCLUDED | 0 | 0
155 | 7000010866 | 2330 | 100 | 10 | Telecom equipment service | 100002812 | 998734 |  | 18 |  | SDH Equipment (STM-16 MADM upto 5 MSP protected directions)-Base Equipment (Common cards, Cross Connect/control cards, optical basecards, power supply cards, power cabling, other hardware and accessories including sub racks, patch cord, DDF etc fully equipedexcluding optical interface & Tributary cards | EA | 1 |  | INCLUDED | 0 | 0
156 | 7000010866 | 2330 | 100 | 20 | Telecom equipment service | 170000374 | 998734 |  | 18 |  | Optical Interface Card (to support minimum 150 kms) for STM-16 | EA | 4 |  | INCLUDED | 0 | 0
157 | 7000010866 | 2330 | 100 | 30 | Telecom equipment service | 100002822 | 998734 |  | 18 |  | Optical Interface Card (to support minimum 225 kms) for STM-16 | EA | 2 |  | INCLUDED | 0 | 0
158 | 7000010866 | 2330 | 100 | 40 | Telecom equipment service | 170000375 | 998734 |  | 18 |  | Equipment Cabinets-For SDH Equipments | EA | 1 |  | INCLUDED | 0 | 0
159 | 7000010866 | 2330 | 100 | 50 | Telecom equipment service | 170000500 | 998336 |  | 18 |  | 8Port VOIP Gateway | EA | 1 |  | INCLUDED | 0 | 0
160 | 7000010866 | 2330 | 100 | 60 | Telecom equipment service | 100002861 | 998734 |  | 18 |  | Repeater Shelter System including all shelter items such as Air-Conditioner, DG Sets, Static Voltage Stabliser, DCPS & Battery etcas per Technical Specification of PUF insulated pre-coated Steel Shelter (Inner dimension : 4340 X 2540 X 3000 mm & Outer dimension4500 X 2700 X 3160 mm) | SET | 1 |  | INCLUDED | 0 | 0
V | Extn of Kahalgaon S/S | [14 empty] | 0 | 0
161 | 7000010866 | 1840 | 20 | 10 | AIS EQUIPMENT | 100000262 | 998736 |  | 18 |  | 420kV, 3150A, 40kA Circuit Breaker(3-Phase) with closing resistor (withsupport structure) | EA | 2 |  | INCLUDED | 0 | 0
162 | 7000010866 | 1840 | 20 | 20 | AIS EQUIPMENT | 100004323 | 998731 |  | 18 |  | ERECTION H/W FOR MISCELLANEOUS WORK AS PER TECHNICAL SPECIFICATION | LS | 1 |  | INCLUDED | 0 | 0
163 | 7000010866 | 1840 | 20 | 40 | AIS EQUIPMENT | 100001548 | 995429 |  | 18 |  | Dismantling & re-erection of Wave traps | EA | 1 |  | INCLUDED | 0 | 0
164 | 7000010866 | 1840 | 20 | 50 | AIS EQUIPMENT | 100003811 | 995459 |  | 18 |  | Dismantling of Lattice/Pipe Support Structure for 400kV WT(3 No. BPI) | EA | 1 |  | INCLUDED | 0 | 0
165 | 7000010866 | 1900 | 40 | 10 | PLCC at Kahalgaon end | 100000890 | 998734 |  | 18 |  | Protection Coupler (Analog) | EA | 1 |  | INCLUDED | 0 | 0
166 | 7000010866 | 1900 | 40 | 20 | PLCC at Kahalgaon end | 100000886 | 998734 |  | 18 |  | Coupling device for PLCC | EA | 1 |  | INCLUDED | 0 | 0
167 | 7000010866 | 1900 | 40 | 30 | PLCC at Kahalgaon end | 100000888 | 998734 |  | 18 |  | Carrier Equipment Analog type (for Speech+Data & Speech+Protection) | EA | 2 |  | INCLUDED | 0 | 0
168 | 7000010866 | 1900 | 40 | 40 | PLCC at Kahalgaon end | 100003517 | 998734 |  | 18 |  | HF CABLE FOR PLCC-75 OHM (KM) | KM | 1 |  | INCLUDED | 0 | 0
169 | 7000010866 | 1900 | 40 | 50 | PLCC at Kahalgaon end | 100001492 | 995429 |  | 18 |  | Dismantling, transportation & re-erection of 400kV PLCC | SET | 1 |  | INCLUDED | 0 | 0
170 | 7000010866 | 1900 | 40 | 60 | PLCC at Kahalgaon end | 100000891 | 998734 |  | 18 |  | Digital Protection Coupler | EA | 1 |  | INCLUDED | 0 | 0
171 | 7000010866 | 2110 | 90 | 20 | Civil works | 100001324 | 995433 |  | 18 |  | Excavation in all types of soil and rock including backfilling disposal etc. for all leads and lifts | M3 | 170 |  | INCLUDED | 0 | 0
172 | 7000010866 | 2110 | 90 | 30 | Civil works | 100001325 | 995454 |  | 18 |  | Providing and laying of Plain Cement Concrete (PCC) (1:4:8) | M3 | 6 |  | INCLUDED | 0 | 0
173 | 7000010866 | 2110 | 90 | 40 | Civil works | 100001327 | 995454 |  | 18 |  | Providing and laying of Reinforced Cement Concrete M25 mix including pre cast, shuttering, Grouting of pockets & underpinning butexcluding steel reinforcement | M3 | 75 |  | INCLUDED | 0 | 0
174 | 7000010866 | 2110 | 90 | 50 | Civil works | 100001329 | 995454 |  | 18 |  | Steel Reinforcement | MT | 2 |  | INCLUDED | 0 | 0
175 | 7000010866 | 2110 | 90 | 60 | Civil works | 100001452 | 995429 |  | 18 |  | Demolishing cement concrete including disposal of material-1:4:8 | M3 | 4 |  | INCLUDED | 0 | 0
176 | 7000010866 | 2110 | 90 | 70 | Civil works | 100001454 | 995429 |  | 18 |  | Demolishing RCC work including stacking of steel bars and disposal of unserviceable material. | M3 | 40 |  | INCLUDED | 0 | 0
177 | 7000010866 | 2530 | 150 | 10 | Telecom equipment service | 100002812 | 998734 |  | 18 |  | SDH Equipment (STM-16 MADM upto 5 MSP protected directions)-Base Equipment (Common cards, Cross Connect/control cards, optical basecards, power supply cards, power cabling, other hardware and accessories including sub racks, patch cord, DDF etc fully equipedexcluding optical interface & Tributary cards | EA | 1 |  | INCLUDED | 0 | 0
178 | 7000010866 | 2530 | 150 | 20 | Telecom equipment service | 170000433 | 998734 |  | 18 |  | Optical Interface Cards/SFP# -S16.1 for SDH Equipment-STM-16 | EA | 4 |  | INCLUDED | 0 | 0
179 | 7000010866 | 2530 | 150 | 30 | Telecom equipment service | 100002822 | 998734 |  | 18 |  | Optical Interface Card (to support minimum 225 kms) for STM-16 | EA | 2 |  | INCLUDED | 0 | 0
180 | 7000010866 | 2530 | 150 | 40 | Telecom equipment service | 100002825 | 998734 |  | 18 |  | Tributary interface- E1 interface (Minimum 16 nos.) | SET | 2 |  | INCLUDED | 0 | 0
181 | 7000010866 | 2530 | 150 | 50 | Telecom equipment service | 100002828 | 998734 |  | 18 |  | Tributary interfaces-Ethernet Interfaces 10/100 Mbps with Layer -2 Switching (Minimum 16 nos.) | SET | 2 |  | INCLUDED | 0 | 0
182 | 7000010866 | 2530 | 150 | 60 | Telecom equipment service | 100002829 | 998734 |  | 18 |  | Tributary interface-Gigabit Ethernet Interfaces 10/100 Mbps with Layer -2 Switching (minimum 2 nos.) | SET | 2 |  | INCLUDED | 0 | 0
183 | 7000010866 | 2530 | 150 | 70 | Telecom equipment service | 170000375 | 998734 |  | 18 |  | Equipment Cabinets-For SDH Equipments | EA | 1 |  | INCLUDED | 0 | 0
184 | 7000010866 | 2530 | 150 | 80 | Telecom equipment service | 170000376 | 998734 |  | 18 |  | NMS-Craft Terminal-Hardware | EA | 1 |  | INCLUDED | 0 | 0
185 | 7000010866 | 2530 | 150 | 90 | Telecom equipment service | 170000377 | 998734 |  | 18 |  | NMS-Craft Terminal-Software | EA | 1 |  | INCLUDED | 0 | 0
186 | 7000010866 | 2530 | 150 | 100 | Telecom equipment service | 170000500 | 998336 |  | 18 |  | 8Port VOIP Gateway | EA | 1 |  | INCLUDED | 0 | 0
[11 empty] | Total of Schedule-3 |  |  |  | 0 |  | 0 | 1 | 0 | [5 empty] | 0
| # | In case the bidder leaves the cell for confirmation of the SAC and/or GST rate “blank”, the SAC and corresponding GST rate indicated by the Employer shall be deemed to be the one confirmed by the Bidder.
| Date : | -- | [10 empty] | Printed Name : | 0
| Place : | 0 | [10 empty] | Designation : | 0
0

## Sch-4
Specification No.: CC-CS/1010-ER1/SS-4083/3/G2 | [11 empty] | Schedule - 4
Substation Extension Package-SS69 for (i) 400/220 kV Muzaffarpur S/S extn including ICT, (ii) 400 kV Saharsa S/S extn, (iii) 400 kV Durgapur S/S extn and (ii) 400kV Kahalgaon S/S (NTPC) extn associated with Eastern Region Strengthening Scheme-XXIII
(SCHEDULE OF RATES AND PRICES )
Bidder’s Name and Address (Sole Bidder) : | [10 empty] | To:
Contract Services
Name : | [10 empty] | Power Grid Corporation of India Ltd.,
Address : | [10 empty] | "Saudamini", Plot No.-2
Sector-29,
Gurgaon (Haryana) - 122001
Training Charges :
SI. No. | PR No | Line Item No | Activity Header | PR Activity No | Activity Description | Service Code | SAC (Service Accounting Codes) | Rate of GST applicable ( in %) | Description | Unit | Quantity | Unit Charges | Total Charges
1 | 2 | 3 | 4 | 5 | 6 | 7 | 8 | 9 | 10 | 11 | 12 | 13 | 14=12*13
NOT APPLICABLE
[5 empty] | Total for Training Charges [Total Schedule 4] | [7 empty] | 0
| Date : | -- | [8 empty] | Printed Name : | 0
| Place : | 0 | [8 empty] | Designation : | 0

## Sch-5
Specification No.: CC-CS/1010-ER1/SS-4083/3/G2 |  |  |  | Schedule - 5
Substation Extension Package-SS69 for (i) 400/220 kV Muzaffarpur S/S extn including ICT, (ii) 400 kV Saharsa S/S extn, (iii) 400 kV Durgapur S/S extn and (ii) 400kV Kahalgaon S/S (NTPC) extn associated with Eastern Region Strengthening Scheme-XXIII
(SUMMARY OF TAXES & DUTIES )
Bidder’s Name and Address (Sole Bidder) : |  |  | To:
Contract Services
Name : |  |  | Power Grid Corporation of India Ltd.,
Address : |  |  | "Saudamini", Plot No.-2
Sector-29,
Gurgaon (Haryana) - 122001
Sl. No. | Item Nos. |  | Total Price (INR)
1 | TOTAL GST on Goods |  | 0
Total GST for Supply of Goods (inter-alia including Type Test Charges) between the Contractor and the Employer (identified in Schedule 1') which are not included in the Ex-works price as per the provision of the Bidding Documents, as applicable.
2 | TOTAL GST on Services |  | 0
Total GST on Installation Services (indentified in Schedule-3) and Training to be imparted in India (identified in Schedule-4) which are not included in the Installation and Training charges as per the provision of the Bidding Documents, as applicable
| GRAND TOTAL [1+2] |  | 0
Date : | -- | Printed Name : | 0
Place : | 0 | Designation : | 0
Click for Sch-6

## Sch-5 after discount (hidden)
Specification No.: CC-CS/1010-ER1/SS-4083/3/G2 |  |  |  | Schedule - 5
Substation Extension Package-SS69 for (i) 400/220 kV Muzaffarpur S/S extn including ICT, (ii) 400 kV Saharsa S/S extn, (iii) 400 kV Durgapur S/S extn and (ii) 400kV Kahalgaon S/S (NTPC) extn associated with Eastern Region Strengthening Scheme-XXIII
(SUMMARY OF TAXES & DUTIES )
Bidder’s Name and Address (Sole Bidder) : |  |  | To:
Contract Services
Name : |  |  | Power Grid Corporation of India Ltd.,
Address : |  |  | "Saudamini", Plot No.-2
Sector-29,
Gurgaon (Haryana) - 122001
Sl. No. | Item Nos. |  | Total Price (INR)
1 | TOTAL GST on Goods |  | 0
Total GST for Supply of Goods (inter-alia including Type Test Charges) between the Contractor and the Employer (identified in Schedule 1') which are not included in the Ex-works price as per the provision of the Bidding Documents, as applicable.
2 | TOTAL GST on Services |  | 0
Total GST on Installation Services (indentified in Schedule-3) and Training to be imparted in India (identified in Schedule-4) which are not included in the Installation and Training charges as per the provision of the Bidding Documents, as applicable
| GRAND TOTAL [1+2] |  | 0
Date : | -- | Printed Name : | 0
Place : | 0 | Designation : | 0
Click for Sch-6

## Sch-6
Specification No.: CC-CS/1010-ER1/SS-4083/3/G2 |  |  | Schedule - 6
Substation Extension Package-SS69 for (i) 400/220 kV Muzaffarpur S/S extn including ICT, (ii) 400 kV Saharsa S/S extn, (iii) 400 kV Durgapur S/S extn and (ii) 400kV Kahalgaon S/S (NTPC) extn associated with Eastern Region Strengthening Scheme-XXIII
(GRAND SUMMARY)
Bidder’s Name and Address (Sole Bidder) : |  |  | To:
Contract Services
Name : |  |  | Power Grid Corporation of India Ltd.,
Address : |  |  | "Saudamini", Plot No.-2
Sector-29,
Gurgaon (Haryana) - 122001
Sl. No. | Description |  | Total Price (INR)
1 | TOTAL SCHEDULE NO. 1 |  | 0
Ex-works price of Plant and Equipment including Type Test Charges
2 | TOTAL SCHEDULE NO. 2 |  | 0
Local Transportation, In-transit Insurance, loading and unloading
3 | TOTAL SCHEDULE NO. 3 |  | 0
Installation Charges
4 | TOTAL SCHEDULE NO. 4 - (NOT APPLICABLE) |  | 0
Training Charges
5 | TOTAL SCHEDULE NO. 5 |  | 0
Taxes and Duties
6 | TOTAL SCHEDULE NO. 7 - (NOT APPLICABLE) |  | 0
Type Test Charges [Total of this Schedule is included in Schedule - 1 above.]
| GRAND TOTAL [1+2+3+4+5] |  | 0
Date : | -- | Printed Name : | 0
Place : | 0 | Designation : | 0
Click for Sch-7

## Sch-6 After Discount
Specification No.: CC-CS/1010-ER1/SS-4083/3/G2 |  |  | Schedule - 6 After Discount
Substation Extension Package-SS69 for (i) 400/220 kV Muzaffarpur S/S extn including ICT, (ii) 400 kV Saharsa S/S extn, (iii) 400 kV Durgapur S/S extn and (ii) 400kV Kahalgaon S/S (NTPC) extn associated with Eastern Region Strengthening Scheme-XXIII
(GRAND SUMMARY)
Bidder’s Name and Address (Sole Bidder) : |  |  | To:
Contract Services
Name : |  |  | Power Grid Corporation of India Ltd.,
Address : |  |  | "Saudamini", Plot No.-2
Sector-29,
Gurgaon (Haryana) - 122001
Sl. No. | Description |  | Total Price (INR)
1 | TOTAL SCHEDULE NO. 1 |  | 0
Ex-works price of Plant and Equipment including Type Test Charges
2 | TOTAL SCHEDULE NO. 2 |  | 0
Local Transportation, In-transit Insurance, loading and unloading
3 | TOTAL SCHEDULE NO. 3 |  | 0
Installation Charges
4 | TOTAL SCHEDULE NO. 4 - (NOT APPLICABLE) |  | 0
Training Charges
5 | TOTAL SCHEDULE NO. 5 |  | 0
Taxes and Duties
6 | TOTAL SCHEDULE NO. 7 - (NOT APPLICABLE) |  | 0
Type Test Charges [Total of this Schedule is included in Schedule - 1 above.]
| GRAND TOTAL [1+2+3+4+5] |  | 0
Date : | -- | Printed Name : | 0
Place : | 0 | Designation : | 0

## Sch-7
Specification No.: CC-CS/1010-ER1/SS-4083/3/G2 | [12 empty] | Schedule 7
Substation Extension Package-SS69 for (i) 400/220 kV Muzaffarpur S/S extn including ICT, (ii) 400 kV Saharsa S/S extn, (iii) 400 kV Durgapur S/S extn and (ii) 400kV Kahalgaon S/S (NTPC) extn associated with Eastern Region Strengthening Scheme-XXIII | [18 empty] | As per Lum-sum |  | 0%
(SCHEDULE OF RATES AND PRICES ) | [18 empty] | AS per Percent |  | #REF!
[19 empty] | As per lum-sum on Sch-7 |  | 0%
Bidder’s Name and Address (Sole Bidder) : | [9 empty] | To: | [8 empty] | As per Percent on Sch-7 |  | #REF!
[10 empty] | Contract Services | [8 empty] | Total Discount |  | #REF!
Name : | [9 empty] | Power Grid Corporation of India Ltd.,
Address : | [9 empty] | "Saudamini", Plot No.-2
[10 empty] | Sector-29, | [8 empty] | Multipackage Discount |  | 0%
Gurgaon (Haryana) - 122001
Type Test Charges for Type Tests to be conducted:
Sl. No. | PR No | Line Item No | Activity Description | Code | HSN Code | Whether HSN in column ‘ 2 ’ is confirmed. If not indicate applicable the HSN code * | Rate of GST applicable ( in %) | Whether rate of GST in column ‘4’ is confirmed. If not indicate applicable rate of GST * | Description of Test | Unit | Quantity | Unit Charges | Total for Type Test charges |  |  |  |  | 0% |  | Total Test Charges After Discount (Rs.) |  | Dis Alert | Total Test Charges After MPD (Rs.)
1 | 2 | 3 | 4 | 5 | 6 | 7 | 8 | 9 | 10 | 11 | 12 | 13 | 14=12x13 |  |  |  |  | 5%
12%
I | Extn.of Kanpur S/s incl series Reactor | [16 empty] | 18%
1 | 7000009657 | 310 |  | 9000000434 | 998346 |  | 18 |  | TYPE TEST ON AIR CORE REACTOR | LOT | 1 |  | INCLUDED | 0 | 0 |  |  | 28%
II | Extn.of Bhiwani S/s incl Series reactor
2 | 7000009657 | 800 |  | 9000000434 | 998346 |  | 18 |  | TYPE TEST ON AIR CORE REACTOR | LOT | 1 |  | INCLUDED | 0 | 0
NOT APPLICABLE
[8 empty] | TOTAL TYPE TEST CHARGES |  |  |  |  | 0 |  | 0 | 1 | 0
| Date : | -- | [5 empty] | Printed Name : | 0
| Place : | 0 | [5 empty] | Designation : | 0
| Note : | Bidder should indicate the name of test laboratories where type tests are proposed to be conducted
Specification No.: CC-CS/1010-ER1/SS-4083/3/G2
Substation Extension Package-SS69 for (i) 400/220 kV Muzaffarpur S/S extn including ICT, (ii) 400 kV Saharsa S/S extn, (iii) 400 kV Durgapur S/S extn and (ii) 400kV Kahalgaon S/S (NTPC) extn associated with Eastern Region Strengthening Scheme-XXIII | [5 empty] | 0 | 0
(SCHEDULE OF RATES AND PRICES ) | [5 empty] | 0 | 0
Bidder’s Name and Address (Sole Bidder) :
[6 empty] | 0 | 0
Name : | [6 empty] | 0
Address : | [6 empty] | 0
0
0
Sl. No. | [5 empty] | Whether HSN in column ‘ 2 ’ is confirmed. If not indicate applicable the HSN code * | #REF!
#REF! | [5 empty] | #REF! | #REF!
#REF! | [5 empty] | #REF!
#REF! | [5 empty] | #REF! | #REF!
#REF! | [5 empty] | #REF! | #REF!
[6 empty] | #REF! | #REF!
#REF! | [5 empty] | #REF!
#REF! | [5 empty] | #REF!
#REF! | [5 empty] | #REF!
#REF! | [5 empty] | #REF! | #REF!
#REF! | [5 empty] | #REF! | #REF!
#REF! | [5 empty] | #REF! | #REF!
#REF! | [5 empty] | #REF! | #REF!
[6 empty] | #REF! | #REF!
#REF! | [5 empty] | #REF!
#REF! | [5 empty] | #REF! | #REF!
#REF! | [5 empty] | #REF! | #REF!
#REF! | [5 empty] | #REF! | #REF!
#REF! | [5 empty] | #REF! | #REF!
[6 empty] | #REF! | #REF!
#REF! | [5 empty] | #REF!
#REF! | [5 empty] | #REF! | #REF!
#REF! | [5 empty] | #REF! | #REF!
#REF! | [5 empty] | #REF! | #REF!
[6 empty] | #REF! | #REF!
#REF! | [5 empty] | #REF!
#REF! | [5 empty] | #REF! | #REF!
#REF! | [5 empty] | #REF! | #REF!
#REF! | [5 empty] | #REF! | #REF!
[6 empty] | #REF! | #REF!
#REF! | [5 empty] | #REF!
#REF! | [5 empty] | #REF! | #REF!
#REF! | [5 empty] | #REF! | #REF!
#REF! | [5 empty] | #REF! | #REF!
#REF! | [5 empty] | #REF! | #REF!
[6 empty] | #REF! | #REF!
[6 empty] | #REF! | #REF!
#REF! | [5 empty] | #REF!
#REF! | [5 empty] | #REF!
#REF! | [5 empty] | #REF! | #REF!
#REF! | [5 empty] | #REF! | #REF!
#REF! | [5 empty] | #REF! | #REF!
[6 empty] | #REF! | #REF!
[6 empty] | #REF! | #REF!
#REF! | [5 empty] | #REF!
#REF! | [5 empty] | #REF!
#REF! | [5 empty] | #REF! | #REF!
#REF! | [5 empty] | #REF! | #REF!
#REF! | [5 empty] | #REF! | #REF!
#REF! | [5 empty] | #REF! | #REF!
#REF! | [5 empty] | #REF! | #REF!
[6 empty] | #REF! | #REF!
#REF! | [5 empty] | #REF!
#REF! | [5 empty] | #REF! | #REF!
#REF! | [5 empty] | #REF! | #REF!
#REF! | [5 empty] | #REF! | #REF!
#REF! | [5 empty] | #REF! | #REF!
#REF! | [5 empty] | #REF! | #REF!
#REF! | [5 empty] | #REF! | #REF!
[6 empty] | #REF! | #REF!
#REF! | [5 empty] | #REF!
#REF! | [5 empty] | #REF! | #REF!
#REF! | [5 empty] | #REF! | #REF!
#REF! | [5 empty] | #REF! | #REF!
#REF! | [5 empty] | #REF! | #REF!
#REF! | [5 empty] | #REF! | #REF!
#REF! | [5 empty] | #REF! | #REF!
#REF! | [5 empty] | #REF! | #REF!
#REF! | [5 empty] | #REF! | #REF!
#REF! | [5 empty] | #REF! | #REF!
[6 empty] | #REF! | #REF!
#REF! | [5 empty] | #REF!
#REF! | [5 empty] | #REF! | #REF!
#REF! | [5 empty] | #REF! | #REF!
#REF! | [5 empty] | #REF! | #REF!
[6 empty] | #REF! | #REF!
#REF! | [5 empty] | #REF!
#REF! | [5 empty] | #REF! | #REF!
#REF! | [5 empty] | #REF! | #REF!
#REF! | [5 empty] | #REF! | #REF!
[6 empty] | #REF! | #REF!
#REF! | [5 empty] | #REF!
#REF! | [5 empty] | #REF! | #REF!
#REF! | [5 empty] | #REF! | #REF!
[6 empty] | #REF! | #REF!
#REF! | [5 empty] | #REF!
#REF! | [5 empty] | #REF! | #REF!
#REF! | [5 empty] | #REF! | #REF!
#REF! | [5 empty] | #REF! | #REF!
#REF! | [5 empty] | #REF! | #REF!
#REF! | [5 empty] | #REF! | #REF!
#REF! | [5 empty] | #REF! | #REF!
[6 empty] | #REF! | #REF!
#REF! | [5 empty] | #REF!
#REF! | [5 empty] | #REF! | #REF!
#REF! | [5 empty] | #REF! | #REF!
#REF! | [5 empty] | #REF! | #REF!
#REF! | [5 empty] | #REF! | #REF!
#REF! | [5 empty] | #REF!
#REF! | [5 empty] | #REF! | #REF!
#REF! | [5 empty] | #REF! | #REF!
#REF! | [5 empty] | #REF! | #REF!
#REF! | [5 empty] | #REF! | #REF!
[6 empty] | #REF! | #REF!
[6 empty] | #REF! | #REF!
[6 empty] | #REF! | #REF!

## Discount
This letter of discount is optional. Bidder may / may not offer any discount.
Specification No.: CC-CS/1010-ER1/SS-4083/3/G2 |  |  |  |  | Letter of Discount | [6 empty] | Schedule 1 | 0
[12 empty] | Schedule 2 | 0
LETTER OF DISCOUNT | [11 empty] | Schedule 3 | 0
To: | [5 empty] | Schedule 7 | 0 | 1 |  |  |  | Schedule 4
Contract Services | [5 empty] | Schedule 1 | 0 | 1 |  |  |  | Schedule 7
Power Grid Corporation of India Ltd., | [5 empty] | Schedule 2 | 0 | 1 |  |  |  | Total | 0
"Saudamini", Plot No.-2 | [5 empty] | Schedule 3 | 0 | 1
Sector-29, (near IFFCO Chowk) | [5 empty] | Total Bid Price | 0 | 1
Gurgaon (Haryana) - 122001
Subject : |  | Substation Extension Package-SS69 for (i) 400/220 kV Muzaffarpur S/S extn including ICT, (ii) 400 kV Saharsa S/S extn, (iii) 400 kV Durgapur S/S extn and (ii) 400kV Kahalgaon S/S (NTPC) extn associated with Eastern Region Strengthening Scheme-XXIII
Dear Sir
With reference to the subject tender, we hereby offer unconditional discount on the prices quoted by us as per details given here below : | [5 empty] | Sch 1 | Sch 2 | Sch 3 | Sch 7 | Final Discount Factor |  | Sch-1 | Sch-2 | Sch-3 | Sch-4 | Sch-7
| 1 | Discount on lum-sum basis on total price quoted by us without Taxes & Duties. [The discount shall be proportionately applicable on all the items of all the Schdules i.e. Sch-1 (without type test charges), Sch-2, Sch-3, Sch-4 & Sch-7] In Rs. |  |  |  | 0 | 0 | 0 | 0 |  |  | #DIV/0! | #DIV/0! | #DIV/0! | #DIV/0! | #DIV/0!
| 2 | Discount on percent basis on total price quoted by us without Taxes & Duties. [The discount shall be proportionately applicable on all the items of all the Schdules i.e. Sch-1 (without type test charges), Sch-2 , Sch-3, Sch-4 & Sch-7] In Percent (%) |  |  |  | 0 | 0 | 0 | 0 |  |  | 0 | 0 | 0 | 0 | 0
| 3 | Discount on lum-sum basis on the Schedules as given below : [The discount shall be proportionately applicable on all the relevent items of the respective Schdules.] In Rs.
|  | Schedule-1 : Ex works prices |  | In Rs. |  | 0 |  |  |  | Schedule-1 : (Direct Only) | 0% | 0 | X | X | X | X
|  | Schedule-2 : Freight & Insurance |  | In Rs. |  |  | 0 |  |  | Schedule-2 : Freight & Insurance | 0% | X | 0 | X | X | X
|  | Schedule-3 : Erection Charges |  | In Rs. |  |  |  | 0 |  | Schedule-3 : Erection Charges | 0% | X | X | 0 | X | X
|  | Schedule-4 : Training Charges | (NOT APPLICABLE) | In Rs. |  |  |  |  | 0 |  |  | X | X | X | 0 | X
|  | Schedule-7 : Type Test Charges | (NOT APPLICABLE) | In Rs. | [5 empty] | Schedule-6 : Type Test Charges | 0% | X | X | X | X | 0
| 4 | Discount on percent basis on the Schedules as given below : [The discount shall be proportionately applicable on all the relevent items of the respective Schdules.] In Percent (%)
|  | Schedule-1 : Ex works prices |  | In Percent (%) |  | 0 | [5 empty] | 0 | X | X | X | X
|  | Schedule-2 : Freight & Insurance |  | In Percent (%) |  |  | 0 |  |  |  |  | X | 0 | X | X | X
|  | Schedule-3 : Erection Charges |  | In Percent (%) |  |  |  | 0 |  |  |  | X | X | 0 | X | X
|  | Schedule-4 : Training Charges | (NOT APPLICABLE) | In Percent (%) |  |  |  |  | 0 |  |  | X | X | X | 0 | X
|  | Schedule-7 : Type Test Charges | (NOT APPLICABLE) | In Percent (%) | [7 empty] | X | X | X | X | 0
|  | Discount(s) offered at sl. No. 1 to 4 will get displayed and accounted for automatically in the respective items of the Schedules. |  |  |  | 0 | 0 | 0 | 0
| 5 | We hereby offer Multi-package discount as given below:
Multi-Package Discount(s) offered at sl. No. 5 will not get automatically accounted for in the respective items of the Schedules. The same shall be worked out saparately for evaluation.
Please consider this letter of discount as the integral part of our price bid. | [5 empty] | 0 | 0 | 0 | 0
Thanking you, we remain, | [5 empty] | 1 | 1 | 1 | 1 |  |  | #DIV/0! | #DIV/0! | #DIV/0! | #DIV/0! | #DIV/0!
[6 empty] | 0 | 0 | 0 | 0 |  |  | #DIV/0! | #DIV/0! | #DIV/0! | #DIV/0! | #DIV/0!
Yours faithfully,
For and on behalf of
Date : |  | -- | Printed Name : | 0
Place : |  | 0 | Designation : | 0
Click for Bid Form
Click for Bid Form

## Octroi (hidden)
Details of Octroi
Sl No. | Description of Items | Amount on which Octroi is applicable | Rate of Octroi | Octroi
(1) | (2) | (3) | (4) | (5) =(3) x (4)
1 |  |  |  | 0
2 |  |  |  | 0
3 |  |  |  | 0
4 |  |  |  | 0
5 |  |  |  | 0
6 |  |  |  | 0
7 |  |  |  | 0
8 |  |  |  | 0
9 |  |  |  | 0
10 |  |  |  | 0
| Total |  |  | 0
Back to Sch 5

## Entry Tax (hidden)
Details of Entry Tax
Sl No. | Description of Items | Amount on which Entry Tax is applicable | Rate of Entry Tax | Entry Tax
(1) | (2) | (3) | (4) | (5) =(3) x (4)
1 |  |  |  | 0
2 |  |  |  | 0
3 |  |  |  | 0
4 |  |  |  | 0
5 |  |  |  | 0
6 |  |  |  | 0
7 |  |  |  | 0
8 |  |  |  | 0
9 |  |  |  | 0
10 |  |  |  | 0
| Total |  |  | 0
Back to Sch 5

## Other Taxes & Duties (hidden)
Details of Other Taxes & Duties
Sl No. | Description of Items | Amount on which Other Taxes & Duties are applicable | Description of Taxes & Duties | Rate of Taxes & Duties | Amount of Taxes & Duties
(1) | (2) | (3) | (4) | (5) | (6) =(3) x (4)
1 |  |  |  |  | 0
2 |  |  |  |  | 0
3 |  |  |  |  | 0
4 |  |  |  |  | 0
5 |  |  |  |  | 0
6 |  |  |  |  | 0
7 |  |  |  |  | 0
8 |  |  |  |  | 0
9 |  |  |  |  | 0
10 |  |  |  |  | 0
| Total |  |  |  | 0
Back to Sch 5

## Bid Form 2nd Envelope
Specification No.: CC-CS/1010-ER1/SS-4083/3/G2 |  |  |  |  | Bid Form 2nd Envelope |  |  | Sole Bidder |  |  |  | 1 | st |  | 1 | January
[8 empty] | 0 |  |  |  | 2 | nd |  | 2 | February
BID FORM (Second Envelope) | [11 empty] | 3 | rd |  | 3 | March
[12 empty] | 4 | th |  | 4 | April
Bid Proposal Ref. No. | [11 empty] | 5 | th |  | 5 | May
Date : | -- | [10 empty] | 6 | th | #VALUE! | 6 | June
[12 empty] | 7 | th | #VALUE! | 7 | July
To: | [11 empty] | 8 | th | #VALUE! | 8 | August
[12 empty] | 9 | th | #VALUE! | 9 | September
Power Grid Corporation of India Ltd., | [11 empty] | 10 | th |  | 10 | October
"Saudamini", Plot No.-2 | [11 empty] | 11 | th |  | 11 | November
Sector-29, | [11 empty] | 12 | th |  | 12 | December
Gurgaon (Haryana) - 122001 | [11 empty] | 13 | th
[12 empty] | 14 | th
Name of Contract : |  | Substation Extension Package-SS69 for (i) 400/220 kV Muzaffarpur S/S extn including ICT, (ii) 400 kV Saharsa S/S extn, (iii) 400 kV Durgapur S/S extn and (ii) 400kV Kahalgaon S/S (NTPC) extn associated with Eastern Region Strengthening Scheme-XXIII | [9 empty] | 15 | th
Dear Ladies and/or Gentlemen, | [11 empty] | 16 | th
1 | In continuation of First Envelope of our Bid, we hereby submit the Second Envelope of the Bid, both of which shall be read together and in conjunction with each other, and shall be construed as an integral part of our Bid. Accordingly, we the undersigned, offer to design, manufacture, test, deliver, install and commission (including carrying out Trial Operation, Performance & Guarantee Test as per provision of Technical Specification) under the above-named package in full conformity with the said Bidding Documents for the sum of Rs. 0 (Rs. Zero Only ) or such other sums as may be determined in accordance with the terms and conditions of the Bidding Documents. | [6 empty] | In continuation of First Envelope of our Bid, we hereby submit the Second Envelope of the Bid, both of which shall be read together and in conjunction with each other, and shall be construed as an integral part of our Bid. Accordingly, we the undersigned, offer to design, manufacture, test, deliver, install and commission (including carrying out Trial Operation, Performance & Guarantee Test as per provision of Technical Specification) under the above-named package in full conformity with the said Bidding Documents for the sum of Rs. | or such other sums as may be determined in accordance with the terms and conditions of the Bidding Documents. | 0 | (Rs. Zero Only ) | 17 | th
| The above amounts are in accordance with the price schedules attached herewith and are made part of this bid. | [10 empty] | 18 | th
2 | Price Schedules | [10 empty] | 19 | th
2.1 | In line with the requirements of the Bidding documents, we enclose herewith the following Price Schedules, duly filled - in as per your proforma: | [10 empty] | 20 | th
| Schedule 1 |  | Plant and Equipment (Including Mandatory Spare Parts) to be supplied, including Type Test Charges. | [8 empty] | 21 | st
| Schedule 2 |  | Local Transportation, In-transit Insurance, loading and unloading. | [8 empty] | 22 | th
| Schedule 3 |  | Installation Charges. |  |  |  | Sole Bidder |  |  |  |  | 23 | th
| Schedule 4 |  | Training charges for training to be imparted. | [8 empty] | 24 | th
| Schedule 5 |  | Taxes and Duties | [8 empty] | 25 | th
| Schedule 6 |  | Grand Summary [Schedule 1to 6] | [8 empty] | 26 | th
| Schedule 7 |  | Break-up of Type Test Charges for Type Tests to be conducted | [8 empty] | 27 | th
2.2 | We are aware that the Price Schedules do not generally give a full description of the Work to be performed under each item and we shall be deemed to have read the Technical Specifications and other sections of the Bidding Documents and Drawings to ascertain the full scope of Work included in each item while filling-in the rates and prices. We agree that the entered rates and prices shall be deemed to include for the full scope as aforesaid, including overheads and profit. | [10 empty] | 28 | th
2.3 | We declare that as specified in Clause 11.5, Section –II:ITB, Vol.-I of the Bidding Documents, prices quoted by us in the Price Schedules shall be subject to Price Adjustment during the execution of Contract in accordance with Appendix-2 (Price Adjustment) to the Contract Agreement. | [10 empty] | 29 | th
2.4 | We understand that in the price schedules, where there are errors between the total of the amounts given under the column for the price Breakdown and the amount given under the Total Price, the former shall prevail and the latter will be corrected accordingly. We further understand that where there are discrepancies between amounts stated in figures and amounts stated in words, the amount stated in words shall prevail. Similarly, any discrepancy in the total bid price and that of the summation of Schedule price (price indicated in a Schedule indicating the total of that schedule), the total bid price shall be corrected to reflect the actual summation of the Schedule prices. | [10 empty] | 30 | th
2.5 | We declare that items left blank in the Schedules will be deemed to have been included in other items. The TOTAL for each Schedule and the TOTAL of Grand Summary shall be deemed to be the total price for executing the Facilities and sections thereof in complete accordance with the Contract, whether or not each individual item has been priced. | [10 empty] | 31 | st
3 | We confirm that except as otherwise specifically provided our Bid Prices in this Second Envelope include all taxes, duties, levies and charges as may be assessed on us/our Associate (applicable for Foreign Bidder), our Sub-Contractor/Sub-Vendor or their employees by all municipal, state or national government authorities in connection with the Facilities, in and outside of India.
3.1 | 100% of applicable Taxes and Duties i.e GST, which are payable by the Employer under the Contract, shall be reimbursed by the Employer on production of satisfactory documentary evidence by the Contractor in accordance with the provisions of the Bidding Documents.
3.2 | We further understand that notwithstanding 3.0 above, in case of award on us, you shall also bear and pay/reimburse to us, GST applicable on supplies by us to you, imposed on the Plant & Equipment including Mandatory Spare Parts to be incorporated into the Facilities including Type Test charges for Type test to be conducted in India specified in Schedule No. 1, Installation Services specified in Schedule No. 3 and Charges for Training to be imparted in India specified in Schedule No. 4 of the Price Schedule in this Second Envelope, by the Indian Laws.
3.4 | We confirm that we have also registered/we shall also get registered in the GST Network with a GSTIN , in all the states where the project is located and the states from which we shall make our supply of goods.
4 | # (For Joint Venture only) We, the partners of Joint Venture submitting this bid, do agree and confirm that in case of Award of Contract on the Joint Venture, we shall be jointly and severally liable and responsible for the execution of the Contract in accordance with Contract terms and conditions. |  |  |  |  | 1
5 | We, hereby, declare that only the persons or firms interested in this proposal as principals are named here and that no other persons or firms other than those mentioned herein have any interest in this proposal or in the Contract to be entered into, if the award is made on us, that this proposal is made without any connection with any other person, firm or party likewise submitting a proposal is in all respects for and in good faith, without collusion or fraud.
Thanking you, we remain,
Yours faithfully,
For and on behalf of
Signature :
Date : | -- |  |  | Printed Name : | 0
Place : | 0 |  |  | Designation : | 0
Common Seal :
Please provide additional information of the Bidder
Business Address :
Country of Incorporation :
State/Province to be indicated :
Name of Principal Officer :
Address of Principal Officer :
Note: Bidders may note that no prescribed proforma has been enclosed for Attachment 2 : Power of Attorney. Bidders may use their own proforma for furnishing the required information with the bid.
* * *
Back to Cover Page

## Contracts-Template (hidden)
Exworks
| Total Ex-Works Price Direct |  |  |  |  | 0
| Total Ex-Works Price Bought Out |  |  |  |  | 0
| Total Ex-Works Price |  |  |  |  | 0
| Total Type Test charges as per Schedule-7 |  |  |  |  | #REF!
| Total Ex-works Price including Type Test charges |  |  |  |  | #REF!
Note : | Specify amount of Excise Duty, Sales Tax/'VAT and other taxes payable on the transaction between the Contractor and the Employer and octroi/entry tax as applicable for destination site/state on all items of supply including bought-out finished items (to be identified in the Contract), which shall be dispatched directly from the sub-vendor’s works to the Employer’s site (sale-in-transit), separately in Schedule-5. Excise Duty, Sales tax and other levies for all the bought-out items are to be included in the EXW Price (Col. No. 5) only and not to be indicated in Schedule-5.
^ | If the item(s) quoted/considered as "Bought-out" in the bid are manufactured at Bidder's works and confirmed to be supplied under “Direct transaction” by the bidder, then the taxes and duties on such items shall be paid/reimbursed by POWERGRID in line with the provisions of Bidding Documents. For this purpose, at the time of award, the Ex-works price (exclusive of taxes & duties) shall be arrived at from the quoted Ex-works price (inclusive of taxes ad duties) by excluding taxes and duties applicable on such items, as on date of Bid opening, in case of supplies from manufacturer proposed in the bid. During contract execution, the taxes and duties on such items shall be paid/reimbursed at actuals, limited to the rates prevailing on date of Bid opening.
Date : | --
Place : |  |  | Printed Name : |  | --
Designation :
FandI
| Total F&I Price |  |  |  |  | (=SUM(I16:I27))
Date : | (='Sch-1'!B43)
Place : | (='Sch-1'!B44) |  | Printed Name : | (='Sch-1'!E44)
|  |  | Designation : | (='Sch-1'!E45)
service
| Total Installaiton Charges | [5 empty] | #REF!
Date : | (='Sch-1'!B43)
Place : | (='Sch-1'!B44) |  | Printed Name : | (='Sch-1'!E44)
|  |  | Designation : | (='Sch-1'!E45)
Training
Date : | (=IF('Sch-1'!B43=0,"", 'Sch-1'!B43)) |  | (="Printed Name : " & IF('Sch-1'!E44=0,"",'Sch-1'!E44))
Place : | (=IF('Sch-1'!B44=0,"", 'Sch-1'!B44)) |  | (="Designation : " & IF('Sch-1'!E45=0,"",'Sch-1'!E45))
Type test
| TOTAL TYPE TEST CHARGES |  |  |  |  | (=SUM(I17:I18))
Date : | (='Sch-1'!B43) | (="Printed Name : " & 'Sch-1'!E44)
Place : | (='Sch-1'!B44) | (="Designation : " & 'Sch-1'!E45)
Note : | Bidder should indicate the name of test laboratories where type tests are proposed to be conducted
Direct
Bought-out

## N to W (hidden)
0
Rs. Zero Only
0
0
0
0
0
0
1 | One
2 | Two
3 | Three
4 | Four
5 | Five
6 | Six
7 | Seven
8 | Eight
9 | Nine
10 | Ten
11 | Eleven
12 | Twelve
13 | Thirteen
14 | Fourteen
15 | Fifteen
16 | Sixteen
17 | Seventeen
18 | Eighteen
19 | Nineteen
20 | Twenty
21 | Twenty One
22 | Twenty Two
23 | Twenty Three
24 | Twenty Four
25 | Twenty Five
26 | Twenty Six
27 | Twenty Seven
28 | Twenty Eight
29 | Twenty Nine
30 | Thirty
31 | Thirty One
32 | Thirty Two
33 | Thirty Three
34 | Thirty Four
35 | Thirty Five
36 | Thirty Six
37 | Thirty Seven
38 | Thirty Eight
39 | Thirty Nine
40 | Forty
41 | Forty One
42 | Forty Two
43 | Forty Three
44 | Forty Four
45 | Forty Five
46 | Forty Six
47 | Forty Seven
48 | Forty Eight
49 | Forty Nine
50 | Fifty
51 | Fifty One
52 | Fifty Two
53 | Fifty Three
54 | Fifty Four
55 | Fifty Five
56 | Fifty Six
57 | Fifty Seven
58 | Fifty Eight
59 | Fifty Nine
60 | Sixty
61 | Sixty One
62 | Sixty Two
63 | Sixty Three
64 | Sixty Four
65 | Sixty Five
66 | Sixty Six
67 | Sixty Seven
68 | Sixty Eight
69 | Sixty Nine
70 | Seventy
71 | Seventy One
72 | Seventy Two
73 | Seventy Three
74 | Seventy Four
75 | Seventy Five
76 | Seventy Six
77 | Seventy Seven
78 | Seventy Eight
79 | Seventy Nine
80 | Eighty
81 | Eighty One
82 | Eighty Two
83 | Eighty Three
84 | Eighty Four
85 | Eighty Five
86 | Eighty Six
87 | Eighty Seven
88 | Eighty Eight
89 | Eighty Nine
90 | Ninety
91 | Ninety One
92 | Ninety Two
93 | Ninety Three
94 | Ninety Four
95 | Ninety Five
96 | Ninety Six
97 | Ninety Seven
98 | Ninety Eight
99 | Ninety Nine
100 | One Hundred