## Basic (hidden)
Package Name | 400kV AIS Substation Extn. Package-SS01 for (i) Extension of 400/220kV Bikaner-II PS under Implementation of 220kV bays for RE generators and 400/220kV ICTs at Bikaner-II PS.; (ii) Extension of 400/220kV Patiala S/s associated with Augmentation of transformation capacity at 400/220kV Kurukshetra (PG) & Patiala (PG) Substation (iii) Extension of 400/220kV Ranchi S/s under Eastern Region Expansion Scheme-XXVI (ERES-XXVI) (iv) Extension of 765kV Chilkaluripeta S/s associated with Requirement of 765kV spare (1- Ph) Reactor unit at 765kV Chilkaluripeta (Part-B).
Package Code | Substation Extension Package SS01_Rev02
Specification No. | Specification No.: 5002002072/SUB-STATION(EXCLUDIN/DOM/A00- CC CS -1
ORIGINAL

## Cover
Price Schedules | 400kV AIS Substation Extn. Package-SS01 for (i) Extension of 400/220kV Bikaner-II PS under Implementation of 220kV bays for RE generators and 400/220kV ICTs at Bikaner-II PS.; (ii) Extension of 400/220kV Patiala S/s associated with Augmentation of transformation capacity at 400/220kV Kurukshetra (PG) & Patiala (PG) Substation (iii) Extension of 400/220kV Ranchi S/s under Eastern Region Expansion Scheme-XXVI (ERES-XXVI) (iv) Extension of 765kV Chilkaluripeta S/s associated with Requirement of 765kV spare (1- Ph) Reactor unit at 765kV Chilkaluripeta (Part-B). |  | Substation Extension Package SS01_Rev02
Specification No.: 5002002072/SUB-STATION(EXCLUDIN/DOM/A00- CC CS -1
| 1 | Fill up only green shaded cells in Sch-1, Sch-2, Sch-3, Sch-4, Sch-7 and Bid Form 2nd Envelope.
| 2 | All the cells in Sch-5 & Sch-6 are auto filled, therefore no cell is required to be filled up there.
| 3 | Instructions / error messages, if any, will be displayed automatically after selecting the cell.
| 4 | After filling up all the schedues, save the file, take print out of all the schedules and Bid form and sign & stamp and submit them as hard copy of the 2nd envelope (Price part) of the bid. Also ensure to submit the soft copy of the the same file on CD/ DVD.
पावर ग्रिड कारपोरेशन ऑफ इण्डिया लिमिटेड
(भारत सरकार का उद्यम)
Power Grid Corporation of India Limited
(A Government of India Enterprises)
Click to skip Instructions & Proceed
Click for Detailed General Instructions
General guidelines for filling up the Price Schedules, Sch-1 to Sch-7

## Instructions (hidden)
General Instruction to the Bidders for filling up this workbook of Price Schedules
I | While filling up the worksheets following may please be observed :
| (i) | Fill up only green shaded cells.
| (ii) | Certain data type entries have been restricted, such as Numeric values or limits of numeric values.
| (iii) | Select only the options provided in pull down menus.
| (iv) | Do not link any cell of this work book with any other work book.
| (v) | Do not use copy & paste or cut & paste options for filling up the data.
| (vi) | Do not reformat any of the cell of the work book.
II | This Workbook consists of following worksheets :
Cover :
Opening page of the workbook.
Names of Bidder :
| ● | Select Sole Bidder or JV (Joint Venture) from the pull down menu. Do not leave this cell blank.
| ● | Select nos. of the JV Partners other than the Lead Partner from drop down menu.
| ● | In case of JV partners more than 2, enter details of 3rd & more partners along with details of 2nd partner.
| ● | Fill up names and address of the Sole Bidder and /or Joint Venture.
| ● | Fill up date in dd-mmm-yyyy format from drop down menu.
| ● | Click for Sch-1 given at the right top of the worksheet to go to Sch-1.
Sch-1 (Ex-works Prices) :
| ● | Fill up unit rates for all the items in numeric values greater than 0 (zero). If unit rate is left blank, the corresponding item shall be deemed to be included in the total price.
| ● | Corresponding cell for mode of transaction shall be come enable only after filling up the unit rate, therefore first fill up the unit rate and then mode of transaction for the corresponding item.
| ● | Select either Direct or Bought-out from the drop down menu. Do not leave the cell blank the same shall be deemed to be Bought-out if the cell is left blank.
| ● | Total amount shall get calculated automatically.
| ● | Type Test charges shall appear automatically after filling up Sch-7 appropriately.
Sch-2 (Freight & Insurance Charges) :
| ● | Fill up unit rates for all the items in numeric values greater than 0 (zero). If unit rate is left blank, the corresponding item shall be deemed to be included in the total price.
| ● | Total amount shall get calculated automatically.
Sch-3 (Erection Charges) :
| ● | Fill up unit rates for all the items in numeric values greater than 0 (zero). If unit rate is left blank, the corresponding item shall be deemed to be included in the total price.
| ● | Total amount shall get calculated automatically.
Sch-4 (Training Charges) :
| ● | Not applicable, hence no cell is required to be filled up.
Sch-4b (Maintenance Charges during and after Defect Liability Period) :
| ● | Not applicable, hence no cell is required to be filled up.
Sch-5 (Summary of Taxes and Duties applicable on the Goods) :
| ● | No cell is required to be filled in by the bidder in this worksheet.
Sch -6 :
| ● | Summary of all the Schedules without considering discount (mentioned in the work sheet discount) shall be displayed automatically.
| ● | No cell is required to be filled in by the bidder in this worksheet.
Sch-7 (Type Test Charges) :
| ● | Fill up the rates & location where type tests are proposed.
| ● | Total of this Sch-7 shall automatically appear in Sch-1.
Bid from 2nd Envelope :
| ● | Fill up ref. no. as bidder's ref no. of this letter.
| ● | This letter shall consider the net price as per Sch-6 (After Discount).
| ● | Fill up names & Designation of the representatives of other JV partner(s) if the bidder is JV (Joint Venture) .
| ● | Fill up additional information as required.
* * *
Happy Bidding !
Click to Proceed

## Names of Bidder
400kV AIS Substation Extn. Package-SS01 for (i) Extension of 400/220kV Bikaner-II PS under Implementation of 220kV bays for RE generators and 400/220kV ICTs at Bikaner-II PS.; (ii) Extension of 400/220kV Patiala S/s associated with Augmentation of transformation capacity at 400/220kV Kurukshetra (PG) & Patiala (PG) Substation (iii) Extension of 400/220kV Ranchi S/s under Eastern Region Expansion Scheme-XXVI (ERES-XXVI) (iv) Extension of 765kV Chilkaluripeta S/s associated with Requirement of 765kV spare (1- Ph) Reactor unit at 765kV Chilkaluripeta (Part-B).
Specification No.: 5002002072/SUB-STATION(EXCLUDIN/DOM/A00- CC CS -1 |  |  |  |  | Sole Bidder | 1 |  | Sole Bidder | 1
[5 empty] | Joint Venture | 2 or More |  | JV (Joint Venture) | 2 or More
Enter following details of the bidder
Specify type of Bidder [Select from drop down menu] | Sole Bidder |  | Sole Bidder | 1 | 0 | Sole Bidder | 1 | 0
1
0
Name of Sole Bidder | …….. …….. …….. …….. …….. ……..
Address of Sole Bidder | …….. …….. …….. …….. …….. ……..
…….. …….. …….. …….. …….. ……..
…….. …….. …….. …….. …….. ……..
Name of other Partner
Address of other Partner
…….. …….. …….. …….. …….. ……..
…….. …….. …….. …….. …….. ……..
Name of other Partner - 2 (more, if any) | …….. …….. …….. …….. …….. ……..
Address of other Partner - 2 (more, if any) | …….. …….. …….. …….. …….. ……..
…….. …….. …….. …….. …….. ……..
…….. …….. …….. …….. …….. ……..
Printed Name
Designation
email ID of Bid Signatory
Mobile No. of Bid Signatory
Tel No. of Bid Signatory
Fax No. of Bid Signatory
Date |  | 31
Place
Click for Sch-1

## Sch-1
Specification No.: 5002002072/SUB-STATION(EXCLUDIN/DOM/A00- CC CS -1 | [12 empty] | Schedule - 1 | Schedule - 1 |  |  | Direct Total | 0 | Sole Bidder | `
[17 empty] | BO Total | #REF! | 0
400kV AIS Substation Extn. Package-SS01 for (i) Extension of 400/220kV Bikaner-II PS under Implementation of 220kV bays for RE generators and 400/220kV ICTs at Bikaner-II PS.; (ii) Extension of 400/220kV Patiala S/s associated with Augmentation of transformation capacity at 400/220kV Kurukshetra (PG) & Patiala (PG) Substation (iii) Extension of 400/220kV Ranchi S/s under Eastern Region Expansion Scheme-XXVI (ERES-XXVI) (iv) Extension of 765kV Chilkaluripeta S/s associated with Requirement of 765kV spare (1- Ph) Reactor unit at 765kV Chilkaluripeta (Part-B).
(SCHEDULE OF RATES AND PRICES)
Bidder’s Name and Address (Sole Bidder) : | [11 empty] | To:
Contracts Services, 3rd Floor
Name : |  | …….. …….. …….. …….. …….. …….. | [9 empty] | Power Grid Corporation of India Ltd., | [6 empty] | …….. …….. …….. …….. …….. …….. &
Address : |  | …….. …….. …….. …….. …….. …….. | [9 empty] | "Saudamini", Plot No.-2
|  | …….. …….. …….. …….. …….. …….. | [9 empty] | Sector-29,
|  | …….. …….. …….. …….. …….. …….. | [9 empty] | Gurgaon (Haryana) - 122001
PLANT AND EQUIPMENT (INCLUDING MANDATORY SPARES PARTS) TO BE SUPPLIED, INCLUDING TYPE TEST CHARGES FOR TESTS TO BE CONDUCTED | [17 empty] | Direct
[11 empty] | All Prices are in Indian Rupees. | [6 empty] | Bought-Out
SI. No. | PR No | PR Line Item No | Activity Description | Material Code | HSN Code | Whether HSN in column ‘ 6 ’ is confirmed. If not indicate applicable the HSN code * | Rate of GST applicable ( in %) | Whether rate of GST in column ‘4’ is confirmed. If not indicate applicable rate of GST * | Item Description | Unit | Qty. | Unit Ex-works price (excluding GST) | Total Ex-works price (excluding GST) | GST Tax as confirmed by Bidder
1 | 2 | 3 | 4 | 5 | 6 | 7 | 8 | 9 | 10 | 11 | 12 | 13 | 14= 12 x 13 | 15
PART A (Substation Portion)
I | Bay work at Bikaner-II | [13 empty] | Revaluation of J column | Tax Calculation
1 | 7000016147 | 10 | FOUNDATION BOLTS | 1000012369 | 73082011 |  | 18 |  | Fabrication, galvanising and supply of 56mm dia foundation boltsincluding nuts, checknuts, washers and packplates | EA | 304 |  | Included | 0 | 0 | 0
2 | 7000016147 | 20 | FOUNDATION BOLTS | 1000012368 | 73082011 |  | 18 |  | Fabrication, galvanising and supply of 40mm dia foundation boltsincluding nuts, checknuts, washers and packplates. | EA | 128 |  | Included | 0 | 0 | 0
3 | 7000016147 | 30 | FOUNDATION BOLTS | 1000012367 | 73082011 |  | 18 |  | Fabrication, galvanising and supply of 32mm dia foundation boltsincluding nuts, checknuts, washers and packplates | EA | 32 |  | Included | 0 | 0 | 0
4 | 7000016147 | 40 | FOUNDATION BOLTS | 1000012366 | 73082011 |  | 18 |  | Fabrication, galvanising and supply of 28mm dia foundation boltsincluding nuts, checknuts, washers and packplates. | EA | 1644 |  | Included | 0 | 0 | 0
5 | 7000016147 | 50 | FOUNDATION BOLTS | 1000029078 | 73181500 |  | 18 |  | 20 mm FOUNDATION BOLTS (Including nuts,checknut & washers for latticeand pipe structures) | EA | 32 |  | Included | 0 | 0 | 0
6 | 7000016147 | 60 | NON STANDARD STRUCTURES | 1000015954 | 73082011 |  | 18 |  | Fabrication, galvanising and supply of Lattice Structures (MS Steel),to be designed during detailed engineering, for towers, beams andequipment support structure including pack plates / packwashers andgusset plates excluding fasteners and foundation bolts | MT | 44 |  | Included | 0 | 0 | 0
7 | 7000016147 | 70 | NON STANDARD STRUCTURES | 1000015952 | 73082011 |  | 18 |  | Fabrication, galvanising and supply of Equipment Support (Pipe)Structures to be designed during detailed engineering | MT | 1.85 |  | Included | 0 | 0 | 0
8 | 7000016147 | 80 | NON STANDARD STRUCTURES | 1000011713 | 73082011 |  | 18 |  | Fabrication, galvanising and supply of fasteners ( nuts, bolts andwashers ) including step bolts for lattice and pipe structures to bedesigned during detailed engineering | MT | 2.2 |  | Included | 0 | 0 | 0
9 | 7000016147 | 90 | NON STANDARD STRUCTURES | 1000012373 | 73082011 |  | 18 |  | Fabrication, galvanising and supply of foundation bolts including nuts,checknut and washers for lattice and pipe structures to be designedduring detailed engineering | MT | 7.5 |  | Included | 0 | 0 | 0
10 | 7000016147 | 130 | LT transformer | 1000004951 | 85042100 |  | 18 |  | 630kVA, 33/0.433kV, 3ph LT Transformer | EA | 1 |  | Included | 0 | 0 | 0
11 | 7000016147 | 140 | 420kV Equipment | 1000004501 | 85352913 |  | 18 |  | 420kV, 3150A, 63kA Circuit Breaker (3-Phase) without closing resistorand with Support Structure | EA | 2 |  | Included | 0 | 0 | 0
12 | 7000016147 | 150 | 420kV Equipment | 1000004502 | 85352913 |  | 18 |  | 420kV, 3150A, 63KA Circuit Breaker (3-Phase) with closing resistor with support structure | EA | 1 |  | Included | 0 | 0 | 0
13 | 7000016147 | 160 | 420kV Equipment | 1000004463 | 85359090 |  | 18 |  | 420 kV, 3000A, 63KA, 1-Phase CurrentTransformer with 120% extended currentrating | EA | 9 |  | Included | 0 | 0 | 0
14 | 7000016147 | 170 | 420kV Equipment | 1000004498 | 85353090 |  | 18 |  | 420kV, 3150A, 63KA, Isolator (3-phase)(Double Break) with one E/S | EA | 8 |  | Included | 0 | 0 | 0
15 | 7000016147 | 180 | 420kV Equipment | 1000020419 | 85354010 |  | 18 |  | 336kV Surge Arrester (1-phase) | EA | 6 |  | Included | 0 | 0 | 0
16 | 7000016147 | 190 | 420kV Equipment | 1000004401 | 85462040 |  | 18 |  | 420 kV, 1 phase Bus Post Insulator (except for Line Traps) | EA | 10 |  | Included | 0 | 0 | 0
17 | 7000016147 | 300 | 245kV Equipment | 1000001738 | 85352912 |  | 18 |  | 245kV, 2500A, 50KA Circuit Breaker(3-Phase) with support structure | EA | 1 |  | Included | 0 | 0 | 0
18 | 7000016147 | 200 | 245kV Equipment | 1000001683 | 85352912 |  | 18 |  | 245kV, 1600A, 50KA Circuit Breaker(3-Phase) with support structure | EA | 7 |  | Included | 0 | 0 | 0
19 | 7000016147 | 210 | 245kV Equipment | 1000001739 | 85359090 |  | 18 |  | 245 kV, 2500A, 50KA, 1-Phase CurrentTransformer with 120% extended currentrating | EA | 3 |  | Included | 0 | 0 | 0
20 | 7000016147 | 220 | 245kV Equipment | 1000001684 | 85359090 |  | 18 |  | 245 kV, 1600A, 50KA, 1-Phase CurrentTransformer with 120% extended currentrating | EA | 21 |  | Included | 0 | 0 | 0
21 | 7000016147 | 230 | 245kV Equipment | 1000001772 | 85359090 |  | 18 |  | 245 kV, 4400pf Capacitive Voltage Transformer (1- Phase) | EA | 18 |  | Included | 0 | 0 | 0
22 | 7000016147 | 290 | 245kV Equipment | 1000032771 | 85353090 |  | 18 |  | 245KV, 2500A, 50KA, 3-PHASE, DOUBLE BREAK ISOLATOR WITH TWO E/S | EA | 2 |  | Included | 0 | 0 | 0
23 | 7000016147 | 240 | 245kV Equipment | 1000001689 | 85353090 |  | 18 |  | 245kV, 1600A, 50 KA, 3-phase DoubleBreak Isolator with two E/S | EA | 7 |  | Included | 0 | 0 | 0
24 | 7000016147 | 250 | 245kV Equipment | 1000001688 | 85353090 |  | 18 |  | 245kV, 1600A, 50 KA, 3-phase DoubleBreak Isolator with one E/S | EA | 7 |  | Included | 0 | 0 | 0
25 | 7000016147 | 260 | 245kV Equipment | 1000032777 | 85353090 |  | 18 |  | 245KV, 1600 A, 50KA, 3-PHASE, DOUBLE BREAK TANDEM ISOLATOR WITHOUT E/S | EA | 13 |  | Included | 0 | 0 | 0
26 | 7000016147 | 270 | 245kV Equipment | 1000020417 | 85354010 |  | 18 |  | 216kV Surge Arrester (1-phase) | EA | 18 |  | Included | 0 | 0 | 0
27 | 7000016147 | 280 | 245kV Equipment | 1000001695 | 85462040 |  | 18 |  | 245 kV, 1 phase Bus Post Insulator (except for Line Traps) | EA | 54 |  | Included | 0 | 0 | 0
28 | 7000016147 | 310 | 72.5kV Equipment | 1000005036 | 85352113 |  | 18 |  | 72.5 kV, 1250A, 25 kA, 3-phase CircuitBreaker with support structure | EA | 1 |  | Included | 0 | 0 | 0
29 | 7000016147 | 320 | 72.5kV Equipment | 1000005061 | 85359090 |  | 18 |  | 72.5 kV, 50A, 25 kA, 1-Phase CurrentTransformer with 120% extended currentrating | EA | 3 |  | Included | 0 | 0 | 0
30 | 7000016147 | 330 | 72.5kV Equipment | 1000005048 | 85359090 |  | 18 |  | 72.5 kV Voltage Transformer (1- Phase) | EA | 3 |  | Included | 0 | 0 | 0
31 | 7000016147 | 340 | 72.5kV Equipment | 1000005070 | 85353090 |  | 18 |  | 72.5 kV, 400A, 25 KA, 3-Phase DoubleBreak Isolator with out E/S | EA | 1 |  | Included | 0 | 0 | 0
32 | 7000016147 | 350 | 72.5kV Equipment | 1000005030 | 85462040 |  | 18 |  | 72.5kV ,1 phase Bus Post Insulators | EA | 8 |  | Included | 0 | 0 | 0
33 | 7000016147 | 360 | Erection Hardware - 420kV | 1000011327 | 72169990 |  | 18 |  | Erection Hardware for 400kV I type layout-Transformer bay as pertechnical specification | SET | 2 |  | Included | 0 | 0 | 0
34 | 7000016147 | 370 | Erection Hardware - 420kV | 1000011319 | 72169990 |  | 18 |  | Erection Hardware for 400kV I type layout-Bus Work (For two diameters)as per technical specification | SET | 1 |  | Included | 0 | 0 | 0
35 | 7000016147 | 380 | Erection Hardware - 420kV | 1000011320 | 72169990 |  | 18 |  | Erection Hardware for 400kV I type layout-Any feeder Extn. on existinghalf dia. as per technical specification | SET | 1 |  | Included | 0 | 0 | 0
36 | 7000016147 | 390 | Erection Hardware - 420kV | 1000011326 | 72169990 |  | 18 |  | Erection Hardware for 400kV I type layout-Spare bay of half dia as pertechnical specification | SET | 1 |  | Included | 0 | 0 | 0
37 | 7000016183 | 10 | Erection Hardware - 420kV | 1000055984 | 72169990 |  | 18 |  | 400KV TENSION INSULATOR STRING AND ASSOCIATED HARDWARE FITTINGSWITHOUT TURN BUCKLE SUITABLE FOR QUAD CONDUCTOR | EA | 12 |  | Included | 0 | 0 | 0
38 | 7000016184 | 10 | Erection Hardware - 420kV | 1000055991 | 72169990 |  | 18 |  | 400KV TENSION INSULATOR STRING AND ASSOCIATED HARDWARE FITTINGSWITH TURN BUCKLE SUITABLE FOR QUAD CONDUCTOR | EA | 12 |  | Included | 0 | 0 | 0
39 | 7000016185 | 10 | Erection Hardware - 420kV | 1000055986 | 72169990 |  | 18 |  | 400KV SUSPENSION INSULATOR STRING AND ASSOCIATED HARDWARE FITTINGSWITH DROP CLAMP SUITABLE FOR QUAD CONDUCTOR | EA | 6 |  | Included | 0 | 0 | 0
40 | 7000016186 | 10 | Erection Hardware - 420kV | 1000055988 | 72169990 |  | 18 |  | 400KV SUSPENSION INSULATOR STRING AND ASSOCIATED HARDWARE FITTINGSWITH THROUGH CLAMP SUITABLE FOR QUAD CONDUCTOR | EA | 6 |  | Included | 0 | 0 | 0
41 | 7000016147 | 400 | Erection Hardware - 245kV | 1000011261 | 72169990 |  | 18 |  | Erection Hardware for 220kV layout (Double Main and TransferScheme)-Line Bay as per technical specification | SET | 4 |  | Included | 0 | 0 | 0
42 | 7000016147 | 410 | Erection Hardware - 245kV | 1000011264 | 72169990 |  | 18 |  | Erection Hardware for 220kV layout (Double Main and TransferScheme)-Transformer Bay as per technical specification | SET | 2 |  | Included | 0 | 0 | 0
43 | 7000016147 | 420 | Erection Hardware - 245kV | 1000011265 | 72169990 |  | 18 |  | Erection Hardware for 220kV layout (Double Main and TransferScheme)-Transfer Bus Coupler Bay as per technical specification | SET | 1 |  | Included | 0 | 0 | 0
44 | 7000016147 | 430 | Erection Hardware - 245kV | 1000011253 | 72169990 |  | 18 |  | Erection Hardware for 220kV layout (Double Main and TransferScheme)-Bus Coupler Bay as per technical specification | SET | 1 |  | Included | 0 | 0 | 0
45 | 7000016147 | 440 | Erection Hardware - 245kV | 1000011257 | 72169990 |  | 18 |  | Erection Hardware for 220kV layout (Double Main and TransferScheme)-Bus work (three Bay) as per technical specification | SET | 3 |  | Included | 0 | 0 | 0
46 | 7000016187 | 10 | Erection Hardware - 245kV | 1000055973 | 72169990 |  | 18 |  | 220KV SUSPENSION INSULATOR STRING AND ASSOCIATED HARDWARE FITTINGSWITH DROP CLAMP SUITABLE FOR QUAD CONDUCTOR | EA | 12 |  | Included | 0 | 0 | 0
47 | 7000016188 | 10 | Erection Hardware - 245kV | 1000055975 | 72169990 |  | 18 |  | 220KV SUSPENSION INSULATOR STRING AND ASSOCIATED HARDWARE FITTINGSWITH DROP CLAMP SUITABLE FOR TWIN CONDUCTOR | EA | 6 |  | Included | 0 | 0 | 0
48 | 7000016189 | 10 | Erection Hardware - 245kV | 1000055977 | 72169990 |  | 18 |  | 220KV SUSPENSION INSULATOR STRING AND ASSOCIATED HARDWARE FITTINGSWITH THROUGH CLAMP SUITABLE FOR TWIN CONDUCTOR | EA | 6 |  | Included | 0 | 0 | 0
49 | 7000016190 | 10 | Erection Hardware - 245kV | 1000055978 | 72169990 |  | 18 |  | 220KV TENSION INSULATOR STRING AND ASSOCIATED HARDWARE FITTINGSWITHOUT TURN BUCKLE SUITABLE FOR QUAD CONDUCTOR | EA | 39 |  | Included | 0 | 0 | 0
50 | 7000016191 | 10 | Erection Hardware - 245kV | 1000055980 | 72169990 |  | 18 |  | 220KV TENSION INSULATOR STRING AND ASSOCIATED HARDWARE FITTINGSWITHOUT TURN BUCKLE SUITABLE FOR TWIN CONDUCTOR | EA | 36 |  | Included | 0 | 0 | 0
51 | 7000016192 | 10 | Erection Hardware - 245kV | 1000055981 | 72169990 |  | 18 |  | 220KV TENSION INSULATOR STRING AND ASSOCIATED HARDWARE FITTINGS WITHTURN BUCKLE SUITABLE FOR QUAD CONDUCTOR | EA | 39 |  | Included | 0 | 0 | 0
52 | 7000016193 | 10 | Erection Hardware - 245kV | 1000055983 | 72169990 |  | 18 |  | 220KV TENSION INSULATOR STRING AND ASSOCIATED HARDWARE FITTINGS WITHTURN BUCKLE SUITABLE FOR TWIN CONDUCTOR | EA | 45 |  | Included | 0 | 0 | 0
53 | 7000016147 | 450 | Erection Hardware - 72.5kV | 1000011348 | 72169990 |  | 18 |  | Erection Hardware for the 72.5kV equipment for Tertiary loading as pertechnical specification | SET | 1 |  | Included | 0 | 0 | 0
54 | 7000016147 | 460 | 400kV Control & Relay Panel | 1000002165 | 85371000 |  | 18 |  | 400kV Circuit Breaker Relay Panel with Auto Reclose (with Automation) | EA | 1 |  | Included | 0 | 0 | 0
55 | 7000016147 | 470 | 400kV Control & Relay Panel | 1000002163 | 85371000 |  | 18 |  | 400kV Circuit Breaker Relay Panel without Auto Reclose (withAutomation) | EA | 2 |  | Included | 0 | 0 | 0
56 | 7000016147 | 480 | 400kV Control & Relay Panel | 1000004274 | 85371000 |  | 18 |  | 400kV Transformer Protection Panel (For both HV & MV side)-(withAutomation) | EA | 2 |  | Included | 0 | 0 | 0
57 | 7000016147 | 490 | 400kV Control & Relay Panel | 1000002146 | 85371000 |  | 18 |  | Augmentation of existing 400kV bus bar protection scheme.(No. of baysas per specification)-(with Automation) | SET | 1 |  | Included | 0 | 0 | 0
58 | 7000016147 | 500 | 220kV Control & Relay Panel | 1000001168 | 85371000 |  | 18 |  | 220kV Circuit Breaker Relay Panel without Auto Reclose (withAutomation) | EA | 3 |  | Included | 0 | 0 | 0
59 | 7000016147 | 510 | 220kV Control & Relay Panel | 1000001170 | 85371000 |  | 18 |  | 220kV Circuit Breaker Relay Panel with Auto Reclose (with Automation) | EA | 5 |  | Included | 0 | 0 | 0
60 | 7000016147 | 520 | 220kV Control & Relay Panel | 1000001330 | 85371000 |  | 18 |  | 220kV Line Protection Panel (with Automation) | EA | 4 |  | Included | 0 | 0 | 0
61 | 7000016147 | 530 | 220kV Control & Relay Panel | 1000001166 | 85371000 |  | 18 |  | 220kV Bus Bar Protection Panel (Single)-(with Automation) | SET | 1 |  | Included | 0 | 0 | 0
62 | 7000016147 | 540 | Substation Automation System | 1000003409 | 85371000 |  | 18 |  | Augmentation of Substation automation System for 400kV Main bay as perTechnical Specification | EA | 2 |  | Included | 0 | 0 | 0
63 | 7000016147 | 550 | Substation Automation System | 1000003411 | 85371000 |  | 18 |  | Augmentation of Substation automation System for 400kV Tie bay as perTechnical Specification | EA | 1 |  | Included | 0 | 0 | 0
64 | 7000016216 | 10 | Substation Automation System | 1000001333 | 85371000 |  | 18 |  | Augmentation of Substation automation System for 220kV bay as perTechnical Specification | EA | 8 |  | Included | 0 | 0 | 0
65 | 7000016147 | 560 | Common Equipment - CRP | 1000025391 | 82032000 |  | 18 |  | Relay Test kit | EA | 1 |  | Included | 0 | 0 | 0
66 | 7000016147 | 570 | PLCC Equipment at Bikaner-II | 1000001568 | 85176210 |  | 18 |  | 220kV,1600A,0.5mH ,50kA Line Trap | EA | 8 |  | Included | 0 | 0 | 0
67 | 7000016147 | 580 | PLCC Equipment at Bikaner-II | 1000001694 | 85462040 |  | 18 |  | 245 kV ,1 phase Bus Post Insulators for Line Traps | EA | 24 |  | Included | 0 | 0 | 0
68 | 7000016147 | 590 | Air Conditioning System | 1000006285 | 84151090 |  | 28 |  | Air conditioning system for Switchyard Panel Room of 9m length | SET | 1 |  | Included | 0 | 0 | 0
69 | 7000016147 | 600 | Air Conditioning System | 1000006284 | 84151090 |  | 28 |  | Air conditioning system for Switchyard Panel Room of 6m length | SET | 2 |  | Included | 0 | 0 | 0
70 | 7000016147 | 610 | Fire Protection System | 1000012022 | 84241000 |  | 18 |  | 4.5 kg CO2 type Portable Fire extinguisher | EA | 3 |  | Included | 0 | 0 | 0
71 | 7000016147 | 620 | Fire Protection System | 1000012019 | 85311020 |  | 18 |  | Fire Detection and Alarm System for Switchyard Panel Room of 9 mlength | SET | 1 |  | Included | 0 | 0 | 0
72 | 7000016147 | 630 | Fire Protection System | 1000012018 | 85311020 |  | 18 |  | Fire Detection and Alarm System for Switchyard Panel Room of 6 mlength | SET | 2 |  | Included | 0 | 0 | 0
73 | 7000016181 | 10 | Fire Protection System | 1000055456 | 84248990 |  | 18 |  | HVW SPRAY SYSTEM, HYDRANT SYSTEM AND COMPLETE U/G & O/G PIPING ANDACCESSORIES ETC. OUT SIDE THE PUMP HOUSE FOR 400KV, 3-PHASEAUTOTRANSFORMER | SET | 2 |  | Included | 0 | 0 | 0
74 | 7000016147 | 640 | Illumination System | 1000013796 | 94059900 |  | 18 |  | Illumination System for switchyard panel room of 9 m length | LS | 1 |  | Included | 0 | 0 | 0
75 | 7000016147 | 650 | Illumination System | 1000014547 | 85371000 |  | 18 |  | Lighting Panel type ACP-2 as per technical specification | EA | 4 |  | Included | 0 | 0 | 0
76 | 7000016147 | 660 | Illumination System | 1000038325 | 94059900 |  | 18 |  | LIGHTING FIXTURE LED LUMINAIRES TYPE FL2 AS PER TECH. SPECIFICATIONS | EA | 80 |  | Included | 0 | 0 | 0
77 | 7000016147 | 670 | Illumination System | 1000004952 | 94059900 |  | 18 |  | 63A, 415V : Interlocked switch socket outdoor Receptacle (type RP) asper technical specifications | EA | 8 |  | Included | 0 | 0 | 0
78 | 7000016147 | 680 | Illumination System | 1000001894 | 94059900 |  | 18 |  | Outdoor Power Receptacle for oilfiltration unit (250A) | EA | 1 |  | Included | 0 | 0 | 0
79 | 7000016147 | 690 | Illumination System | 1000025538 | 76169990 |  | 18 |  | Self Supported Aluminium Ladder as Per Technical Specification | EA | 1 |  | Included | 0 | 0 | 0
80 | 7000016147 | 700 | Illumination System | 1000024515 | 76169990 |  | 18 |  | Cartwheel Mounted Aluminium Ladder as Per Technical Specification | EA | 1 |  | Included | 0 | 0 | 0
81 | 7000016147 | 710 | Illumination System | 1000013795 | 94059900 |  | 18 |  | Illumination System for switchyard panel room of 6 m length | LS | 2 |  | Included | 0 | 0 | 0
82 | 7000016147 | 720 | Cables | 1000031964 | 85446020 |  | 18 |  | 1.1KV GRADE 3CX2.5 SQMM CONTROL CABLE | KM | 12 |  | Included | 0 | 0 | 0
83 | 7000016147 | 730 | Cables | 1000031987 | 85446020 |  | 18 |  | 1.1KV GRADE 5CX2.5 SQMM CONTROL CABLE | KM | 9 |  | Included | 0 | 0 | 0
84 | 7000016147 | 750 | Cables | 1000031887 | 85446020 |  | 18 |  | 1.1KV GRADE 10CX2.5 SQMM CONTROL CABLE | KM | 4 |  | Included | 0 | 0 | 0
85 | 7000016147 | 790 | Cables | 1000032049 | 85446020 |  | 18 |  | 4PAIR, 0.5 SQ.MM SCREENED CABLE | KM | 1 |  | Included | 0 | 0 | 0
86 | 7000016147 | 800 | Cables | 1000031919 | 85446090 |  | 18 |  | 1.1KV GRADE 1CX630 SQ. MM (XLPE) POWER CABLE | KM | 2 |  | Included | 0 | 0 | 0
87 | 7000016147 | 810 | Cables | 1000031951 | 85446090 |  | 18 |  | 1.1KV GRADE 3.5CX300 SQMM (XLPE) POWER CABLE | KM | 1 |  | Included | 0 | 0 | 0
88 | 7000016147 | 820 | Cables | 1000031957 | 85446020 |  | 18 |  | 1.1KV GRADE 3.5CX70 SQMM (PVC) POWER CABLE | KM | 12 |  | Included | 0 | 0 | 0
89 | 7000016147 | 830 | Cables | 1000031953 | 85446020 |  | 18 |  | 1.1KV GRADE 3.5CX35 SQMM (PVC) POWER CABLE | KM | 1 |  | Included | 0 | 0 | 0
90 | 7000016147 | 840 | Cables | 1000031976 | 85446020 |  | 18 |  | 1.1KV GRADE 4CX16 SQMM (PVC) POWER CABLE | KM | 3 |  | Included | 0 | 0 | 0
91 | 7000016147 | 850 | Cables | 1000031947 | 85446090 |  | 18 |  | 1.1KV GRADE 3.5CX150 SQMM (XLPE) POWER CABLE | KM | 1 |  | Included | 0 | 0 | 0
92 | 7000016147 | 860 | Cables | 1000031943 | 85446020 |  | 18 |  | 1.1KV GRADE 2CX6 SQMM (PVC) POWER CABLE | KM | 4 |  | Included | 0 | 0 | 0
93 | 7000016147 | 870 | Cables | 1000031985 | 85446020 |  | 18 |  | 1.1KV GRADE 4CX6 SQMM (PVC) POWER CABLE | KM | 18 |  | Included | 0 | 0 | 0
94 | 7000016354 | 10 | Cables | 1000056264 | 85446020 |  | 18 |  | 1.1KV GRADE 19CX1.5 SQMM CONTROL CABLE | KM | 5 |  | Included | 0 | 0 | 0
95 | 7000016363 | 10 | Cables | 1000056265 | 85446020 |  | 18 |  | 1.1KV GRADE 27CX1.5 SQMM CONTROL CABLE | KM | 1 |  | Included | 0 | 0 | 0
96 | 7000016151 | 10 | 400kV Gantry Structure | 1000057260 | 73082011 |  | 18 |  | FABRICATION, GALVANISING AND SUPPLY OF STD 400 KV GANTRY4G1(BIKANER-II) INCLUDING NUTS, BOLTS, ALL TYPE OF WASHERS,PACKPLATES, STEP BOLTS AND GUSSET PLATES EXCLUDING FOUNDATION BOLTS | EA | 2 |  | Included | 0 | 0 | 0
97 | 7000016152 | 10 | 400kV Gantry Structure | 1000057261 | 73082011 |  | 18 |  | FABRICATION, GALVANISING AND SUPPLY OF STD 400 KV GANTRY4G2-3D(BIKANER-II) INCLUDING NUTS, BOLTS, ALL TYPE OF WASHERS,PACKPLATES, STEP BOLTS AND GUSSET PLATES EXCLUDING FOUNDATION BOLTS | EA | 2 |  | Included | 0 | 0 | 0
98 | 7000016153 | 10 | 400kV Gantry Structure | 1000057262 | 73082011 |  | 18 |  | FABRICATION, GALVANISING AND SUPPLY OF STD 400 KV GANTRY4G3(BIKANER-II) INCLUDING NUTS, BOLTS, ALL TYPE OF WASHERS,PACKPLATES, STEP BOLTS AND GUSSET PLATES EXCLUDING FOUNDATION BOLTS | EA | 4 |  | Included | 0 | 0 | 0
99 | 7000016154 | 10 | 400kV Gantry Structure | 1000057263 | 73082011 |  | 18 |  | FABRICATION, GALVANISING AND SUPPLY OF STD 400 KV TOWER4TC(BIKANER-II) INCLUDING NUTS, BOLTS, ALL TYPE OF WASHERS,PACKPLATES, STEP BOLTS AND GUSSET PLATES EXCLUDING FOUNDATION BOLTS | EA | 2 |  | Included | 0 | 0 | 0
100 | 7000016155 | 10 | 400kV Gantry Structure | 1000057264 | 73082011 |  | 18 |  | FABRICATION, GALVANISING AND SUPPLY OF 400 KV TOWER 4TH(BIKANER-II)INCLUDING NUTS, BOLTS, ALL TYPE OF WASHERS, PACKPLATES, STEP BOLTS ANDGUSSET PLATES EXCLUDING FOUNDATION BOLTS | EA | 2 |  | Included | 0 | 0 | 0
101 | 7000016156 | 10 | 400kV Gantry Structure | 1000057265 | 73082011 |  | 18 |  | FABRICATION, GALVANISING AND SUPPLY OF STD 400 KV TOWER4TJ(BIKANER-II) INCLUDING NUTS, BOLTS, ALL TYPE OF WASHERS,PACKPLATES, STEP BOLTS AND GUSSET PLATES EXCLUDING FOUNDATION BOLTS | EA | 2 |  | Included | 0 | 0 | 0
102 | 7000016157 | 10 | 400kV Gantry Structure | 1000057266 | 73082011 |  | 18 |  | FABRICATION, GALVANISING AND SUPPLY OF STD 400 KV TOWER4TL(BIKANER-II) INCLUDING NUTS, BOLTS, ALL TYPE OF WASHERS,PACKPLATES, STEP BOLTS AND GUSSET PLATES EXCLUDING FOUNDATION BOLTS | EA | 2 |  | Included | 0 | 0 | 0
103 | 7000016158 | 10 | 220kV Gantry Structure | 1000020097 | 73082011 |  | 18 |  | Fabrication, galvanising and supply of Standard 220 kV Tower CAincluding nuts, bolts, all type of washers, packplates, step bolts andgusset plates excluding foundation bolts | EA | 4 |  | Included | 0 | 0 | 0
104 | 7000016159 | 10 | 220kV Gantry Structure | 1000020103 | 73082011 |  | 18 |  | Fabrication, galvanising and supply of Standard 220 kV Tower CTAincluding nuts, bolts, all type of washers, packplates, step bolts andgusset plates excluding foundation bolts | EA | 4 |  | Included | 0 | 0 | 0
105 | 7000016160 | 10 | 220kV Gantry Structure | 1000020105 | 73082011 |  | 18 |  | Fabrication, galvanising and supply of Standard 220 kV Tower CTCincluding nuts, bolts, all type of washers, packplates, step bolts andgusset plates excluding foundation bolts | EA | 2 |  | Included | 0 | 0 | 0
106 | 7000016161 | 10 | 220kV Gantry Structure | 1000020107 | 73082011 |  | 18 |  | Fabrication, galvanising and supply of Standard 220 kV Tower CTEincluding nuts, bolts, all type of washers, packplates, step bolts andgusset plates excluding foundation bolts | EA | 1 |  | Included | 0 | 0 | 0
107 | 7000016162 | 10 | 220kV Gantry Structure | 1000020109 | 73082011 |  | 18 |  | Fabrication, galvanising and supply of Standard 220 kV Tower CTGincluding nuts, bolts, all type of washers, packplates, step bolts andgusset plates excluding foundation bolts | EA | 8 |  | Included | 0 | 0 | 0
108 | 7000016163 | 10 | 220kV Gantry Structure | 1000020110 | 73082011 |  | 18 |  | Fabrication, galvanising and supply of Standard 220 kV Tower CTHincluding nuts, bolts, all type of washers, packplates, step bolts andgusset plates excluding foundation bolts | EA | 4 |  | Included | 0 | 0 | 0
109 | 7000016164 | 10 | 220kV Gantry Structure | 1000020111 | 73082011 |  | 18 |  | Fabrication, galvanising and supply of Standard 220 kV Tower CTIincluding nuts, bolts, all type of washers, packplates, step bolts andgusset plates excluding foundation bolts | EA | 3 |  | Included | 0 | 0 | 0
110 | 7000016165 | 10 | 220kV Gantry Structure | 1000020112 | 73082011 |  | 18 |  | Fabrication, galvanising and supply of Standard 220 kV Tower CTJincluding nuts, bolts, all type of washers, packplates, step bolts andgusset plates excluding foundation bolts | EA | 4 |  | Included | 0 | 0 | 0
111 | 7000016166 | 10 | 220kV Gantry Structure | 1000020113 | 73082011 |  | 18 |  | Fabrication, galvanising and supply of Standard 220 kV Tower CTKincluding nuts, bolts, all type of washers, packplates, step bolts andgusset plates excluding foundation bolts | EA | 2 |  | Included | 0 | 0 | 0
112 | 7000016167 | 10 | 220kV Gantry Structure | 1000020086 | 73082011 |  | 18 |  | Fabrication, galvanising and supply of Standard 220 kV Gantry B1including nuts, bolts, all type of washers, packplates, step bolts andgusset plates excluding foundation bolts | EA | 11 |  | Included | 0 | 0 | 0
113 | 7000016168 | 10 | 220kV Gantry Structure | 1000020088 | 73082011 |  | 18 |  | Fabrication, galvanising and supply of Standard 220 kV Gantry BG1including nuts, bolts, all type of washers, packplates, step bolts andgusset plates excluding foundation bolts | EA | 26 |  | Included | 0 | 0 | 0
114 | 7000016147 | 880 | 400kV Equipment Support Structure | 1000020192 | 73045930 |  | 18 |  | Fabrication, galvanising and supply ofStandard Pipe Structure - 400 kV,1-Phase, CT including nuts, bolts, alltype of washers, packplates, step boltsand gusset plates excluding foundationbolts | EA | 9 |  | Included | 0 | 0 | 0
115 | 7000016147 | 890 | 400kV Equipment Support Structure | 1000020194 | 73045930 |  | 18 |  | Fabrication, galvanising and supply ofStandard Pipe Structure - 400 kV,3-Phase, ISOLATOR including nuts,bolts, all type of washers, packplates,step bolts and gusset plates excludingfoundation bolts | EA | 8 |  | Included | 0 | 0 | 0
116 | 7000016147 | 900 | 400kV Equipment Support Structure | 1000020195 | 73045930 |  | 18 |  | Fabrication, galvanising and supply ofStandard Pipe Structure - 400 kV,1-Phase, SA including nuts, bolts,all type of washers, packplates, stepbolts and gusset plates excludingfoundation bolts | EA | 6 |  | Included | 0 | 0 | 0
117 | 7000016147 | 910 | 400kV Equipment Support Structure | 1000017567 | 73045930 |  | 18 |  | Standard Pipe Structure for 400kV BPI (excluding wave trap) | EA | 10 |  | Included | 0 | 0 | 0
118 | 7000016147 | 920 | 220kV Equipment Support Structure | 1000017565 | 73045930 |  | 18 |  | Fabrication, galvanising and supply of Std Pipe Structure - 220 kV highBPI including nuts, bolts, all type of washers, packplates, step boltsand gusset plates excluding foundation bolts | EA | 12 |  | Included | 0 | 0 | 0
119 | 7000016147 | 930 | 220kV Equipment Support Structure | 1000017562 | 73045930 |  | 18 |  | Standard Pipe Structure for 220kV BPI (excluding wave trap) | EA | 42 |  | Included | 0 | 0 | 0
120 | 7000016147 | 940 | 220kV Equipment Support Structure | 1000020187 | 73045930 |  | 18 |  | Fabrication, galvanising and supply of Standard Pipe Structure - 220kV CT including nuts, bolts, all type of washers, packplates, stepbolts and gusset plates excluding foundation bolts | EA | 24 |  | Included | 0 | 0 | 0
121 | 7000016147 | 950 | 220kV Equipment Support Structure | 1000020188 | 73045930 |  | 18 |  | Fabrication, galvanising and supply of Standard Pipe Structure - 220kV CVT including nuts, bolts, all type of washers, packplates, stepbolts and gusset plates excluding foundation bolts | EA | 18 |  | Included | 0 | 0 | 0
122 | 7000016147 | 960 | 220kV Equipment Support Structure | 1000020189 | 73045930 |  | 18 |  | Fabrication, galvanising and supply of Standard Pipe Structure - 220kV ISOLATOR including nuts, bolts, all type of washers, packplates,step bolts and gusset plates excluding foundation bolts | EA | 29 |  | Included | 0 | 0 | 0
123 | 7000016147 | 970 | 220kV Equipment Support Structure | 1000020190 | 73045930 |  | 18 |  | Fabrication, galvanising and supply of Standard Pipe Structure - 220kV SA including nuts, bolts, all type of washers, packplates, stepbolts and gusset plates excluding foundation bolts | EA | 18 |  | Included | 0 | 0 | 0
124 | 7000016147 | 980 | 220kV Equipment Support Structure | 1000017563 | 73045930 |  | 18 |  | Standard Pipe Structure for 220kV BPI for WT (1- phase) | EA | 24 |  | Included | 0 | 0 | 0
125 | 7000016147 | 990 | 72.5kV Equipment Support Structure | 1000049659 | 73045930 |  | 18 |  | EQUIPMENT STRUCTURE INCLUDING FOUNDATION BOLT-72.5KV CT(1PH) | EA | 3 |  | Included | 0 | 0 | 0
126 | 7000016147 | 1000 | 72.5kV Equipment Support Structure | 1000049660 | 73045930 |  | 18 |  | EQUIPMENT STRUCTURE INCLUDING FOUNDATION BOLT-72.5KV PT (1PH) | EA | 3 |  | Included | 0 | 0 | 0
127 | 7000016147 | 1010 | 72.5kV Equipment Support Structure | 1000049661 | 73045930 |  | 18 |  | EQUIPMENT STRUCTURE INCLUDING FOUNDATION BOLT-72.5KV ISOLATOR (3PH) | EA | 1 |  | Included | 0 | 0 | 0
128 | 7000016147 | 1020 | 72.5kV Equipment Support Structure | 1000049658 | 73045930 |  | 18 |  | EQUIPMENT STRUCTURE INCLUDING FOUNDATION BOLT-72.5KV BPI (1PH) | EA | 8 |  | Included | 0 | 0 | 0
129 | 7000016147 | 1030 | Main Earthmat | 1000032055 | 72159090 |  | 18 |  | 40 MM MS ROD FOR MAIN EARTHMAT | KM | 7 |  | Included | 0 | 0 | 0
130 | 7000016147 | 1040 | Visual Monitoring system | 1000030433 | 85287390 |  | 18 |  | COLOR IP CAMERA, WITH PAN, TILT AND ZOOM FACILITIES, ALONGWITH ALLREQUIRED ITEMS, ACCESSORIES, LINE INTERFACE UNITS, FIBER PATCH CORDS,POWER SUPPLY UNITS, JUNCTION BOXES, CABLES, FIBER OPTIC CABLES, ETC.,AND INCLUDING INTEGRATION IN EXISTING HARDWARE AND SOFTWARE FORAUGMENTATION OF VISUAL MONITORING SYSTEM AS PER TECHNICALSPECIFICATION. | SET | 1 |  | Included | 0 | 0 | 0
131 | 7000016169 | 10 | Mandatory spare-420kV CB | 1000019918 | 85359090 |  | 18 |  | Spares for 420kV Circuit Breaker | LS | 1 |  | Included | 0 | 0 | 0
132 | 7000016171 | 10 | Mandatory spare-420kV Isolator | 1000019919 | 85353090 |  | 18 |  | Spares for 420kV Double break Isolator | LS | 1 |  | Included | 0 | 0 | 0
133 | 7000016170 | 10 | Mandatory spare-420kV CT | 1000025941 | 85389000 |  | 18 |  | Spare-420kV CT 1 | SET | 1 |  | Included | 0 | 0 | 0
134 | 7000016172 | 10 | Mandatory spare-420kV SA | 1000024186 | 85354010 |  | 18 |  | SPARES FOR 336KV SURGE ARRESTER | LS | 1 |  | Included | 0 | 0 | 0
135 | 7000016173 | 10 | Mandatory spare-220kV CB | 1000025935 | 85389000 |  | 18 |  | Spare-245kV Circuit Breaker | SET | 1 |  | Included | 0 | 0 | 0
136 | 7000016174 | 10 | Mandatory spare-220kV Isolator | 1000025936 | 85353090 |  | 18 |  | Spare-245kV Isolator | SET | 1 |  | Included | 0 | 0 | 0
137 | 7000016175 | 10 | Mandatory spare-220kV CT | 1000025933 | 85389000 |  | 18 |  | Spare-245kV CT | SET | 1 |  | Included | 0 | 0 | 0
138 | 7000016176 | 10 | Mandatory spare-220kV CVT | 1000025934 | 85359090 |  | 18 |  | Spare-245kV CVT | SET | 1 |  | Included | 0 | 0 | 0
139 | 7000016177 | 10 | Mandatory spare-220kV SA | 1000025930 | 85354010 |  | 18 |  | Spare-216kV Surge Arrester | SET | 1 |  | Included | 0 | 0 | 0
140 | 7000016178 | 10 | Mandatory Spares-CRP & SAS | 1000019912 | 85371000 |  | 18 |  | Relay & protection Panels (with automation) | LS | 1 |  | Included | 0 | 0 | 0
141 | 7000016179 | 10 | Mandatory Spares-CRP & SAS | 1000019927 | 85389000 |  | 18 |  | Spares-Substation Automation System | LS | 1 |  | Included | 0 | 0 | 0
II | Extension of 400/220kV Patiala S/s
142 | 7000016244 | 40 | FOUNDATION BOLTS | 1000012373 | 73082011 |  | 18 |  | Fabrication, galvanising and supply of foundation bolts including nuts,checknut and washers for lattice and pipe structures to be designedduring detailed engineering | MT | 1.7 |  | Included | 0 | 0 | 0
143 | 7000016244 | 50 | FOUNDATION BOLTS | 1000012366 | 73082011 |  | 18 |  | Fabrication, galvanising and supply of 28mm dia foundation boltsincluding nuts, checknuts, washers and packplates. | EA | 340 |  | Included | 0 | 0 | 0
144 | 7000016244 | 60 | NON STANDARD STRUCTURES | 1000011713 | 73082011 |  | 18 |  | Fabrication, galvanising and supply of fasteners ( nuts, bolts andwashers ) including step bolts for lattice and pipe structures to bedesigned during detailed engineering | MT | 0.5 |  | Included | 0 | 0 | 0
145 | 7000016244 | 70 | NON STANDARD STRUCTURES | 1000015954 | 73082011 |  | 18 |  | Fabrication, galvanising and supply of Lattice Structures (MS Steel),to be designed during detailed engineering, for towers, beams andequipment support structure including pack plates / packwashers andgusset plates excluding fasteners and foundation bolts | MT | 15 |  | Included | 0 | 0 | 0
146 | 7000016244 | 80 | 420kV, 40kA GIS Equipment | 1000004285 | 85389000 |  | 18 |  | 420kV, 3000A, 40kA, Single phase, SF6Gas Insulated Bus Duct (GIB) outsideGIS Hall alongwith associated supportstructure | M | 800 |  | Included | 0 | 0 | 0
147 | 7000016244 | 90 | 420kV, 40kA GIS Equipment | 1000032795 | 85389000 |  | 18 |  | 420KV, 3150A, 40KA SF6 TO AIR BUSHING | SET | 6 |  | Included | 0 | 0 | 0
148 | 7000016244 | 920 | Testing and Maintenance equipment | 1000025329 | 90318000 |  | 18 |  | Portable Partial Discharge measurement test kitwith all necessary accessories,Industrial Grade Laptop and licensedsoftware as per Technicalspecification. | EA | 1 |  | Included | 0 | 0 | 0
149 | 7000016244 | 100 | 420kV, 40kA AIS EQUIPMENT | 1000004474 | 85352913 |  | 18 |  | 420kV, 3150A, 40kA Circuit Breaker(3-Phase) without closing resistor(with support structure) | EA | 1 |  | Included | 0 | 0 | 0
150 | 7000016244 | 110 | 420kV, 40kA AIS EQUIPMENT | 1000004459 | 85359090 |  | 18 |  | 420 kV, 3000A, 40KA, 1-Phase CurrentTransformer with 120% extended currentrating | EA | 3 |  | Included | 0 | 0 | 0
151 | 7000016244 | 120 | 420kV, 40kA AIS EQUIPMENT | 1000004468 | 85353090 |  | 18 |  | 420kV, 3150A, 40KA, Isolator (3-phase)(Double Break) with one E/S | EA | 3 |  | Included | 0 | 0 | 0
152 | 7000016244 | 130 | 420kV, 40kA AIS EQUIPMENT | 1000020419 | 85354010 |  | 18 |  | 336kV Surge Arrester (1-phase) | EA | 3 |  | Included | 0 | 0 | 0
153 | 7000016244 | 140 | 420kV, 40kA AIS EQUIPMENT | 1000004401 | 85462040 |  | 18 |  | 420 kV, 1 phase Bus Post Insulator (except for Line Traps) | EA | 21 |  | Included | 0 | 0 | 0
154 | 7000016244 | 150 | 245kV, 40kA AIS EQUIPMENT | 1000001671 | 85352912 |  | 18 |  | 245kV, 1600A, 40KA Circuit Breaker(3-Phase) with support structure | EA | 1 |  | Included | 0 | 0 | 0
155 | 7000016244 | 160 | 245kV, 40kA AIS EQUIPMENT | 1000001673 | 85353090 |  | 18 |  | 245kV, 1600A, 40 KA, 3-phase DoubleBreak Isolator with one E/S | EA | 1 |  | Included | 0 | 0 | 0
156 | 7000016244 | 170 | 245kV, 40kA AIS EQUIPMENT | 1000001674 | 85353090 |  | 18 |  | 245kV, 1600A, 40 KA, 3-phase DoubleBreak Isolator with two E/S | EA | 1 |  | Included | 0 | 0 | 0
157 | 7000016244 | 180 | 245kV, 40kA AIS EQUIPMENT | 1000001794 | 85353090 |  | 18 |  | 245kV, 1600A, 40 KA, 3-phase DoubleBreak Tandem Isolator without E/S | EA | 2 |  | Included | 0 | 0 | 0
158 | 7000016244 | 190 | 245kV, 40kA AIS EQUIPMENT | 1000001681 | 85359090 |  | 18 |  | 245 kV, 1600A, 40KA, 1-Phase CurrentTransformer with 120% extended currentrating | EA | 3 |  | Included | 0 | 0 | 0
159 | 7000016244 | 200 | 245kV, 40kA AIS EQUIPMENT | 1000020417 | 85354010 |  | 18 |  | 216kV Surge Arrester (1-phase) | EA | 3 |  | Included | 0 | 0 | 0
160 | 7000016244 | 210 | 245kV, 40kA AIS EQUIPMENT | 1000001695 | 85462040 |  | 18 |  | 245 kV, 1 phase Bus Post Insulator (except for Line Traps) | EA | 13 |  | Included | 0 | 0 | 0
161 | 7000016244 | 220 | Erection Hardware for 420 kV I Type S/Y | 1000011320 | 72169990 |  | 18 |  | Erection Hardware for 400kV I type layout-Any feeder Extn. on existinghalf dia. as per technical specification | SET | 1 |  | Included | 0 | 0 | 0
162 | 7000016244 | 230 | Erection Hardware for 220 kV DMT Type S | 1000011264 | 72169990 |  | 18 |  | Erection Hardware for 220kV layout (Double Main and TransferScheme)-Transformer Bay as per technical specification | SET | 1 |  | Included | 0 | 0 | 0
163 | 7000016244 | 240 | 220kV Insulator and Hardware | 1000055983 | 72169990 |  | 18 |  | 220KV TENSION INSULATOR STRING AND ASSOCIATED HARDWARE FITTINGS WITHTURN BUCKLE SUITABLE FOR TWIN CONDUCTOR | EA | 6 |  | Included | 0 | 0 | 0
164 | 7000016244 | 250 | 220kV Insulator and Hardware | 1000055980 | 72169990 |  | 18 |  | 220KV TENSION INSULATOR STRING AND ASSOCIATED HARDWARE FITTINGSWITHOUT TURN BUCKLE SUITABLE FOR TWIN CONDUCTOR | EA | 6 |  | Included | 0 | 0 | 0
165 | 7000016244 | 260 | 220kV Insulator and Hardware | 1000055977 | 72169990 |  | 18 |  | 220KV SUSPENSION INSULATOR STRING AND ASSOCIATED HARDWARE FITTINGSWITH THROUGH CLAMP SUITABLE FOR TWIN CONDUCTOR | EA | 3 |  | Included | 0 | 0 | 0
166 | 7000016244 | 270 | 220kV Insulator and Hardware | 1000055975 | 72169990 |  | 18 |  | 220KV SUSPENSION INSULATOR STRING AND ASSOCIATED HARDWARE FITTINGSWITH DROP CLAMP SUITABLE FOR TWIN CONDUCTOR | EA | 3 |  | Included | 0 | 0 | 0
167 | 7000016244 | 280 | Earthmat | 1000032055 | 72159090 |  | 18 |  | 40 MM MS ROD FOR MAIN EARTHMAT | KM | 1 |  | Included | 0 | 0 | 0
168 | 7000016244 | 290 | CRP for conventional 420kV Bays | 1000002164 | 85371000 |  | 18 |  | 400kV Circuit Breaker Relay Panel without Auto Reclose | EA | 1 |  | Included | 0 | 0 | 0
169 | 7000016244 | 300 | CRP for conventional 420kV Bays | 1000004273 | 85371000 |  | 18 |  | 400kV Transformer Protection Panel (For both HV & MV side) | EA | 1 |  | Included | 0 | 0 | 0
170 | 7000016244 | 310 | CRP for conventional 420kV Bays | 1000006843 | 85371000 |  | 18 |  | Augmentation of existing 400kV bus bar protection scheme | SET | 1 |  | Included | 0 | 0 | 0
171 | 7000016244 | 810 | CRP for conventional 220kV Bays | 1000055442 | 85371000 |  | 18 |  | 220KV CIRCUIT BREAKER RELAY PANEL | EA | 1 |  | Included | 0 | 0 | 0
172 | 7000016244 | 820 | CRP for conventional 220kV Bays | 1000006842 | 85371000 |  | 18 |  | Augmentation of existing 220kV bus bar protection scheme | SET | 1 |  | Included | 0 | 0 | 0
173 | 7000016244 | 830 | BCU and Control Panels | 1000037240 | 85371000 |  | 18 |  | RELAY AND PROTECTION PANELS-220KV CONTROL PANEL FOR TRANSFORMER | EA | 1 |  | Included | 0 | 0 | 0
174 | 7000016244 | 840 | BCU and Control Panels | 1000032389 | 85371000 |  | 18 |  | BAY CONTROL UNIT INCLUDING INTERFACE ACCESSORIES INTEGRATION WITHNTAMC AS PER TECHNICAL SPECIFICATION. | EA | 2 |  | Included | 0 | 0 | 0
175 | 7000016244 | 320 | LT SWITCHGEAR | 1000004304 | 85371000 |  | 18 |  | 415V ACDB (Extn.) | SET | 1 |  | Included | 0 | 0 | 0
176 | 7000016244 | 330 | POWER & CONTROL CABLE | 1000031951 | 85446090 |  | 18 |  | 1.1KV GRADE 3.5CX300 SQMM (XLPE) POWER CABLE | KM | 0.5 |  | Included | 0 | 0 | 0
177 | 7000016244 | 340 | POWER & CONTROL CABLE | 1000031957 | 85446020 |  | 18 |  | 1.1KV GRADE 3.5CX70 SQMM (PVC) POWER CABLE | KM | 2 |  | Included | 0 | 0 | 0
178 | 7000016244 | 350 | POWER & CONTROL CABLE | 1000031953 | 85446020 |  | 18 |  | 1.1KV GRADE 3.5CX35 SQMM (PVC) POWER CABLE | KM | 0.5 |  | Included | 0 | 0 | 0
179 | 7000016244 | 360 | POWER & CONTROL CABLE | 1000031976 | 85446020 |  | 18 |  | 1.1KV GRADE 4CX16 SQMM (PVC) POWER CABLE | KM | 1.5 |  | Included | 0 | 0 | 0
180 | 7000016244 | 370 | POWER & CONTROL CABLE | 1000031985 | 85446020 |  | 18 |  | 1.1KV GRADE 4CX6 SQMM (PVC) POWER CABLE | KM | 1 |  | Included | 0 | 0 | 0
181 | 7000016244 | 380 | POWER & CONTROL CABLE | 1000031943 | 85446020 |  | 18 |  | 1.1KV GRADE 2CX6 SQMM (PVC) POWER CABLE | KM | 1 |  | Included | 0 | 0 | 0
182 | 7000016244 | 390 | POWER & CONTROL CABLE | 1000031964 | 85446020 |  | 18 |  | 1.1KV GRADE 3CX2.5 SQMM CONTROL CABLE | KM | 3.5 |  | Included | 0 | 0 | 0
183 | 7000016244 | 400 | POWER & CONTROL CABLE | 1000031987 | 85446020 |  | 18 |  | 1.1KV GRADE 5CX2.5 SQMM CONTROL CABLE | KM | 5 |  | Included | 0 | 0 | 0
184 | 7000016244 | 410 | POWER & CONTROL CABLE | 1000031887 | 85446020 |  | 18 |  | 1.1KV GRADE 10CX2.5 SQMM CONTROL CABLE | KM | 3 |  | Included | 0 | 0 | 0
185 | 7000016244 | 420 | POWER & CONTROL CABLE | 1000056264 | 85446020 |  | 18 |  | 1.1KV GRADE 19CX1.5 SQMM CONTROL CABLE | KM | 2 |  | Included | 0 | 0 | 0
186 | 7000016244 | 430 | POWER & CONTROL CABLE | 1000056265 | 85446020 |  | 18 |  | 1.1KV GRADE 27CX1.5 SQMM CONTROL CABLE | KM | 1 |  | Included | 0 | 0 | 0
187 | 7000016244 | 440 | POWER & CONTROL CABLE | 1000032049 | 85446020 |  | 18 |  | 4PAIR, 0.5 SQ.MM SCREENED CABLE | KM | 1 |  | Included | 0 | 0 | 0
188 | 7000016244 | 450 | FIRE FIGHTING SYSTEM | 1000055456 | 84248990 |  | 18 |  | HVW SPRAY SYSTEM, HYDRANT SYSTEM AND COMPLETE U/G & O/G PIPING ANDACCESSORIES ETC. OUT SIDE THE PUMP HOUSE FOR 400KV, 3-PHASEAUTOTRANSFORMER | SET | 1 |  | Included | 0 | 0 | 0
189 | 7000016244 | 460 | ILLUMINATION SYSTEM | 1000038325 | 94059900 |  | 18 |  | LIGHTING FIXTURE LED LUMINAIRES TYPE FL2 AS PER TECH. SPECIFICATIONS | EA | 10 |  | Included | 0 | 0 | 0
190 | 7000016244 | 470 | ILLUMINATION SYSTEM | 1000038387 | 94051090 |  | 18 |  | LED FLOOD LIGHT LUMINARIESTYPE FL-1 (150W) AS PER TECHNICALSPECIFICATION | EA | 10 |  | Included | 0 | 0 | 0
191 | 7000016244 | 480 | ILLUMINATION SYSTEM | 1000001894 | 94059900 |  | 18 |  | Outdoor Power Receptacle for oilfiltration unit (250A) | EA | 1 |  | Included | 0 | 0 | 0
192 | 7000016244 | 490 | ILLUMINATION SYSTEM | 1000014547 | 85371000 |  | 18 |  | Lighting Panel type ACP-2 as per technical specification | EA | 2 |  | Included | 0 | 0 | 0
193 | 7000016244 | 500 | 400kV Equipment support structures | 1000017567 | 73045930 |  | 18 |  | Standard Pipe Structure for 400kV BPI (excluding wave trap) | EA | 21 |  | Included | 0 | 0 | 0
194 | 7000016244 | 510 | 400kV Equipment support structures | 1000020192 | 73045930 |  | 18 |  | Fabrication, galvanising and supply ofStandard Pipe Structure - 400 kV,1-Phase, CT including nuts, bolts, alltype of washers, packplates, step boltsand gusset plates excluding foundationbolts | EA | 3 |  | Included | 0 | 0 | 0
195 | 7000016244 | 520 | 400kV Equipment support structures | 1000020194 | 73045930 |  | 18 |  | Fabrication, galvanising and supply ofStandard Pipe Structure - 400 kV,3-Phase, ISOLATOR including nuts,bolts, all type of washers, packplates,step bolts and gusset plates excludingfoundation bolts | EA | 3 |  | Included | 0 | 0 | 0
196 | 7000016244 | 530 | 400kV Equipment support structures | 1000020195 | 73045930 |  | 18 |  | Fabrication, galvanising and supply ofStandard Pipe Structure - 400 kV,1-Phase, SA including nuts, bolts,all type of washers, packplates, stepbolts and gusset plates excludingfoundation bolts | EA | 3 |  | Included | 0 | 0 | 0
197 | 7000016244 | 540 | 220kV Equipment support structures | 1000017562 | 73045930 |  | 18 |  | Standard Pipe Structure for 220kV BPI (excluding wave trap) | EA | 10 |  | Included | 0 | 0 | 0
198 | 7000016244 | 550 | 220kV Equipment support structures | 1000020187 | 73045930 |  | 18 |  | Fabrication, galvanising and supply of Standard Pipe Structure - 220kV CT including nuts, bolts, all type of washers, packplates, stepbolts and gusset plates excluding foundation bolts | EA | 3 |  | Included | 0 | 0 | 0
199 | 7000016244 | 560 | 220kV Equipment support structures | 1000020189 | 73045930 |  | 18 |  | Fabrication, galvanising and supply of Standard Pipe Structure - 220kV ISOLATOR including nuts, bolts, all type of washers, packplates,step bolts and gusset plates excluding foundation bolts | EA | 4 |  | Included | 0 | 0 | 0
200 | 7000016244 | 570 | 220kV Equipment support structures | 1000020190 | 73045930 |  | 18 |  | Fabrication, galvanising and supply of Standard Pipe Structure - 220kV SA including nuts, bolts, all type of washers, packplates, stepbolts and gusset plates excluding foundation bolts | EA | 3 |  | Included | 0 | 0 | 0
201 | 7000016244 | 580 | 220kV Equipment support structures | 1000017565 | 73045930 |  | 18 |  | Fabrication, galvanising and supply of Std Pipe Structure - 220 kV highBPI including nuts, bolts, all type of washers, packplates, step boltsand gusset plates excluding foundation bolts | EA | 3 |  | Included | 0 | 0 | 0
202 | 7000016244 | 870 | VMS | 1000030433 | 85287390 |  | 18 |  | COLOR IP CAMERA, WITH PAN, TILT AND ZOOM FACILITIES, ALONGWITH ALLREQUIRED ITEMS, ACCESSORIES, LINE INTERFACE UNITS, FIBER PATCH CORDS,POWER SUPPLY UNITS, JUNCTION BOXES, CABLES, FIBER OPTIC CABLES, ETC.,AND INCLUDING INTEGRATION IN EXISTING HARDWARE AND SOFTWARE FORAUGMENTATION OF VISUAL MONITORING SYSTEM AS PER TECHNICALSPECIFICATION. | SET | 1 |  | Included | 0 | 0 | 0
203 | 7000016244 | 890 | Spares for 420kV CB | 1000019918 | 85359090 |  | 18 |  | Spares for 420kV Circuit Breaker | LS | 1 |  | Included | 0 | 0 | 0
204 | 7000016244 | 900 | Spares for 420kV Isolator | 1000019919 | 85353090 |  | 18 |  | Spares for 420kV Double break Isolator | LS | 1 |  | Included | 0 | 0 | 0
205 | 7000016244 | 910 | Spares for 420kV CT | 1000025941 | 85389000 |  | 18 |  | Spare-420kV CT 1 | SET | 1 |  | Included | 0 | 0 | 0
206 | 7000016244 | 590 | SPARES FOR 245kV, 40kA CB | 1000025935 | 85389000 |  | 18 |  | Spare-245kV Circuit Breaker | SET | 1 |  | Included | 0 | 0 | 0
207 | 7000016244 | 600 | SPARES FOR 245kV ISO | 1000025936 | 85353090 |  | 18 |  | Spare-245kV Isolator | SET | 1 |  | Included | 0 | 0 | 0
208 | 7000016244 | 610 | SPARES FOR 245kV 40kA CT | 1000025933 | 85389000 |  | 18 |  | Spare-245kV CT | SET | 1 |  | Included | 0 | 0 | 0
209 | 7000016244 | 620 | SPARES FOR 216kV Surge Arrester | 1000025930 | 85354010 |  | 18 |  | Spare-216kV Surge Arrester | SET | 1 |  | Included | 0 | 0 | 0
210 | 7000016244 | 630 | SPARES FOR CRP | 1000019912 | 85371000 |  | 18 |  | Relay & protection Panels (with automation) | LS | 1 |  | Included | 0 | 0 | 0
211 | 7000016244 | 640 | SPARES FOR SAS | 1000019927 | 85389000 |  | 18 |  | Spares-Substation Automation System | LS | 1 |  | Included | 0 | 0 | 0
212 | 7000016244 | 650 | Spares for 420kV GIS | 1000025945 | 85389000 |  | 18 |  | Spare-420kV GIS | SET | 1 |  | Included | 0 | 0 | 0
213 | 7000016244 | 660 | Spares for 336kV Surge Arrester | 1000024186 | 85354010 |  | 18 |  | SPARES FOR 336KV SURGE ARRESTER | LS | 1 |  | Included | 0 | 0 | 0
III | Extension of 400/220kV Ranchi(PG) S/S
214 | 7000016245 | 10 | 420kV, 40kA AIS EQUIPMENT | 1000004474 | 85352913 |  | 18 |  | 420kV, 3150A, 40kA Circuit Breaker(3-Phase) without closing resistor(with support structure) | EA | 1 |  | Included | 0 | 0 | 0
215 | 7000016245 | 20 | 420kV, 40kA AIS EQUIPMENT | 1000004459 | 85359090 |  | 18 |  | 420 kV, 3000A, 40KA, 1-Phase CurrentTransformer with 120% extended currentrating | EA | 3 |  | Included | 0 | 0 | 0
216 | 7000016245 | 30 | 420kV, 40kA AIS EQUIPMENT | 1000004468 | 85353090 |  | 18 |  | 420kV, 3150A, 40KA, Isolator (3-phase)(Double Break) with one E/S | EA | 2 |  | Included | 0 | 0 | 0
217 | 7000016245 | 40 | 420kV, 40kA AIS EQUIPMENT | 1000020419 | 85354010 |  | 18 |  | 336kV Surge Arrester (1-phase) | EA | 3 |  | Included | 0 | 0 | 0
218 | 7000016245 | 50 | 420kV, 40kA AIS EQUIPMENT | 1000004401 | 85462040 |  | 18 |  | 420 kV, 1 phase Bus Post Insulator (except for Line Traps) | EA | 3 |  | Included | 0 | 0 | 0
219 | 7000016245 | 60 | 245kV, 40kA AIS EQUIPMENT | 1000001671 | 85352912 |  | 18 |  | 245kV, 1600A, 40KA Circuit Breaker(3-Phase) with support structure | EA | 1 |  | Included | 0 | 0 | 0
220 | 7000016245 | 70 | 245kV, 40kA AIS EQUIPMENT | 1000001673 | 85353090 |  | 18 |  | 245kV, 1600A, 40 KA, 3-phase DoubleBreak Isolator with one E/S | EA | 1 |  | Included | 0 | 0 | 0
221 | 7000016245 | 80 | 245kV, 40kA AIS EQUIPMENT | 1000001674 | 85353090 |  | 18 |  | 245kV, 1600A, 40 KA, 3-phase DoubleBreak Isolator with two E/S | EA | 1 |  | Included | 0 | 0 | 0
222 | 7000016245 | 90 | 245kV, 40kA AIS EQUIPMENT | 1000001794 | 85353090 |  | 18 |  | 245kV, 1600A, 40 KA, 3-phase DoubleBreak Tandem Isolator without E/S | EA | 2 |  | Included | 0 | 0 | 0
223 | 7000016245 | 100 | 245kV, 40kA AIS EQUIPMENT | 1000001681 | 85359090 |  | 18 |  | 245 kV, 1600A, 40KA, 1-Phase CurrentTransformer with 120% extended currentrating | EA | 3 |  | Included | 0 | 0 | 0
224 | 7000016245 | 110 | 245kV, 40kA AIS EQUIPMENT | 1000020417 | 85354010 |  | 18 |  | 216kV Surge Arrester (1-phase) | EA | 3 |  | Included | 0 | 0 | 0
225 | 7000016245 | 120 | 245kV, 40kA AIS EQUIPMENT | 1000001695 | 85462040 |  | 18 |  | 245 kV, 1 phase Bus Post Insulator (except for Line Traps) | EA | 13 |  | Included | 0 | 0 | 0
226 | 7000016245 | 130 | Erection Hardware for 420 kV I Type S/Y | 1000011320 | 72169990 |  | 18 |  | Erection Hardware for 400kV I type layout-Any feeder Extn. on existinghalf dia. as per technical specification | SET | 1 |  | Included | 0 | 0 | 0
227 | 7000016245 | 140 | 420kV Insulator and Hardware | 1000055986 | 72169990 |  | 18 |  | 400KV SUSPENSION INSULATOR STRING AND ASSOCIATED HARDWARE FITTINGSWITH DROP CLAMP SUITABLE FOR QUAD CONDUCTOR | EA | 3 |  | Included | 0 | 0 | 0
228 | 7000016245 | 150 | Erection Hardware for 220 kV DMT Type S | 1000011264 | 72169990 |  | 18 |  | Erection Hardware for 220kV layout (Double Main and TransferScheme)-Transformer Bay as per technical specification | SET | 1 |  | Included | 0 | 0 | 0
229 | 7000016245 | 160 | 220kV Insulator and Hardware | 1000055975 | 72169990 |  | 18 |  | 220KV SUSPENSION INSULATOR STRING AND ASSOCIATED HARDWARE FITTINGSWITH DROP CLAMP SUITABLE FOR TWIN CONDUCTOR | EA | 3 |  | Included | 0 | 0 | 0
230 | 7000016245 | 170 | 220kV Insulator and Hardware | 1000055977 | 72169990 |  | 18 |  | 220KV SUSPENSION INSULATOR STRING AND ASSOCIATED HARDWARE FITTINGSWITH THROUGH CLAMP SUITABLE FOR TWIN CONDUCTOR | EA | 3 |  | Included | 0 | 0 | 0
231 | 7000016245 | 180 | 220kV Insulator and Hardware | 1000055980 | 72169990 |  | 18 |  | 220KV TENSION INSULATOR STRING AND ASSOCIATED HARDWARE FITTINGSWITHOUT TURN BUCKLE SUITABLE FOR TWIN CONDUCTOR | EA | 6 |  | Included | 0 | 0 | 0
232 | 7000016245 | 190 | 220kV Insulator and Hardware | 1000055983 | 72169990 |  | 18 |  | 220KV TENSION INSULATOR STRING AND ASSOCIATED HARDWARE FITTINGS WITHTURN BUCKLE SUITABLE FOR TWIN CONDUCTOR | EA | 6 |  | Included | 0 | 0 | 0
233 | 7000016245 | 200 | CRP for 420kV Bays with SAS | 1000002146 | 85371000 |  | 18 |  | Augmentation of existing 400kV bus bar protection scheme.(No. of baysas per specification)-(with Automation) | SET | 1 |  | Included | 0 | 0 | 0
234 | 7000016245 | 210 | CRP for 420kV Bays with SAS | 1000004274 | 85371000 |  | 18 |  | 400kV Transformer Protection Panel (For both HV & MV side)-(withAutomation) | EA | 1 |  | Included | 0 | 0 | 0
235 | 7000016245 | 220 | CRP for 420kV Bays with SAS | 1000002163 | 85371000 |  | 18 |  | 400kV Circuit Breaker Relay Panel without Auto Reclose (withAutomation) | EA | 1 |  | Included | 0 | 0 | 0
236 | 7000016245 | 230 | CRP for 220kV Bays with SAS | 1000001168 | 85371000 |  | 18 |  | 220kV Circuit Breaker Relay Panel without Auto Reclose (withAutomation) | EA | 1 |  | Included | 0 | 0 | 0
237 | 7000016245 | 240 | CRP for 220kV Bays with SAS | 1000001167 | 85371000 |  | 18 |  | Augmentation of existing 220kV bus bar protection scheme.(No. of baysas per specification)-(with Automation) | SET | 1 |  | Included | 0 | 0 | 0
238 | 7000016245 | 250 | SAS-AUG | 1000003409 | 85371000 |  | 18 |  | Augmentation of Substation automation System for 400kV Main bay as perTechnical Specification | EA | 1 |  | Included | 0 | 0 | 0
239 | 7000016245 | 260 | SAS-AUG | 1000001333 | 85371000 |  | 18 |  | Augmentation of Substation automation System for 220kV bay as perTechnical Specification | EA | 1 |  | Included | 0 | 0 | 0
240 | 7000016245 | 270 | POWER & CONTROL CABLE | 1000031957 | 85446020 |  | 18 |  | 1.1KV GRADE 3.5CX70 SQMM (PVC) POWER CABLE | KM | 2 |  | Included | 0 | 0 | 0
241 | 7000016245 | 280 | POWER & CONTROL CABLE | 1000031953 | 85446020 |  | 18 |  | 1.1KV GRADE 3.5CX35 SQMM (PVC) POWER CABLE | KM | 1 |  | Included | 0 | 0 | 0
242 | 7000016245 | 290 | POWER & CONTROL CABLE | 1000031976 | 85446020 |  | 18 |  | 1.1KV GRADE 4CX16 SQMM (PVC) POWER CABLE | KM | 3 |  | Included | 0 | 0 | 0
243 | 7000016245 | 300 | POWER & CONTROL CABLE | 1000031985 | 85446020 |  | 18 |  | 1.1KV GRADE 4CX6 SQMM (PVC) POWER CABLE | KM | 2 |  | Included | 0 | 0 | 0
244 | 7000016245 | 310 | POWER & CONTROL CABLE | 1000031943 | 85446020 |  | 18 |  | 1.1KV GRADE 2CX6 SQMM (PVC) POWER CABLE | KM | 2 |  | Included | 0 | 0 | 0
245 | 7000016245 | 320 | POWER & CONTROL CABLE | 1000031964 | 85446020 |  | 18 |  | 1.1KV GRADE 3CX2.5 SQMM CONTROL CABLE | KM | 3.5 |  | Included | 0 | 0 | 0
246 | 7000016245 | 330 | POWER & CONTROL CABLE | 1000031987 | 85446020 |  | 18 |  | 1.1KV GRADE 5CX2.5 SQMM CONTROL CABLE | KM | 5 |  | Included | 0 | 0 | 0
247 | 7000016245 | 340 | POWER & CONTROL CABLE | 1000031887 | 85446020 |  | 18 |  | 1.1KV GRADE 10CX2.5 SQMM CONTROL CABLE | KM | 3 |  | Included | 0 | 0 | 0
248 | 7000016245 | 350 | POWER & CONTROL CABLE | 1000056264 | 85446020 |  | 18 |  | 1.1KV GRADE 19CX1.5 SQMM CONTROL CABLE | KM | 5 |  | Included | 0 | 0 | 0
249 | 7000016245 | 360 | POWER & CONTROL CABLE | 1000056265 | 85446020 |  | 18 |  | 1.1KV GRADE 27CX1.5 SQMM CONTROL CABLE | KM | 5 |  | Included | 0 | 0 | 0
250 | 7000016245 | 370 | POWER & CONTROL CABLE | 1000032049 | 85446020 |  | 18 |  | 4PAIR, 0.5 SQ.MM SCREENED CABLE | KM | 1 |  | Included | 0 | 0 | 0
251 | 7000016245 | 380 | FIRE FIGHTING SYSTEM | 1000055456 | 84248990 |  | 18 |  | HVW SPRAY SYSTEM, HYDRANT SYSTEM AND COMPLETE U/G & O/G PIPING ANDACCESSORIES ETC. OUT SIDE THE PUMP HOUSE FOR 400KV, 3-PHASEAUTOTRANSFORMER | SET | 1 |  | Included | 0 | 0 | 0
252 | 7000016245 | 390 | ILLUMINATION SYSTEM | 1000038385 | 94059900 |  | 18 |  | FIRE WALL MOUNTED LED LUMINARIE TYPE FL-2 (250W) | EA | 2 |  | Included | 0 | 0 | 0
253 | 7000016245 | 400 | ILLUMINATION SYSTEM | 1000038325 | 94059900 |  | 18 |  | LIGHTING FIXTURE LED LUMINAIRES TYPE FL2 AS PER TECH. SPECIFICATIONS | EA | 10 |  | Included | 0 | 0 | 0
254 | 7000016245 | 410 | ILLUMINATION SYSTEM | 1000038387 | 94051090 |  | 18 |  | LED FLOOD LIGHT LUMINARIESTYPE FL-1 (150W) AS PER TECHNICALSPECIFICATION | EA | 10 |  | Included | 0 | 0 | 0
255 | 7000016245 | 420 | ILLUMINATION SYSTEM | 1000014547 | 85371000 |  | 18 |  | Lighting Panel type ACP-2 as per technical specification | EA | 1 |  | Included | 0 | 0 | 0
256 | 7000016245 | 430 | 400kV Equipment support structures | 1000017567 | 73045930 |  | 18 |  | Standard Pipe Structure for 400kV BPI (excluding wave trap) | EA | 3 |  | Included | 0 | 0 | 0
257 | 7000016245 | 440 | 400kV Equipment support structures | 1000020192 | 73045930 |  | 18 |  | Fabrication, galvanising and supply ofStandard Pipe Structure - 400 kV,1-Phase, CT including nuts, bolts, alltype of washers, packplates, step boltsand gusset plates excluding foundationbolts | EA | 3 |  | Included | 0 | 0 | 0
258 | 7000016245 | 450 | 400kV Equipment support structures | 1000020194 | 73045930 |  | 18 |  | Fabrication, galvanising and supply ofStandard Pipe Structure - 400 kV,3-Phase, ISOLATOR including nuts,bolts, all type of washers, packplates,step bolts and gusset plates excludingfoundation bolts | EA | 2 |  | Included | 0 | 0 | 0
259 | 7000016245 | 460 | 400kV Equipment support structures | 1000020195 | 73045930 |  | 18 |  | Fabrication, galvanising and supply ofStandard Pipe Structure - 400 kV,1-Phase, SA including nuts, bolts,all type of washers, packplates, stepbolts and gusset plates excludingfoundation bolts | EA | 3 |  | Included | 0 | 0 | 0
260 | 7000016245 | 470 | 220 kV Towers | 1000020103 | 73082011 |  | 18 |  | Fabrication, galvanising and supply of Standard 220 kV Tower CTAincluding nuts, bolts, all type of washers, packplates, step bolts andgusset plates excluding foundation bolts | EA | 1 |  | Included | 0 | 0 | 0
261 | 7000016245 | 480 | 220 kV Towers | 1000020088 | 73082011 |  | 18 |  | Fabrication, galvanising and supply of Standard 220 kV Gantry BG1including nuts, bolts, all type of washers, packplates, step bolts andgusset plates excluding foundation bolts | EA | 2 |  | Included | 0 | 0 | 0
262 | 7000016245 | 490 | 220kV Equipment support structures | 1000017562 | 73045930 |  | 18 |  | Standard Pipe Structure for 220kV BPI (excluding wave trap) | EA | 10 |  | Included | 0 | 0 | 0
263 | 7000016245 | 500 | 220kV Equipment support structures | 1000020187 | 73045930 |  | 18 |  | Fabrication, galvanising and supply of Standard Pipe Structure - 220kV CT including nuts, bolts, all type of washers, packplates, stepbolts and gusset plates excluding foundation bolts | EA | 3 |  | Included | 0 | 0 | 0
264 | 7000016245 | 510 | 220kV Equipment support structures | 1000020189 | 73045930 |  | 18 |  | Fabrication, galvanising and supply of Standard Pipe Structure - 220kV ISOLATOR including nuts, bolts, all type of washers, packplates,step bolts and gusset plates excluding foundation bolts | EA | 4 |  | Included | 0 | 0 | 0
265 | 7000016245 | 520 | 220kV Equipment support structures | 1000020190 | 73045930 |  | 18 |  | Fabrication, galvanising and supply of Standard Pipe Structure - 220kV SA including nuts, bolts, all type of washers, packplates, stepbolts and gusset plates excluding foundation bolts | EA | 3 |  | Included | 0 | 0 | 0
266 | 7000016245 | 530 | 220kV Equipment support structures | 1000017565 | 73045930 |  | 18 |  | Fabrication, galvanising and supply of Std Pipe Structure - 220 kV highBPI including nuts, bolts, all type of washers, packplates, step boltsand gusset plates excluding foundation bolts | EA | 3 |  | Included | 0 | 0 | 0
267 | 7000016245 | 760 | VMS | 1000030433 | 85287390 |  | 18 |  | COLOR IP CAMERA, WITH PAN, TILT AND ZOOM FACILITIES, ALONGWITH ALLREQUIRED ITEMS, ACCESSORIES, LINE INTERFACE UNITS, FIBER PATCH CORDS,POWER SUPPLY UNITS, JUNCTION BOXES, CABLES, FIBER OPTIC CABLES, ETC.,AND INCLUDING INTEGRATION IN EXISTING HARDWARE AND SOFTWARE FORAUGMENTATION OF VISUAL MONITORING SYSTEM AS PER TECHNICALSPECIFICATION. | SET | 1 |  | Included | 0 | 0 | 0
268 | 7000016245 | 780 | Spares for 420kV CB | 1000019918 | 85359090 |  | 18 |  | Spares for 420kV Circuit Breaker | LS | 1 |  | Included | 0 | 0 | 0
269 | 7000016245 | 790 | Spares for 420kV Isolator | 1000019919 | 85353090 |  | 18 |  | Spares for 420kV Double break Isolator | LS | 1 |  | Included | 0 | 0 | 0
270 | 7000016245 | 800 | Spares for 420kV CT | 1000025941 | 85389000 |  | 18 |  | Spare-420kV CT 1 | SET | 1 |  | Included | 0 | 0 | 0
271 | 7000016245 | 540 | SPARES FOR 245kV, 40kA CB | 1000025935 | 85389000 |  | 18 |  | Spare-245kV Circuit Breaker | SET | 1 |  | Included | 0 | 0 | 0
272 | 7000016245 | 550 | SPARES FOR 245kV ISO | 1000025936 | 85353090 |  | 18 |  | Spare-245kV Isolator | SET | 1 |  | Included | 0 | 0 | 0
273 | 7000016245 | 560 | SPARES FOR 245kV 40kA CT | 1000025933 | 85389000 |  | 18 |  | Spare-245kV CT | SET | 1 |  | Included | 0 | 0 | 0
274 | 7000016245 | 570 | SPARES FOR 216kV Surge Arrester | 1000025930 | 85354010 |  | 18 |  | Spare-216kV Surge Arrester | SET | 1 |  | Included | 0 | 0 | 0
275 | 7000016245 | 580 | SPARES FOR CRP | 1000019912 | 85371000 |  | 18 |  | Relay & protection Panels (with automation) | LS | 1 |  | Included | 0 | 0 | 0
276 | 7000016245 | 590 | SPARES FOR SAS | 1000019927 | 85389000 |  | 18 |  | Spares-Substation Automation System | LS | 1 |  | Included | 0 | 0 | 0
277 | 7000016245 | 600 | Spares for 336kV Surge Arrester | 1000024186 | 85354010 |  | 18 |  | SPARES FOR 336KV SURGE ARRESTER | LS | 1 |  | Included | 0 | 0 | 0
278 | 7000016245 | 810 | Foundation Bolts | 1000012366 | 73082011 |  | 18 |  | Fabrication, galvanising and supply of 28mm dia foundation boltsincluding nuts, checknuts, washers and packplates. | EA | 256 |  | Included | 0 | 0 | 0
279 | 7000016245 | 820 | Foundation Bolts | 1000012369 | 73082011 |  | 18 |  | Fabrication, galvanising and supply of 56mm dia foundation boltsincluding nuts, checknuts, washers and packplates | EA | 12 |  | Included | 0 | 0 | 0
[7 empty] | Total Ex-works Price | [5 empty] | 0 | 0
[7 empty] | Total Type Test charges as per Schedule-7 | [5 empty] | 0
[7 empty] | Total Ex-works Price including Type Test charges | [5 empty] | 0
[7 empty] | Total GST Tax as confirmed by Bidder | [5 empty] | 0
Note : | Specify amount of GST on the transaction between the Contractor and the Employer.
* | In case the bidder leaves the cell for confirmation of the HSN code and/or GST rate “blank”, the HSN code and corresponding GST rate indicated by the Employer shall be deemed to be the one confirmed by the Bidder.
Date : | --
Place : | [10 empty] | Printed Name :
Designation :
Click for Sch-2

## Sch-1 dis (hidden)
Specification No.: 5002002072/SUB-STATION(EXCLUDIN/DOM/A00- CC CS -1 | [5 empty] | Schedule - 1 |  |  |  | Direct Total | 0 | Sole Bidder | `
[10 empty] | BO Total | #REF! | 0
400kV AIS Substation Extn. Package-SS01 for (i) Extension of 400/220kV Bikaner-II PS under Implementation of 220kV bays for RE generators and 400/220kV ICTs at Bikaner-II PS.; (ii) Extension of 400/220kV Patiala S/s associated with Augmentation of transformation capacity at 400/220kV Kurukshetra (PG) & Patiala (PG) Substation (iii) Extension of 400/220kV Ranchi S/s under Eastern Region Expansion Scheme-XXVI (ERES-XXVI) (iv) Extension of 765kV Chilkaluripeta S/s associated with Requirement of 765kV spare (1- Ph) Reactor unit at 765kV Chilkaluripeta (Part-B).
(SCHEDULE OF RATES AND PRICES : EX-WORKS PRICES)
Bidder’s Name and Address (Sole Bidder) : |  |  |  | To:
Contract Services
Name : | …….. …….. …….. …….. …….. …….. |  |  | Power Grid Corporation of India Ltd., | [7 empty] | …….. …….. …….. …….. …….. …….. &
Address : | …….. …….. …….. …….. …….. …….. |  |  | "Saudamini", Plot No.-2
| …….. …….. …….. …….. …….. …….. |  |  | Sector-29,
| …….. …….. …….. …….. …….. …….. |  |  | Gurgaon (Haryana) - 122001
Plant and Equipment (including Mandatory Spares Parts) to be supplied, including Type Test Charges for Tests to be conducted. | [10 empty] | Direct
[6 empty] | All Prices are in Indian Rupees. |  |  |  |  | Bought-Out
SI. No. | Item Description | Unit | Qty. | Unit Ex-works price | Total Ex-works price | Mode of Transaction (Direct / Bought-out)
1 | 2 | 3 | 4 | 5 | 6 = 4 x 5 | 7
0 | 0
#REF! | #REF!
0 | 0
#REF! | #REF! | #REF! | #REF! | #REF! | #REF! | #REF!
#REF! | #REF! | #REF! | #REF! | #REF! | #REF! | #REF!
#REF! | #REF!
#REF! | #REF! | #REF! | #REF! | #REF! | #REF! | #REF!
#REF! | #REF! | #REF! | #REF! | #REF! | #REF! | #REF!
#REF! | #REF!
#REF! | #REF! | #REF! | #REF! | #REF! | #REF! | #REF!
#REF! | #REF! | #REF! | #REF! | #REF! | #REF! | #REF!
#REF! | #REF!
#REF! | #REF!
#REF! | #REF! | #REF! | #REF! | #REF! | #REF! | #REF!
#REF! | #REF! | #REF! | #REF! | #REF! | #REF! | #REF!
#REF! | #REF!
#REF! | #REF! | #REF! | #REF! | #REF! | #REF! | #REF!
#REF! | #REF! | #REF! | #REF! | #REF! | #REF! | #REF!
#REF! | #REF! | #REF! | #REF! | #REF! | #REF! | #REF!
#REF! | #REF! | #REF! | #REF! | #REF! | #REF! | #REF!
#REF! | #REF! | #REF! | #REF! | #REF! | #REF! | #REF!
#REF! | #REF! | #REF! | #REF! | #REF! | #REF! | #REF!
#REF! | #REF!
#REF! | #REF! | #REF! | #REF! | #REF! | #REF! | #REF!
#REF! | #REF!
#REF! | #REF! | #REF! | #REF! | #REF! | #REF! | #REF!
#REF! | #REF! | #REF! | #REF! | #REF! | #REF! | #REF!
#REF! | #REF! | #REF! | #REF! | #REF! | #REF! | #REF!
#REF! | #REF! | #REF! | #REF! | #REF! | #REF! | #REF!
#REF! | #REF!
#REF! | #REF! | #REF! | #REF! | #REF! | #REF! | #REF!
#REF! | #REF! | #REF! | #REF! | #REF! | #REF! | #REF!
#REF! | #REF! | #REF! | #REF! | #REF! | #REF! | #REF!
#REF! | #REF!
#REF! | #REF! | #REF! | #REF! | #REF! | #REF! | #REF!
#REF! | #REF! | #REF! | #REF! | #REF! | #REF! | #REF!
#REF! | #REF! | #REF! | #REF! | #REF! | #REF! | #REF!
#REF! | #REF! | #REF! | #REF! | #REF! | #REF! | #REF!
#REF! | #REF! | #REF! | #REF! | #REF! | #REF! | #REF!
#REF! | #REF!
| #REF! | #REF! | #REF! | #REF! | #REF! | #REF!
#REF!
| #REF! | #REF! | #REF! | #REF! | #REF! | #REF!
| #REF! | #REF! | #REF! | #REF! | #REF! | #REF!
| Total Ex-Works Price Direct |  |  |  | 0 | Direct
| Total Ex-Works Price Bought Out |  |  |  | 0
| Total Ex-Works Price |  |  |  | 0
| Total Type Test charges as per Schedule-7 |  |  |  | #REF! |  |  | #REF! |  | #REF!
| Total Ex-works Price including Type Test charges |  |  |  | #REF! |  |  | #REF! |  | #REF!
[7 empty] | Discount Sch-1 | #REF! | MPD Sch-1 | #REF!
[7 empty] | Dis Alert | #REF!
Note : | Specify amount of Excise Duty, Sales Tax/'VAT and other taxes payable on the transaction between the Contractor and the Employer and octroi/entry tax as applicable for destination site/state on all items of supply including bought-out finished items (to be identified in the Contract), which shall be dispatched directly from the sub-vendor’s works to the Employer’s site (sale-in-transit), separately in Schedule-5. Excise Duty, Sales tax and other levies for all the bought-out items are to be included in the EXW Price (Col. No. 5) only and not to be indicated in Schedule-5.
Date : | --
Place : |  |  | Printed Name :
Designation :
Click for Sch-2

## Sch-2
Specification No.: 5002002072/SUB-STATION(EXCLUDIN/DOM/A00- CC CS -1 | [8 empty] | Schedule - 2
400kV AIS Substation Extn. Package-SS01 for (i) Extension of 400/220kV Bikaner-II PS under Implementation of 220kV bays for RE generators and 400/220kV ICTs at Bikaner-II PS.; (ii) Extension of 400/220kV Patiala S/s associated with Augmentation of transformation capacity at 400/220kV Kurukshetra (PG) & Patiala (PG) Substation (iii) Extension of 400/220kV Ranchi S/s under Eastern Region Expansion Scheme-XXVI (ERES-XXVI) (iv) Extension of 765kV Chilkaluripeta S/s associated with Requirement of 765kV spare (1- Ph) Reactor unit at 765kV Chilkaluripeta (Part-B).
(SCHEDULE OF RATES AND PRICES)
Bidder’s Name and Address (Sole Bidder) : | [7 empty] | To:
Contracts Services, 3rd Floor
Name : |  | …….. …….. …….. …….. …….. …….. | [5 empty] | Power Grid Corporation of India Ltd.,
Address : |  | …….. …….. …….. …….. …….. …….. | [5 empty] | "Saudamini", Plot No.-2
|  | …….. …….. …….. …….. …….. …….. | [5 empty] | Sector-29,
|  | …….. …….. …….. …….. …….. …….. | [5 empty] | Gurgaon (Haryana) - 122001
LOCAL TRANSPORTATION, IN-TRANSIT INSURANCE, LOADING AND UNLOADING
All Prices are in Indian Rupees.
SI. No. | PR No | PR Line Item No | Activity Description | Material Code | Description | Unit | Quantity | Unit Freight, In-transit Insurance, loading & unloading Charges | Total Freight, In-transit Insurance, loading & unloading Charges
1 | 2 | 3 | 4 | 5 | 4 | 5 | 6 | 7 | 8= 6 x 7
PART A (Substation Portion)
I | Bay work at Bikaner-II
1 | 7000016147 | 10 | FOUNDATION BOLTS | 1000012369 | Fabrication, galvanising and supply of 56mm dia foundation boltsincluding nuts, checknuts, washers and packplates | EA | 304 |  | Included
2 | 7000016147 | 20 | FOUNDATION BOLTS | 1000012368 | Fabrication, galvanising and supply of 40mm dia foundation boltsincluding nuts, checknuts, washers and packplates. | EA | 128 |  | Included
3 | 7000016147 | 30 | FOUNDATION BOLTS | 1000012367 | Fabrication, galvanising and supply of 32mm dia foundation boltsincluding nuts, checknuts, washers and packplates | EA | 32 |  | Included
4 | 7000016147 | 40 | FOUNDATION BOLTS | 1000012366 | Fabrication, galvanising and supply of 28mm dia foundation boltsincluding nuts, checknuts, washers and packplates. | EA | 1644 |  | Included
5 | 7000016147 | 50 | FOUNDATION BOLTS | 1000029078 | 20 mm FOUNDATION BOLTS (Including nuts,checknut & washers for latticeand pipe structures) | EA | 32 |  | Included
6 | 7000016147 | 60 | NON STANDARD STRUCTURES | 1000015954 | Fabrication, galvanising and supply of Lattice Structures (MS Steel),to be designed during detailed engineering, for towers, beams andequipment support structure including pack plates / packwashers andgusset plates excluding fasteners and foundation bolts | MT | 44 |  | Included
7 | 7000016147 | 70 | NON STANDARD STRUCTURES | 1000015952 | Fabrication, galvanising and supply of Equipment Support (Pipe)Structures to be designed during detailed engineering | MT | 1.85 |  | Included
8 | 7000016147 | 80 | NON STANDARD STRUCTURES | 1000011713 | Fabrication, galvanising and supply of fasteners ( nuts, bolts andwashers ) including step bolts for lattice and pipe structures to bedesigned during detailed engineering | MT | 2.2 |  | Included
9 | 7000016147 | 90 | NON STANDARD STRUCTURES | 1000012373 | Fabrication, galvanising and supply of foundation bolts including nuts,checknut and washers for lattice and pipe structures to be designedduring detailed engineering | MT | 7.5 |  | Included
10 | 7000016147 | 130 | LT transformer | 1000004951 | 630kVA, 33/0.433kV, 3ph LT Transformer | EA | 1 |  | Included
11 | 7000016147 | 140 | 420kV Equipment | 1000004501 | 420kV, 3150A, 63kA Circuit Breaker (3-Phase) without closing resistorand with Support Structure | EA | 2 |  | Included
12 | 7000016147 | 150 | 420kV Equipment | 1000004502 | 420kV, 3150A, 63KA Circuit Breaker (3-Phase) with closing resistor with support structure | EA | 1 |  | Included
13 | 7000016147 | 160 | 420kV Equipment | 1000004463 | 420 kV, 3000A, 63KA, 1-Phase CurrentTransformer with 120% extended currentrating | EA | 9 |  | Included
14 | 7000016147 | 170 | 420kV Equipment | 1000004498 | 420kV, 3150A, 63KA, Isolator (3-phase)(Double Break) with one E/S | EA | 8 |  | Included
15 | 7000016147 | 180 | 420kV Equipment | 1000020419 | 336kV Surge Arrester (1-phase) | EA | 6 |  | Included
16 | 7000016147 | 190 | 420kV Equipment | 1000004401 | 420 kV, 1 phase Bus Post Insulator (except for Line Traps) | EA | 10 |  | Included
17 | 7000016147 | 300 | 245kV Equipment | 1000001738 | 245kV, 2500A, 50KA Circuit Breaker(3-Phase) with support structure | EA | 1 |  | Included
18 | 7000016147 | 200 | 245kV Equipment | 1000001683 | 245kV, 1600A, 50KA Circuit Breaker(3-Phase) with support structure | EA | 7 |  | Included
19 | 7000016147 | 210 | 245kV Equipment | 1000001739 | 245 kV, 2500A, 50KA, 1-Phase CurrentTransformer with 120% extended currentrating | EA | 3 |  | Included
20 | 7000016147 | 220 | 245kV Equipment | 1000001684 | 245 kV, 1600A, 50KA, 1-Phase CurrentTransformer with 120% extended currentrating | EA | 21 |  | Included
21 | 7000016147 | 230 | 245kV Equipment | 1000001772 | 245 kV, 4400pf Capacitive Voltage Transformer (1- Phase) | EA | 18 |  | Included
22 | 7000016147 | 290 | 245kV Equipment | 1000032771 | 245KV, 2500A, 50KA, 3-PHASE, DOUBLE BREAK ISOLATOR WITH TWO E/S | EA | 2 |  | Included
23 | 7000016147 | 240 | 245kV Equipment | 1000001689 | 245kV, 1600A, 50 KA, 3-phase DoubleBreak Isolator with two E/S | EA | 7 |  | Included
24 | 7000016147 | 250 | 245kV Equipment | 1000001688 | 245kV, 1600A, 50 KA, 3-phase DoubleBreak Isolator with one E/S | EA | 7 |  | Included
25 | 7000016147 | 260 | 245kV Equipment | 1000032777 | 245KV, 1600 A, 50KA, 3-PHASE, DOUBLE BREAK TANDEM ISOLATOR WITHOUT E/S | EA | 13 |  | Included
26 | 7000016147 | 270 | 245kV Equipment | 1000020417 | 216kV Surge Arrester (1-phase) | EA | 18 |  | Included
27 | 7000016147 | 280 | 245kV Equipment | 1000001695 | 245 kV, 1 phase Bus Post Insulator (except for Line Traps) | EA | 54 |  | Included
28 | 7000016147 | 310 | 72.5kV Equipment | 1000005036 | 72.5 kV, 1250A, 25 kA, 3-phase CircuitBreaker with support structure | EA | 1 |  | Included
29 | 7000016147 | 320 | 72.5kV Equipment | 1000005061 | 72.5 kV, 50A, 25 kA, 1-Phase CurrentTransformer with 120% extended currentrating | EA | 3 |  | Included
30 | 7000016147 | 330 | 72.5kV Equipment | 1000005048 | 72.5 kV Voltage Transformer (1- Phase) | EA | 3 |  | Included
31 | 7000016147 | 340 | 72.5kV Equipment | 1000005070 | 72.5 kV, 400A, 25 KA, 3-Phase DoubleBreak Isolator with out E/S | EA | 1 |  | Included
32 | 7000016147 | 350 | 72.5kV Equipment | 1000005030 | 72.5kV ,1 phase Bus Post Insulators | EA | 8 |  | Included
33 | 7000016147 | 360 | Erection Hardware - 420kV | 1000011327 | Erection Hardware for 400kV I type layout-Transformer bay as pertechnical specification | SET | 2 |  | Included
34 | 7000016147 | 370 | Erection Hardware - 420kV | 1000011319 | Erection Hardware for 400kV I type layout-Bus Work (For two diameters)as per technical specification | SET | 1 |  | Included
35 | 7000016147 | 380 | Erection Hardware - 420kV | 1000011320 | Erection Hardware for 400kV I type layout-Any feeder Extn. on existinghalf dia. as per technical specification | SET | 1 |  | Included
36 | 7000016147 | 390 | Erection Hardware - 420kV | 1000011326 | Erection Hardware for 400kV I type layout-Spare bay of half dia as pertechnical specification | SET | 1 |  | Included
37 | 7000016183 | 10 | Erection Hardware - 420kV | 1000055984 | 400KV TENSION INSULATOR STRING AND ASSOCIATED HARDWARE FITTINGSWITHOUT TURN BUCKLE SUITABLE FOR QUAD CONDUCTOR | EA | 12 |  | Included
38 | 7000016184 | 10 | Erection Hardware - 420kV | 1000055991 | 400KV TENSION INSULATOR STRING AND ASSOCIATED HARDWARE FITTINGSWITH TURN BUCKLE SUITABLE FOR QUAD CONDUCTOR | EA | 12 |  | Included
39 | 7000016185 | 10 | Erection Hardware - 420kV | 1000055986 | 400KV SUSPENSION INSULATOR STRING AND ASSOCIATED HARDWARE FITTINGSWITH DROP CLAMP SUITABLE FOR QUAD CONDUCTOR | EA | 6 |  | Included
40 | 7000016186 | 10 | Erection Hardware - 420kV | 1000055988 | 400KV SUSPENSION INSULATOR STRING AND ASSOCIATED HARDWARE FITTINGSWITH THROUGH CLAMP SUITABLE FOR QUAD CONDUCTOR | EA | 6 |  | Included
41 | 7000016147 | 400 | Erection Hardware - 245kV | 1000011261 | Erection Hardware for 220kV layout (Double Main and TransferScheme)-Line Bay as per technical specification | SET | 4 |  | Included
42 | 7000016147 | 410 | Erection Hardware - 245kV | 1000011264 | Erection Hardware for 220kV layout (Double Main and TransferScheme)-Transformer Bay as per technical specification | SET | 2 |  | Included
43 | 7000016147 | 420 | Erection Hardware - 245kV | 1000011265 | Erection Hardware for 220kV layout (Double Main and TransferScheme)-Transfer Bus Coupler Bay as per technical specification | SET | 1 |  | Included
44 | 7000016147 | 430 | Erection Hardware - 245kV | 1000011253 | Erection Hardware for 220kV layout (Double Main and TransferScheme)-Bus Coupler Bay as per technical specification | SET | 1 |  | Included
45 | 7000016147 | 440 | Erection Hardware - 245kV | 1000011257 | Erection Hardware for 220kV layout (Double Main and TransferScheme)-Bus work (three Bay) as per technical specification | SET | 3 |  | Included
46 | 7000016187 | 10 | Erection Hardware - 245kV | 1000055973 | 220KV SUSPENSION INSULATOR STRING AND ASSOCIATED HARDWARE FITTINGSWITH DROP CLAMP SUITABLE FOR QUAD CONDUCTOR | EA | 12 |  | Included
47 | 7000016188 | 10 | Erection Hardware - 245kV | 1000055975 | 220KV SUSPENSION INSULATOR STRING AND ASSOCIATED HARDWARE FITTINGSWITH DROP CLAMP SUITABLE FOR TWIN CONDUCTOR | EA | 6 |  | Included
48 | 7000016189 | 10 | Erection Hardware - 245kV | 1000055977 | 220KV SUSPENSION INSULATOR STRING AND ASSOCIATED HARDWARE FITTINGSWITH THROUGH CLAMP SUITABLE FOR TWIN CONDUCTOR | EA | 6 |  | Included
49 | 7000016190 | 10 | Erection Hardware - 245kV | 1000055978 | 220KV TENSION INSULATOR STRING AND ASSOCIATED HARDWARE FITTINGSWITHOUT TURN BUCKLE SUITABLE FOR QUAD CONDUCTOR | EA | 39 |  | Included
50 | 7000016191 | 10 | Erection Hardware - 245kV | 1000055980 | 220KV TENSION INSULATOR STRING AND ASSOCIATED HARDWARE FITTINGSWITHOUT TURN BUCKLE SUITABLE FOR TWIN CONDUCTOR | EA | 36 |  | Included
51 | 7000016192 | 10 | Erection Hardware - 245kV | 1000055981 | 220KV TENSION INSULATOR STRING AND ASSOCIATED HARDWARE FITTINGS WITHTURN BUCKLE SUITABLE FOR QUAD CONDUCTOR | EA | 39 |  | Included
52 | 7000016193 | 10 | Erection Hardware - 245kV | 1000055983 | 220KV TENSION INSULATOR STRING AND ASSOCIATED HARDWARE FITTINGS WITHTURN BUCKLE SUITABLE FOR TWIN CONDUCTOR | EA | 45 |  | Included
53 | 7000016147 | 450 | Erection Hardware - 72.5kV | 1000011348 | Erection Hardware for the 72.5kV equipment for Tertiary loading as pertechnical specification | SET | 1 |  | Included
54 | 7000016147 | 460 | 400kV Control & Relay Panel | 1000002165 | 400kV Circuit Breaker Relay Panel with Auto Reclose (with Automation) | EA | 1 |  | Included
55 | 7000016147 | 470 | 400kV Control & Relay Panel | 1000002163 | 400kV Circuit Breaker Relay Panel without Auto Reclose (withAutomation) | EA | 2 |  | Included
56 | 7000016147 | 480 | 400kV Control & Relay Panel | 1000004274 | 400kV Transformer Protection Panel (For both HV & MV side)-(withAutomation) | EA | 2 |  | Included
57 | 7000016147 | 490 | 400kV Control & Relay Panel | 1000002146 | Augmentation of existing 400kV bus bar protection scheme.(No. of baysas per specification)-(with Automation) | SET | 1 |  | Included
58 | 7000016147 | 500 | 220kV Control & Relay Panel | 1000001168 | 220kV Circuit Breaker Relay Panel without Auto Reclose (withAutomation) | EA | 3 |  | Included
59 | 7000016147 | 510 | 220kV Control & Relay Panel | 1000001170 | 220kV Circuit Breaker Relay Panel with Auto Reclose (with Automation) | EA | 5 |  | Included
60 | 7000016147 | 520 | 220kV Control & Relay Panel | 1000001330 | 220kV Line Protection Panel (with Automation) | EA | 4 |  | Included
61 | 7000016147 | 530 | 220kV Control & Relay Panel | 1000001166 | 220kV Bus Bar Protection Panel (Single)-(with Automation) | SET | 1 |  | Included
62 | 7000016147 | 540 | Substation Automation System | 1000003409 | Augmentation of Substation automation System for 400kV Main bay as perTechnical Specification | EA | 2 |  | Included
63 | 7000016147 | 550 | Substation Automation System | 1000003411 | Augmentation of Substation automation System for 400kV Tie bay as perTechnical Specification | EA | 1 |  | Included
64 | 7000016216 | 10 | Substation Automation System | 1000001333 | Augmentation of Substation automation System for 220kV bay as perTechnical Specification | EA | 8 |  | Included
65 | 7000016147 | 560 | Common Equipment - CRP | 1000025391 | Relay Test kit | EA | 1 |  | Included
66 | 7000016147 | 570 | PLCC Equipment at Bikaner-II | 1000001568 | 220kV,1600A,0.5mH ,50kA Line Trap | EA | 8 |  | Included
67 | 7000016147 | 580 | PLCC Equipment at Bikaner-II | 1000001694 | 245 kV ,1 phase Bus Post Insulators for Line Traps | EA | 24 |  | Included
68 | 7000016147 | 590 | Air Conditioning System | 1000006285 | Air conditioning system for Switchyard Panel Room of 9m length | SET | 1 |  | Included
69 | 7000016147 | 600 | Air Conditioning System | 1000006284 | Air conditioning system for Switchyard Panel Room of 6m length | SET | 2 |  | Included
70 | 7000016147 | 610 | Fire Protection System | 1000012022 | 4.5 kg CO2 type Portable Fire extinguisher | EA | 3 |  | Included
71 | 7000016147 | 620 | Fire Protection System | 1000012019 | Fire Detection and Alarm System for Switchyard Panel Room of 9 mlength | SET | 1 |  | Included
72 | 7000016147 | 630 | Fire Protection System | 1000012018 | Fire Detection and Alarm System for Switchyard Panel Room of 6 mlength | SET | 2 |  | Included
73 | 7000016181 | 10 | Fire Protection System | 1000055456 | HVW SPRAY SYSTEM, HYDRANT SYSTEM AND COMPLETE U/G & O/G PIPING ANDACCESSORIES ETC. OUT SIDE THE PUMP HOUSE FOR 400KV, 3-PHASEAUTOTRANSFORMER | SET | 2 |  | Included
74 | 7000016147 | 640 | Illumination System | 1000013796 | Illumination System for switchyard panel room of 9 m length | LS | 1 |  | Included
75 | 7000016147 | 650 | Illumination System | 1000014547 | Lighting Panel type ACP-2 as per technical specification | EA | 4 |  | Included
76 | 7000016147 | 660 | Illumination System | 1000038325 | LIGHTING FIXTURE LED LUMINAIRES TYPE FL2 AS PER TECH. SPECIFICATIONS | EA | 80 |  | Included
77 | 7000016147 | 670 | Illumination System | 1000004952 | 63A, 415V : Interlocked switch socket outdoor Receptacle (type RP) asper technical specifications | EA | 8 |  | Included
78 | 7000016147 | 680 | Illumination System | 1000001894 | Outdoor Power Receptacle for oilfiltration unit (250A) | EA | 1 |  | Included
79 | 7000016147 | 690 | Illumination System | 1000025538 | Self Supported Aluminium Ladder as Per Technical Specification | EA | 1 |  | Included
80 | 7000016147 | 700 | Illumination System | 1000024515 | Cartwheel Mounted Aluminium Ladder as Per Technical Specification | EA | 1 |  | Included
81 | 7000016147 | 710 | Illumination System | 1000013795 | Illumination System for switchyard panel room of 6 m length | LS | 2 |  | Included
82 | 7000016147 | 720 | Cables | 1000031964 | 1.1KV GRADE 3CX2.5 SQMM CONTROL CABLE | KM | 12 |  | Included
83 | 7000016147 | 730 | Cables | 1000031987 | 1.1KV GRADE 5CX2.5 SQMM CONTROL CABLE | KM | 9 |  | Included
84 | 7000016147 | 750 | Cables | 1000031887 | 1.1KV GRADE 10CX2.5 SQMM CONTROL CABLE | KM | 4 |  | Included
85 | 7000016147 | 790 | Cables | 1000032049 | 4PAIR, 0.5 SQ.MM SCREENED CABLE | KM | 1 |  | Included
86 | 7000016147 | 800 | Cables | 1000031919 | 1.1KV GRADE 1CX630 SQ. MM (XLPE) POWER CABLE | KM | 2 |  | Included
87 | 7000016147 | 810 | Cables | 1000031951 | 1.1KV GRADE 3.5CX300 SQMM (XLPE) POWER CABLE | KM | 1 |  | Included
88 | 7000016147 | 820 | Cables | 1000031957 | 1.1KV GRADE 3.5CX70 SQMM (PVC) POWER CABLE | KM | 12 |  | Included
89 | 7000016147 | 830 | Cables | 1000031953 | 1.1KV GRADE 3.5CX35 SQMM (PVC) POWER CABLE | KM | 1 |  | Included
90 | 7000016147 | 840 | Cables | 1000031976 | 1.1KV GRADE 4CX16 SQMM (PVC) POWER CABLE | KM | 3 |  | Included
91 | 7000016147 | 850 | Cables | 1000031947 | 1.1KV GRADE 3.5CX150 SQMM (XLPE) POWER CABLE | KM | 1 |  | Included
92 | 7000016147 | 860 | Cables | 1000031943 | 1.1KV GRADE 2CX6 SQMM (PVC) POWER CABLE | KM | 4 |  | Included
93 | 7000016147 | 870 | Cables | 1000031985 | 1.1KV GRADE 4CX6 SQMM (PVC) POWER CABLE | KM | 18 |  | Included
94 | 7000016354 | 10 | Cables | 1000056264 | 1.1KV GRADE 19CX1.5 SQMM CONTROL CABLE | KM | 5 |  | Included
95 | 7000016363 | 10 | Cables | 1000056265 | 1.1KV GRADE 27CX1.5 SQMM CONTROL CABLE | KM | 1 |  | Included
96 | 7000016151 | 10 | 400kV Gantry Structure | 1000057260 | FABRICATION, GALVANISING AND SUPPLY OF STD 400 KV GANTRY4G1(BIKANER-II) INCLUDING NUTS, BOLTS, ALL TYPE OF WASHERS,PACKPLATES, STEP BOLTS AND GUSSET PLATES EXCLUDING FOUNDATION BOLTS | EA | 2 |  | Included
97 | 7000016152 | 10 | 400kV Gantry Structure | 1000057261 | FABRICATION, GALVANISING AND SUPPLY OF STD 400 KV GANTRY4G2-3D(BIKANER-II) INCLUDING NUTS, BOLTS, ALL TYPE OF WASHERS,PACKPLATES, STEP BOLTS AND GUSSET PLATES EXCLUDING FOUNDATION BOLTS | EA | 2 |  | Included
98 | 7000016153 | 10 | 400kV Gantry Structure | 1000057262 | FABRICATION, GALVANISING AND SUPPLY OF STD 400 KV GANTRY4G3(BIKANER-II) INCLUDING NUTS, BOLTS, ALL TYPE OF WASHERS,PACKPLATES, STEP BOLTS AND GUSSET PLATES EXCLUDING FOUNDATION BOLTS | EA | 4 |  | Included
99 | 7000016154 | 10 | 400kV Gantry Structure | 1000057263 | FABRICATION, GALVANISING AND SUPPLY OF STD 400 KV TOWER4TC(BIKANER-II) INCLUDING NUTS, BOLTS, ALL TYPE OF WASHERS,PACKPLATES, STEP BOLTS AND GUSSET PLATES EXCLUDING FOUNDATION BOLTS | EA | 2 |  | Included
100 | 7000016155 | 10 | 400kV Gantry Structure | 1000057264 | FABRICATION, GALVANISING AND SUPPLY OF 400 KV TOWER 4TH(BIKANER-II)INCLUDING NUTS, BOLTS, ALL TYPE OF WASHERS, PACKPLATES, STEP BOLTS ANDGUSSET PLATES EXCLUDING FOUNDATION BOLTS | EA | 2 |  | Included
101 | 7000016156 | 10 | 400kV Gantry Structure | 1000057265 | FABRICATION, GALVANISING AND SUPPLY OF STD 400 KV TOWER4TJ(BIKANER-II) INCLUDING NUTS, BOLTS, ALL TYPE OF WASHERS,PACKPLATES, STEP BOLTS AND GUSSET PLATES EXCLUDING FOUNDATION BOLTS | EA | 2 |  | Included
102 | 7000016157 | 10 | 400kV Gantry Structure | 1000057266 | FABRICATION, GALVANISING AND SUPPLY OF STD 400 KV TOWER4TL(BIKANER-II) INCLUDING NUTS, BOLTS, ALL TYPE OF WASHERS,PACKPLATES, STEP BOLTS AND GUSSET PLATES EXCLUDING FOUNDATION BOLTS | EA | 2 |  | Included
103 | 7000016158 | 10 | 220kV Gantry Structure | 1000020097 | Fabrication, galvanising and supply of Standard 220 kV Tower CAincluding nuts, bolts, all type of washers, packplates, step bolts andgusset plates excluding foundation bolts | EA | 4 |  | Included
104 | 7000016159 | 10 | 220kV Gantry Structure | 1000020103 | Fabrication, galvanising and supply of Standard 220 kV Tower CTAincluding nuts, bolts, all type of washers, packplates, step bolts andgusset plates excluding foundation bolts | EA | 4 |  | Included
105 | 7000016160 | 10 | 220kV Gantry Structure | 1000020105 | Fabrication, galvanising and supply of Standard 220 kV Tower CTCincluding nuts, bolts, all type of washers, packplates, step bolts andgusset plates excluding foundation bolts | EA | 2 |  | Included
106 | 7000016161 | 10 | 220kV Gantry Structure | 1000020107 | Fabrication, galvanising and supply of Standard 220 kV Tower CTEincluding nuts, bolts, all type of washers, packplates, step bolts andgusset plates excluding foundation bolts | EA | 1 |  | Included
107 | 7000016162 | 10 | 220kV Gantry Structure | 1000020109 | Fabrication, galvanising and supply of Standard 220 kV Tower CTGincluding nuts, bolts, all type of washers, packplates, step bolts andgusset plates excluding foundation bolts | EA | 8 |  | Included
108 | 7000016163 | 10 | 220kV Gantry Structure | 1000020110 | Fabrication, galvanising and supply of Standard 220 kV Tower CTHincluding nuts, bolts, all type of washers, packplates, step bolts andgusset plates excluding foundation bolts | EA | 4 |  | Included
109 | 7000016164 | 10 | 220kV Gantry Structure | 1000020111 | Fabrication, galvanising and supply of Standard 220 kV Tower CTIincluding nuts, bolts, all type of washers, packplates, step bolts andgusset plates excluding foundation bolts | EA | 3 |  | Included
110 | 7000016165 | 10 | 220kV Gantry Structure | 1000020112 | Fabrication, galvanising and supply of Standard 220 kV Tower CTJincluding nuts, bolts, all type of washers, packplates, step bolts andgusset plates excluding foundation bolts | EA | 4 |  | Included
111 | 7000016166 | 10 | 220kV Gantry Structure | 1000020113 | Fabrication, galvanising and supply of Standard 220 kV Tower CTKincluding nuts, bolts, all type of washers, packplates, step bolts andgusset plates excluding foundation bolts | EA | 2 |  | Included
112 | 7000016167 | 10 | 220kV Gantry Structure | 1000020086 | Fabrication, galvanising and supply of Standard 220 kV Gantry B1including nuts, bolts, all type of washers, packplates, step bolts andgusset plates excluding foundation bolts | EA | 11 |  | Included
113 | 7000016168 | 10 | 220kV Gantry Structure | 1000020088 | Fabrication, galvanising and supply of Standard 220 kV Gantry BG1including nuts, bolts, all type of washers, packplates, step bolts andgusset plates excluding foundation bolts | EA | 26 |  | Included
114 | 7000016147 | 880 | 400kV Equipment Support Structure | 1000020192 | Fabrication, galvanising and supply ofStandard Pipe Structure - 400 kV,1-Phase, CT including nuts, bolts, alltype of washers, packplates, step boltsand gusset plates excluding foundationbolts | EA | 9 |  | Included
115 | 7000016147 | 890 | 400kV Equipment Support Structure | 1000020194 | Fabrication, galvanising and supply ofStandard Pipe Structure - 400 kV,3-Phase, ISOLATOR including nuts,bolts, all type of washers, packplates,step bolts and gusset plates excludingfoundation bolts | EA | 8 |  | Included
116 | 7000016147 | 900 | 400kV Equipment Support Structure | 1000020195 | Fabrication, galvanising and supply ofStandard Pipe Structure - 400 kV,1-Phase, SA including nuts, bolts,all type of washers, packplates, stepbolts and gusset plates excludingfoundation bolts | EA | 6 |  | Included
117 | 7000016147 | 910 | 400kV Equipment Support Structure | 1000017567 | Standard Pipe Structure for 400kV BPI (excluding wave trap) | EA | 10 |  | Included
118 | 7000016147 | 920 | 220kV Equipment Support Structure | 1000017565 | Fabrication, galvanising and supply of Std Pipe Structure - 220 kV highBPI including nuts, bolts, all type of washers, packplates, step boltsand gusset plates excluding foundation bolts | EA | 12 |  | Included
119 | 7000016147 | 930 | 220kV Equipment Support Structure | 1000017562 | Standard Pipe Structure for 220kV BPI (excluding wave trap) | EA | 42 |  | Included
120 | 7000016147 | 940 | 220kV Equipment Support Structure | 1000020187 | Fabrication, galvanising and supply of Standard Pipe Structure - 220kV CT including nuts, bolts, all type of washers, packplates, stepbolts and gusset plates excluding foundation bolts | EA | 24 |  | Included
121 | 7000016147 | 950 | 220kV Equipment Support Structure | 1000020188 | Fabrication, galvanising and supply of Standard Pipe Structure - 220kV CVT including nuts, bolts, all type of washers, packplates, stepbolts and gusset plates excluding foundation bolts | EA | 18 |  | Included
122 | 7000016147 | 960 | 220kV Equipment Support Structure | 1000020189 | Fabrication, galvanising and supply of Standard Pipe Structure - 220kV ISOLATOR including nuts, bolts, all type of washers, packplates,step bolts and gusset plates excluding foundation bolts | EA | 29 |  | Included
123 | 7000016147 | 970 | 220kV Equipment Support Structure | 1000020190 | Fabrication, galvanising and supply of Standard Pipe Structure - 220kV SA including nuts, bolts, all type of washers, packplates, stepbolts and gusset plates excluding foundation bolts | EA | 18 |  | Included
124 | 7000016147 | 980 | 220kV Equipment Support Structure | 1000017563 | Standard Pipe Structure for 220kV BPI for WT (1- phase) | EA | 24 |  | Included
125 | 7000016147 | 990 | 72.5kV Equipment Support Structure | 1000049659 | EQUIPMENT STRUCTURE INCLUDING FOUNDATION BOLT-72.5KV CT(1PH) | EA | 3 |  | Included
126 | 7000016147 | 1000 | 72.5kV Equipment Support Structure | 1000049660 | EQUIPMENT STRUCTURE INCLUDING FOUNDATION BOLT-72.5KV PT (1PH) | EA | 3 |  | Included
127 | 7000016147 | 1010 | 72.5kV Equipment Support Structure | 1000049661 | EQUIPMENT STRUCTURE INCLUDING FOUNDATION BOLT-72.5KV ISOLATOR (3PH) | EA | 1 |  | Included
128 | 7000016147 | 1020 | 72.5kV Equipment Support Structure | 1000049658 | EQUIPMENT STRUCTURE INCLUDING FOUNDATION BOLT-72.5KV BPI (1PH) | EA | 8 |  | Included
129 | 7000016147 | 1030 | Main Earthmat | 1000032055 | 40 MM MS ROD FOR MAIN EARTHMAT | KM | 7 |  | Included
130 | 7000016147 | 1040 | Visual Monitoring system | 1000030433 | COLOR IP CAMERA, WITH PAN, TILT AND ZOOM FACILITIES, ALONGWITH ALLREQUIRED ITEMS, ACCESSORIES, LINE INTERFACE UNITS, FIBER PATCH CORDS,POWER SUPPLY UNITS, JUNCTION BOXES, CABLES, FIBER OPTIC CABLES, ETC.,AND INCLUDING INTEGRATION IN EXISTING HARDWARE AND SOFTWARE FORAUGMENTATION OF VISUAL MONITORING SYSTEM AS PER TECHNICALSPECIFICATION. | SET | 1 |  | Included
131 | 7000016169 | 10 | Mandatory spare-420kV CB | 1000019918 | Spares for 420kV Circuit Breaker | LS | 1 |  | Included
132 | 7000016171 | 10 | Mandatory spare-420kV Isolator | 1000019919 | Spares for 420kV Double break Isolator | LS | 1 |  | Included
133 | 7000016170 | 10 | Mandatory spare-420kV CT | 1000025941 | Spare-420kV CT 1 | SET | 1 |  | Included
134 | 7000016172 | 10 | Mandatory spare-420kV SA | 1000024186 | SPARES FOR 336KV SURGE ARRESTER | LS | 1 |  | Included
135 | 7000016173 | 10 | Mandatory spare-220kV CB | 1000025935 | Spare-245kV Circuit Breaker | SET | 1 |  | Included
136 | 7000016174 | 10 | Mandatory spare-220kV Isolator | 1000025936 | Spare-245kV Isolator | SET | 1 |  | Included
137 | 7000016175 | 10 | Mandatory spare-220kV CT | 1000025933 | Spare-245kV CT | SET | 1 |  | Included
138 | 7000016176 | 10 | Mandatory spare-220kV CVT | 1000025934 | Spare-245kV CVT | SET | 1 |  | Included
139 | 7000016177 | 10 | Mandatory spare-220kV SA | 1000025930 | Spare-216kV Surge Arrester | SET | 1 |  | Included
140 | 7000016178 | 10 | Mandatory Spares-CRP & SAS | 1000019912 | Relay & protection Panels (with automation) | LS | 1 |  | Included
141 | 7000016179 | 10 | Mandatory Spares-CRP & SAS | 1000019927 | Spares-Substation Automation System | LS | 1 |  | Included
II | Extension of 400/220kV Patiala S/s
142 | 7000016244 | 40 | FOUNDATION BOLTS | 1000012373 | Fabrication, galvanising and supply of foundation bolts including nuts,checknut and washers for lattice and pipe structures to be designedduring detailed engineering | MT | 1.7 |  | Included
143 | 7000016244 | 50 | FOUNDATION BOLTS | 1000012366 | Fabrication, galvanising and supply of 28mm dia foundation boltsincluding nuts, checknuts, washers and packplates. | EA | 340 |  | Included
144 | 7000016244 | 60 | NON STANDARD STRUCTURES | 1000011713 | Fabrication, galvanising and supply of fasteners ( nuts, bolts andwashers ) including step bolts for lattice and pipe structures to bedesigned during detailed engineering | MT | 0.5 |  | Included
145 | 7000016244 | 70 | NON STANDARD STRUCTURES | 1000015954 | Fabrication, galvanising and supply of Lattice Structures (MS Steel),to be designed during detailed engineering, for towers, beams andequipment support structure including pack plates / packwashers andgusset plates excluding fasteners and foundation bolts | MT | 15 |  | Included
146 | 7000016244 | 80 | 420kV, 40kA GIS Equipment | 1000004285 | 420kV, 3000A, 40kA, Single phase, SF6Gas Insulated Bus Duct (GIB) outsideGIS Hall alongwith associated supportstructure | M | 800 |  | Included
147 | 7000016244 | 90 | 420kV, 40kA GIS Equipment | 1000032795 | 420KV, 3150A, 40KA SF6 TO AIR BUSHING | SET | 6 |  | Included
148 | 7000016244 | 920 | Testing and Maintenance equipment | 1000025329 | Portable Partial Discharge measurement test kitwith all necessary accessories,Industrial Grade Laptop and licensedsoftware as per Technicalspecification. | EA | 1 |  | Included
149 | 7000016244 | 100 | 420kV, 40kA AIS EQUIPMENT | 1000004474 | 420kV, 3150A, 40kA Circuit Breaker(3-Phase) without closing resistor(with support structure) | EA | 1 |  | Included
150 | 7000016244 | 110 | 420kV, 40kA AIS EQUIPMENT | 1000004459 | 420 kV, 3000A, 40KA, 1-Phase CurrentTransformer with 120% extended currentrating | EA | 3 |  | Included
151 | 7000016244 | 120 | 420kV, 40kA AIS EQUIPMENT | 1000004468 | 420kV, 3150A, 40KA, Isolator (3-phase)(Double Break) with one E/S | EA | 3 |  | Included
152 | 7000016244 | 130 | 420kV, 40kA AIS EQUIPMENT | 1000020419 | 336kV Surge Arrester (1-phase) | EA | 3 |  | Included
153 | 7000016244 | 140 | 420kV, 40kA AIS EQUIPMENT | 1000004401 | 420 kV, 1 phase Bus Post Insulator (except for Line Traps) | EA | 21 |  | Included
154 | 7000016244 | 150 | 245kV, 40kA AIS EQUIPMENT | 1000001671 | 245kV, 1600A, 40KA Circuit Breaker(3-Phase) with support structure | EA | 1 |  | Included
155 | 7000016244 | 160 | 245kV, 40kA AIS EQUIPMENT | 1000001673 | 245kV, 1600A, 40 KA, 3-phase DoubleBreak Isolator with one E/S | EA | 1 |  | Included
156 | 7000016244 | 170 | 245kV, 40kA AIS EQUIPMENT | 1000001674 | 245kV, 1600A, 40 KA, 3-phase DoubleBreak Isolator with two E/S | EA | 1 |  | Included
157 | 7000016244 | 180 | 245kV, 40kA AIS EQUIPMENT | 1000001794 | 245kV, 1600A, 40 KA, 3-phase DoubleBreak Tandem Isolator without E/S | EA | 2 |  | Included
158 | 7000016244 | 190 | 245kV, 40kA AIS EQUIPMENT | 1000001681 | 245 kV, 1600A, 40KA, 1-Phase CurrentTransformer with 120% extended currentrating | EA | 3 |  | Included
159 | 7000016244 | 200 | 245kV, 40kA AIS EQUIPMENT | 1000020417 | 216kV Surge Arrester (1-phase) | EA | 3 |  | Included
160 | 7000016244 | 210 | 245kV, 40kA AIS EQUIPMENT | 1000001695 | 245 kV, 1 phase Bus Post Insulator (except for Line Traps) | EA | 13 |  | Included
161 | 7000016244 | 220 | Erection Hardware for 420 kV I Type S/Y | 1000011320 | Erection Hardware for 400kV I type layout-Any feeder Extn. on existinghalf dia. as per technical specification | SET | 1 |  | Included
162 | 7000016244 | 230 | Erection Hardware for 220 kV DMT Type S | 1000011264 | Erection Hardware for 220kV layout (Double Main and TransferScheme)-Transformer Bay as per technical specification | SET | 1 |  | Included
163 | 7000016244 | 240 | 220kV Insulator and Hardware | 1000055983 | 220KV TENSION INSULATOR STRING AND ASSOCIATED HARDWARE FITTINGS WITHTURN BUCKLE SUITABLE FOR TWIN CONDUCTOR | EA | 6 |  | Included
164 | 7000016244 | 250 | 220kV Insulator and Hardware | 1000055980 | 220KV TENSION INSULATOR STRING AND ASSOCIATED HARDWARE FITTINGSWITHOUT TURN BUCKLE SUITABLE FOR TWIN CONDUCTOR | EA | 6 |  | Included
165 | 7000016244 | 260 | 220kV Insulator and Hardware | 1000055977 | 220KV SUSPENSION INSULATOR STRING AND ASSOCIATED HARDWARE FITTINGSWITH THROUGH CLAMP SUITABLE FOR TWIN CONDUCTOR | EA | 3 |  | Included
166 | 7000016244 | 270 | 220kV Insulator and Hardware | 1000055975 | 220KV SUSPENSION INSULATOR STRING AND ASSOCIATED HARDWARE FITTINGSWITH DROP CLAMP SUITABLE FOR TWIN CONDUCTOR | EA | 3 |  | Included
167 | 7000016244 | 280 | Earthmat | 1000032055 | 40 MM MS ROD FOR MAIN EARTHMAT | KM | 1 |  | Included
168 | 7000016244 | 290 | CRP for conventional 420kV Bays | 1000002164 | 400kV Circuit Breaker Relay Panel without Auto Reclose | EA | 1 |  | Included
169 | 7000016244 | 300 | CRP for conventional 420kV Bays | 1000004273 | 400kV Transformer Protection Panel (For both HV & MV side) | EA | 1 |  | Included
170 | 7000016244 | 310 | CRP for conventional 420kV Bays | 1000006843 | Augmentation of existing 400kV bus bar protection scheme | SET | 1 |  | Included
171 | 7000016244 | 810 | CRP for conventional 220kV Bays | 1000055442 | 220KV CIRCUIT BREAKER RELAY PANEL | EA | 1 |  | Included
172 | 7000016244 | 820 | CRP for conventional 220kV Bays | 1000006842 | Augmentation of existing 220kV bus bar protection scheme | SET | 1 |  | Included
173 | 7000016244 | 830 | BCU and Control Panels | 1000037240 | RELAY AND PROTECTION PANELS-220KV CONTROL PANEL FOR TRANSFORMER | EA | 1 |  | Included
174 | 7000016244 | 840 | BCU and Control Panels | 1000032389 | BAY CONTROL UNIT INCLUDING INTERFACE ACCESSORIES INTEGRATION WITHNTAMC AS PER TECHNICAL SPECIFICATION. | EA | 2 |  | Included
175 | 7000016244 | 320 | LT SWITCHGEAR | 1000004304 | 415V ACDB (Extn.) | SET | 1 |  | Included
176 | 7000016244 | 330 | POWER & CONTROL CABLE | 1000031951 | 1.1KV GRADE 3.5CX300 SQMM (XLPE) POWER CABLE | KM | 0.5 |  | Included
177 | 7000016244 | 340 | POWER & CONTROL CABLE | 1000031957 | 1.1KV GRADE 3.5CX70 SQMM (PVC) POWER CABLE | KM | 2 |  | Included
178 | 7000016244 | 350 | POWER & CONTROL CABLE | 1000031953 | 1.1KV GRADE 3.5CX35 SQMM (PVC) POWER CABLE | KM | 0.5 |  | Included
179 | 7000016244 | 360 | POWER & CONTROL CABLE | 1000031976 | 1.1KV GRADE 4CX16 SQMM (PVC) POWER CABLE | KM | 1.5 |  | Included
180 | 7000016244 | 370 | POWER & CONTROL CABLE | 1000031985 | 1.1KV GRADE 4CX6 SQMM (PVC) POWER CABLE | KM | 1 |  | Included
181 | 7000016244 | 380 | POWER & CONTROL CABLE | 1000031943 | 1.1KV GRADE 2CX6 SQMM (PVC) POWER CABLE | KM | 1 |  | Included
182 | 7000016244 | 390 | POWER & CONTROL CABLE | 1000031964 | 1.1KV GRADE 3CX2.5 SQMM CONTROL CABLE | KM | 3.5 |  | Included
183 | 7000016244 | 400 | POWER & CONTROL CABLE | 1000031987 | 1.1KV GRADE 5CX2.5 SQMM CONTROL CABLE | KM | 5 |  | Included
184 | 7000016244 | 410 | POWER & CONTROL CABLE | 1000031887 | 1.1KV GRADE 10CX2.5 SQMM CONTROL CABLE | KM | 3 |  | Included
185 | 7000016244 | 420 | POWER & CONTROL CABLE | 1000056264 | 1.1KV GRADE 19CX1.5 SQMM CONTROL CABLE | KM | 2 |  | Included
186 | 7000016244 | 430 | POWER & CONTROL CABLE | 1000056265 | 1.1KV GRADE 27CX1.5 SQMM CONTROL CABLE | KM | 1 |  | Included
187 | 7000016244 | 440 | POWER & CONTROL CABLE | 1000032049 | 4PAIR, 0.5 SQ.MM SCREENED CABLE | KM | 1 |  | Included
188 | 7000016244 | 450 | FIRE FIGHTING SYSTEM | 1000055456 | HVW SPRAY SYSTEM, HYDRANT SYSTEM AND COMPLETE U/G & O/G PIPING ANDACCESSORIES ETC. OUT SIDE THE PUMP HOUSE FOR 400KV, 3-PHASEAUTOTRANSFORMER | SET | 1 |  | Included
189 | 7000016244 | 460 | ILLUMINATION SYSTEM | 1000038325 | LIGHTING FIXTURE LED LUMINAIRES TYPE FL2 AS PER TECH. SPECIFICATIONS | EA | 10 |  | Included
190 | 7000016244 | 470 | ILLUMINATION SYSTEM | 1000038387 | LED FLOOD LIGHT LUMINARIESTYPE FL-1 (150W) AS PER TECHNICALSPECIFICATION | EA | 10 |  | Included
191 | 7000016244 | 480 | ILLUMINATION SYSTEM | 1000001894 | Outdoor Power Receptacle for oilfiltration unit (250A) | EA | 1 |  | Included
192 | 7000016244 | 490 | ILLUMINATION SYSTEM | 1000014547 | Lighting Panel type ACP-2 as per technical specification | EA | 2 |  | Included
193 | 7000016244 | 500 | 400kV Equipment support structures | 1000017567 | Standard Pipe Structure for 400kV BPI (excluding wave trap) | EA | 21 |  | Included
194 | 7000016244 | 510 | 400kV Equipment support structures | 1000020192 | Fabrication, galvanising and supply ofStandard Pipe Structure - 400 kV,1-Phase, CT including nuts, bolts, alltype of washers, packplates, step boltsand gusset plates excluding foundationbolts | EA | 3 |  | Included
195 | 7000016244 | 520 | 400kV Equipment support structures | 1000020194 | Fabrication, galvanising and supply ofStandard Pipe Structure - 400 kV,3-Phase, ISOLATOR including nuts,bolts, all type of washers, packplates,step bolts and gusset plates excludingfoundation bolts | EA | 3 |  | Included
196 | 7000016244 | 530 | 400kV Equipment support structures | 1000020195 | Fabrication, galvanising and supply ofStandard Pipe Structure - 400 kV,1-Phase, SA including nuts, bolts,all type of washers, packplates, stepbolts and gusset plates excludingfoundation bolts | EA | 3 |  | Included
197 | 7000016244 | 540 | 220kV Equipment support structures | 1000017562 | Standard Pipe Structure for 220kV BPI (excluding wave trap) | EA | 10 |  | Included
198 | 7000016244 | 550 | 220kV Equipment support structures | 1000020187 | Fabrication, galvanising and supply of Standard Pipe Structure - 220kV CT including nuts, bolts, all type of washers, packplates, stepbolts and gusset plates excluding foundation bolts | EA | 3 |  | Included
199 | 7000016244 | 560 | 220kV Equipment support structures | 1000020189 | Fabrication, galvanising and supply of Standard Pipe Structure - 220kV ISOLATOR including nuts, bolts, all type of washers, packplates,step bolts and gusset plates excluding foundation bolts | EA | 4 |  | Included
200 | 7000016244 | 570 | 220kV Equipment support structures | 1000020190 | Fabrication, galvanising and supply of Standard Pipe Structure - 220kV SA including nuts, bolts, all type of washers, packplates, stepbolts and gusset plates excluding foundation bolts | EA | 3 |  | Included
201 | 7000016244 | 580 | 220kV Equipment support structures | 1000017565 | Fabrication, galvanising and supply of Std Pipe Structure - 220 kV highBPI including nuts, bolts, all type of washers, packplates, step boltsand gusset plates excluding foundation bolts | EA | 3 |  | Included
202 | 7000016244 | 870 | VMS | 1000030433 | COLOR IP CAMERA, WITH PAN, TILT AND ZOOM FACILITIES, ALONGWITH ALLREQUIRED ITEMS, ACCESSORIES, LINE INTERFACE UNITS, FIBER PATCH CORDS,POWER SUPPLY UNITS, JUNCTION BOXES, CABLES, FIBER OPTIC CABLES, ETC.,AND INCLUDING INTEGRATION IN EXISTING HARDWARE AND SOFTWARE FORAUGMENTATION OF VISUAL MONITORING SYSTEM AS PER TECHNICALSPECIFICATION. | SET | 1 |  | Included
203 | 7000016244 | 890 | Spares for 420kV CB | 1000019918 | Spares for 420kV Circuit Breaker | LS | 1 |  | Included
204 | 7000016244 | 900 | Spares for 420kV Isolator | 1000019919 | Spares for 420kV Double break Isolator | LS | 1 |  | Included
205 | 7000016244 | 910 | Spares for 420kV CT | 1000025941 | Spare-420kV CT 1 | SET | 1 |  | Included
206 | 7000016244 | 590 | SPARES FOR 245kV, 40kA CB | 1000025935 | Spare-245kV Circuit Breaker | SET | 1 |  | Included
207 | 7000016244 | 600 | SPARES FOR 245kV ISO | 1000025936 | Spare-245kV Isolator | SET | 1 |  | Included
208 | 7000016244 | 610 | SPARES FOR 245kV 40kA CT | 1000025933 | Spare-245kV CT | SET | 1 |  | Included
209 | 7000016244 | 620 | SPARES FOR 216kV Surge Arrester | 1000025930 | Spare-216kV Surge Arrester | SET | 1 |  | Included
210 | 7000016244 | 630 | SPARES FOR CRP | 1000019912 | Relay & protection Panels (with automation) | LS | 1 |  | Included
211 | 7000016244 | 640 | SPARES FOR SAS | 1000019927 | Spares-Substation Automation System | LS | 1 |  | Included
212 | 7000016244 | 650 | Spares for 420kV GIS | 1000025945 | Spare-420kV GIS | SET | 1 |  | Included
213 | 7000016244 | 660 | Spares for 336kV Surge Arrester | 1000024186 | SPARES FOR 336KV SURGE ARRESTER | LS | 1 |  | Included
III | Extension of 400/220kV Ranchi(PG) S/S
214 | 7000016245 | 10 | 420kV, 40kA AIS EQUIPMENT | 1000004474 | 420kV, 3150A, 40kA Circuit Breaker(3-Phase) without closing resistor(with support structure) | EA | 1 |  | Included
215 | 7000016245 | 20 | 420kV, 40kA AIS EQUIPMENT | 1000004459 | 420 kV, 3000A, 40KA, 1-Phase CurrentTransformer with 120% extended currentrating | EA | 3 |  | Included
216 | 7000016245 | 30 | 420kV, 40kA AIS EQUIPMENT | 1000004468 | 420kV, 3150A, 40KA, Isolator (3-phase)(Double Break) with one E/S | EA | 2 |  | Included
217 | 7000016245 | 40 | 420kV, 40kA AIS EQUIPMENT | 1000020419 | 336kV Surge Arrester (1-phase) | EA | 3 |  | Included
218 | 7000016245 | 50 | 420kV, 40kA AIS EQUIPMENT | 1000004401 | 420 kV, 1 phase Bus Post Insulator (except for Line Traps) | EA | 3 |  | Included
219 | 7000016245 | 60 | 245kV, 40kA AIS EQUIPMENT | 1000001671 | 245kV, 1600A, 40KA Circuit Breaker(3-Phase) with support structure | EA | 1 |  | Included
220 | 7000016245 | 70 | 245kV, 40kA AIS EQUIPMENT | 1000001673 | 245kV, 1600A, 40 KA, 3-phase DoubleBreak Isolator with one E/S | EA | 1 |  | Included
221 | 7000016245 | 80 | 245kV, 40kA AIS EQUIPMENT | 1000001674 | 245kV, 1600A, 40 KA, 3-phase DoubleBreak Isolator with two E/S | EA | 1 |  | Included
222 | 7000016245 | 90 | 245kV, 40kA AIS EQUIPMENT | 1000001794 | 245kV, 1600A, 40 KA, 3-phase DoubleBreak Tandem Isolator without E/S | EA | 2 |  | Included
223 | 7000016245 | 100 | 245kV, 40kA AIS EQUIPMENT | 1000001681 | 245 kV, 1600A, 40KA, 1-Phase CurrentTransformer with 120% extended currentrating | EA | 3 |  | Included
224 | 7000016245 | 110 | 245kV, 40kA AIS EQUIPMENT | 1000020417 | 216kV Surge Arrester (1-phase) | EA | 3 |  | Included
225 | 7000016245 | 120 | 245kV, 40kA AIS EQUIPMENT | 1000001695 | 245 kV, 1 phase Bus Post Insulator (except for Line Traps) | EA | 13 |  | Included
226 | 7000016245 | 130 | Erection Hardware for 420 kV I Type S/Y | 1000011320 | Erection Hardware for 400kV I type layout-Any feeder Extn. on existinghalf dia. as per technical specification | SET | 1 |  | Included
227 | 7000016245 | 140 | 420kV Insulator and Hardware | 1000055986 | 400KV SUSPENSION INSULATOR STRING AND ASSOCIATED HARDWARE FITTINGSWITH DROP CLAMP SUITABLE FOR QUAD CONDUCTOR | EA | 3 |  | Included
228 | 7000016245 | 150 | Erection Hardware for 220 kV DMT Type S | 1000011264 | Erection Hardware for 220kV layout (Double Main and TransferScheme)-Transformer Bay as per technical specification | SET | 1 |  | Included
229 | 7000016245 | 160 | 220kV Insulator and Hardware | 1000055975 | 220KV SUSPENSION INSULATOR STRING AND ASSOCIATED HARDWARE FITTINGSWITH DROP CLAMP SUITABLE FOR TWIN CONDUCTOR | EA | 3 |  | Included
230 | 7000016245 | 170 | 220kV Insulator and Hardware | 1000055977 | 220KV SUSPENSION INSULATOR STRING AND ASSOCIATED HARDWARE FITTINGSWITH THROUGH CLAMP SUITABLE FOR TWIN CONDUCTOR | EA | 3 |  | Included
231 | 7000016245 | 180 | 220kV Insulator and Hardware | 1000055980 | 220KV TENSION INSULATOR STRING AND ASSOCIATED HARDWARE FITTINGSWITHOUT TURN BUCKLE SUITABLE FOR TWIN CONDUCTOR | EA | 6 |  | Included
232 | 7000016245 | 190 | 220kV Insulator and Hardware | 1000055983 | 220KV TENSION INSULATOR STRING AND ASSOCIATED HARDWARE FITTINGS WITHTURN BUCKLE SUITABLE FOR TWIN CONDUCTOR | EA | 6 |  | Included
233 | 7000016245 | 200 | CRP for 420kV Bays with SAS | 1000002146 | Augmentation of existing 400kV bus bar protection scheme.(No. of baysas per specification)-(with Automation) | SET | 1 |  | Included
234 | 7000016245 | 210 | CRP for 420kV Bays with SAS | 1000004274 | 400kV Transformer Protection Panel (For both HV & MV side)-(withAutomation) | EA | 1 |  | Included
235 | 7000016245 | 220 | CRP for 420kV Bays with SAS | 1000002163 | 400kV Circuit Breaker Relay Panel without Auto Reclose (withAutomation) | EA | 1 |  | Included
236 | 7000016245 | 230 | CRP for 220kV Bays with SAS | 1000001168 | 220kV Circuit Breaker Relay Panel without Auto Reclose (withAutomation) | EA | 1 |  | Included
237 | 7000016245 | 240 | CRP for 220kV Bays with SAS | 1000001167 | Augmentation of existing 220kV bus bar protection scheme.(No. of baysas per specification)-(with Automation) | SET | 1 |  | Included
238 | 7000016245 | 250 | SAS-AUG | 1000003409 | Augmentation of Substation automation System for 400kV Main bay as perTechnical Specification | EA | 1 |  | Included
239 | 7000016245 | 260 | SAS-AUG | 1000001333 | Augmentation of Substation automation System for 220kV bay as perTechnical Specification | EA | 1 |  | Included
240 | 7000016245 | 270 | POWER & CONTROL CABLE | 1000031957 | 1.1KV GRADE 3.5CX70 SQMM (PVC) POWER CABLE | KM | 2 |  | Included
241 | 7000016245 | 280 | POWER & CONTROL CABLE | 1000031953 | 1.1KV GRADE 3.5CX35 SQMM (PVC) POWER CABLE | KM | 1 |  | Included
242 | 7000016245 | 290 | POWER & CONTROL CABLE | 1000031976 | 1.1KV GRADE 4CX16 SQMM (PVC) POWER CABLE | KM | 3 |  | Included
243 | 7000016245 | 300 | POWER & CONTROL CABLE | 1000031985 | 1.1KV GRADE 4CX6 SQMM (PVC) POWER CABLE | KM | 2 |  | Included
244 | 7000016245 | 310 | POWER & CONTROL CABLE | 1000031943 | 1.1KV GRADE 2CX6 SQMM (PVC) POWER CABLE | KM | 2 |  | Included
245 | 7000016245 | 320 | POWER & CONTROL CABLE | 1000031964 | 1.1KV GRADE 3CX2.5 SQMM CONTROL CABLE | KM | 3.5 |  | Included
246 | 7000016245 | 330 | POWER & CONTROL CABLE | 1000031987 | 1.1KV GRADE 5CX2.5 SQMM CONTROL CABLE | KM | 5 |  | Included
247 | 7000016245 | 340 | POWER & CONTROL CABLE | 1000031887 | 1.1KV GRADE 10CX2.5 SQMM CONTROL CABLE | KM | 3 |  | Included
248 | 7000016245 | 350 | POWER & CONTROL CABLE | 1000056264 | 1.1KV GRADE 19CX1.5 SQMM CONTROL CABLE | KM | 5 |  | Included
249 | 7000016245 | 360 | POWER & CONTROL CABLE | 1000056265 | 1.1KV GRADE 27CX1.5 SQMM CONTROL CABLE | KM | 5 |  | Included
250 | 7000016245 | 370 | POWER & CONTROL CABLE | 1000032049 | 4PAIR, 0.5 SQ.MM SCREENED CABLE | KM | 1 |  | Included
251 | 7000016245 | 380 | FIRE FIGHTING SYSTEM | 1000055456 | HVW SPRAY SYSTEM, HYDRANT SYSTEM AND COMPLETE U/G & O/G PIPING ANDACCESSORIES ETC. OUT SIDE THE PUMP HOUSE FOR 400KV, 3-PHASEAUTOTRANSFORMER | SET | 1 |  | Included
252 | 7000016245 | 390 | ILLUMINATION SYSTEM | 1000038385 | FIRE WALL MOUNTED LED LUMINARIE TYPE FL-2 (250W) | EA | 2 |  | Included
253 | 7000016245 | 400 | ILLUMINATION SYSTEM | 1000038325 | LIGHTING FIXTURE LED LUMINAIRES TYPE FL2 AS PER TECH. SPECIFICATIONS | EA | 10 |  | Included
254 | 7000016245 | 410 | ILLUMINATION SYSTEM | 1000038387 | LED FLOOD LIGHT LUMINARIESTYPE FL-1 (150W) AS PER TECHNICALSPECIFICATION | EA | 10 |  | Included
255 | 7000016245 | 420 | ILLUMINATION SYSTEM | 1000014547 | Lighting Panel type ACP-2 as per technical specification | EA | 1 |  | Included
256 | 7000016245 | 430 | 400kV Equipment support structures | 1000017567 | Standard Pipe Structure for 400kV BPI (excluding wave trap) | EA | 3 |  | Included
257 | 7000016245 | 440 | 400kV Equipment support structures | 1000020192 | Fabrication, galvanising and supply ofStandard Pipe Structure - 400 kV,1-Phase, CT including nuts, bolts, alltype of washers, packplates, step boltsand gusset plates excluding foundationbolts | EA | 3 |  | Included
258 | 7000016245 | 450 | 400kV Equipment support structures | 1000020194 | Fabrication, galvanising and supply ofStandard Pipe Structure - 400 kV,3-Phase, ISOLATOR including nuts,bolts, all type of washers, packplates,step bolts and gusset plates excludingfoundation bolts | EA | 2 |  | Included
259 | 7000016245 | 460 | 400kV Equipment support structures | 1000020195 | Fabrication, galvanising and supply ofStandard Pipe Structure - 400 kV,1-Phase, SA including nuts, bolts,all type of washers, packplates, stepbolts and gusset plates excludingfoundation bolts | EA | 3 |  | Included
260 | 7000016245 | 470 | 220 kV Towers | 1000020103 | Fabrication, galvanising and supply of Standard 220 kV Tower CTAincluding nuts, bolts, all type of washers, packplates, step bolts andgusset plates excluding foundation bolts | EA | 1 |  | Included
261 | 7000016245 | 480 | 220 kV Towers | 1000020088 | Fabrication, galvanising and supply of Standard 220 kV Gantry BG1including nuts, bolts, all type of washers, packplates, step bolts andgusset plates excluding foundation bolts | EA | 2 |  | Included
262 | 7000016245 | 490 | 220kV Equipment support structures | 1000017562 | Standard Pipe Structure for 220kV BPI (excluding wave trap) | EA | 10 |  | Included
263 | 7000016245 | 500 | 220kV Equipment support structures | 1000020187 | Fabrication, galvanising and supply of Standard Pipe Structure - 220kV CT including nuts, bolts, all type of washers, packplates, stepbolts and gusset plates excluding foundation bolts | EA | 3 |  | Included
264 | 7000016245 | 510 | 220kV Equipment support structures | 1000020189 | Fabrication, galvanising and supply of Standard Pipe Structure - 220kV ISOLATOR including nuts, bolts, all type of washers, packplates,step bolts and gusset plates excluding foundation bolts | EA | 4 |  | Included
265 | 7000016245 | 520 | 220kV Equipment support structures | 1000020190 | Fabrication, galvanising and supply of Standard Pipe Structure - 220kV SA including nuts, bolts, all type of washers, packplates, stepbolts and gusset plates excluding foundation bolts | EA | 3 |  | Included
266 | 7000016245 | 530 | 220kV Equipment support structures | 1000017565 | Fabrication, galvanising and supply of Std Pipe Structure - 220 kV highBPI including nuts, bolts, all type of washers, packplates, step boltsand gusset plates excluding foundation bolts | EA | 3 |  | Included
267 | 7000016245 | 760 | VMS | 1000030433 | COLOR IP CAMERA, WITH PAN, TILT AND ZOOM FACILITIES, ALONGWITH ALLREQUIRED ITEMS, ACCESSORIES, LINE INTERFACE UNITS, FIBER PATCH CORDS,POWER SUPPLY UNITS, JUNCTION BOXES, CABLES, FIBER OPTIC CABLES, ETC.,AND INCLUDING INTEGRATION IN EXISTING HARDWARE AND SOFTWARE FORAUGMENTATION OF VISUAL MONITORING SYSTEM AS PER TECHNICALSPECIFICATION. | SET | 1 |  | Included
268 | 7000016245 | 780 | Spares for 420kV CB | 1000019918 | Spares for 420kV Circuit Breaker | LS | 1 |  | Included
269 | 7000016245 | 790 | Spares for 420kV Isolator | 1000019919 | Spares for 420kV Double break Isolator | LS | 1 |  | Included
270 | 7000016245 | 800 | Spares for 420kV CT | 1000025941 | Spare-420kV CT 1 | SET | 1 |  | Included
271 | 7000016245 | 540 | SPARES FOR 245kV, 40kA CB | 1000025935 | Spare-245kV Circuit Breaker | SET | 1 |  | Included
272 | 7000016245 | 550 | SPARES FOR 245kV ISO | 1000025936 | Spare-245kV Isolator | SET | 1 |  | Included
273 | 7000016245 | 560 | SPARES FOR 245kV 40kA CT | 1000025933 | Spare-245kV CT | SET | 1 |  | Included
274 | 7000016245 | 570 | SPARES FOR 216kV Surge Arrester | 1000025930 | Spare-216kV Surge Arrester | SET | 1 |  | Included
275 | 7000016245 | 580 | SPARES FOR CRP | 1000019912 | Relay & protection Panels (with automation) | LS | 1 |  | Included
276 | 7000016245 | 590 | SPARES FOR SAS | 1000019927 | Spares-Substation Automation System | LS | 1 |  | Included
277 | 7000016245 | 600 | Spares for 336kV Surge Arrester | 1000024186 | SPARES FOR 336KV SURGE ARRESTER | LS | 1 |  | Included
278 | 7000016245 | 810 | Foundation Bolts | 1000012366 | Fabrication, galvanising and supply of 28mm dia foundation boltsincluding nuts, checknuts, washers and packplates. | EA | 256 |  | Included
279 | 7000016245 | 820 | Foundation Bolts | 1000012369 | Fabrication, galvanising and supply of 56mm dia foundation boltsincluding nuts, checknuts, washers and packplates | EA | 12 |  | Included
[5 empty] | Total F&I Price |  |  |  | 0
#
Bidders to note that the item description under various schedules are through unique material ID for respective items under SAP ERP System and therefore, identical item description appears in schedule-1(Ex-works) & schedule-2(F&I). However, the prices to be quoted in Price Schedule-2(F&I) shall be towards Local Transportation, Insurance and other Incidental Services only in line with clause ITB 11.4(b).
Date: | --
Place: | [6 empty] | Printed Name :
Designation :
Click for Sch-3

## Sch-2 Dis (hidden)
Specification No.: 5002002072/SUB-STATION(EXCLUDIN/DOM/A00- CC CS -1 |  |  |  |  | Schedule - 2 Dis
400kV AIS Substation Extn. Package-SS01 for (i) Extension of 400/220kV Bikaner-II PS under Implementation of 220kV bays for RE generators and 400/220kV ICTs at Bikaner-II PS.; (ii) Extension of 400/220kV Patiala S/s associated with Augmentation of transformation capacity at 400/220kV Kurukshetra (PG) & Patiala (PG) Substation (iii) Extension of 400/220kV Ranchi S/s under Eastern Region Expansion Scheme-XXVI (ERES-XXVI) (iv) Extension of 765kV Chilkaluripeta S/s associated with Requirement of 765kV spare (1- Ph) Reactor unit at 765kV Chilkaluripeta (Part-B). | [5 empty] | As per Lum-sum |  | 0
(SCHEDULE OF RATES AND PRICES : FREIGHT & INSURANCE CHARGES) | [5 empty] | AS per Percent |  | #REF!
[6 empty] | As per lum-sum on Sch-2 |  | 0%
Bidder’s Name and Address (Sole Bidder) : |  |  |  | To: |  | As per Percent on Sch-2 |  | #REF!
|  |  |  | Contracts Services, 3rd Floor |  | Total Discount |  | #REF!
Name : | …….. …….. …….. …….. …….. …….. |  |  | Power Grid Corporation of India Ltd.,
Address : | …….. …….. …….. …….. …….. …….. |  |  | "Saudamini", Plot No.-2
| …….. …….. …….. …….. …….. …….. |  |  | Sector-29, |  | Multipackage Discount |  | 0%
| …….. …….. …….. …….. …….. …….. |  |  | Gurgaon (Haryana) - 122001
[5 empty] | All Prices are in Indian Rupees. |  | Amount after Discount (Rs.) |  | Dis Alert | Amount after MPD (Rs.)
SI. No. | Description | Unit | Quantity | Unit Freight & Insurance Charges | Total Freight & Insurance Charges |  | Unit Freight & Insurance Charges | Total Freight & Insurance Charges |  | Unit Freight & Insurance Charges | Total Freight & Insurance Charges
1 | 2 | 3 | 4 | 5 | 6 = 4 x 5 |  | 5 | 6 = 4 x 5 |  | 5 | 6 = 4 x 5
#REF! | #REF!
#REF! | #REF! | #REF! | #REF! | #REF! | #REF!
#REF! | #REF! | #REF! | #REF! | #REF! | #REF!
#REF! | #REF!
#REF! | #REF! | #REF! | #REF! | #REF! | #REF!
#REF! | #REF! | #REF! | #REF! | #REF! | #REF!
#REF! | #REF!
#REF! | #REF! | #REF! | #REF! | #REF! | #REF!
#REF! | #REF! | #REF! | #REF! | #REF! | #REF!
#REF! | #REF! | #REF! | #REF! | #REF! | #REF!
#REF! | #REF! | #REF! | #REF! | #REF! | #REF!
#REF! | #REF! | #REF! | #REF! | #REF! | #REF!
#REF! | #REF! | #REF! | #REF! | #REF! | #REF!
#REF! | #REF!
#REF! | #REF! | #REF! | #REF! | #REF! | #REF!
#REF! | #REF!
#REF! | #REF! | #REF! | #REF! | #REF! | #REF!
#REF! | #REF! | #REF! | #REF! | #REF! | #REF!
#REF! | #REF! | #REF! | #REF! | #REF! | #REF!
#REF! | #REF! | #REF! | #REF! | #REF! | #REF!
#REF! | #REF!
#REF! | #REF! | #REF! | #REF! | #REF! | #REF!
#REF! | #REF! | #REF! | #REF! | #REF! | #REF!
#REF! | #REF! | #REF! | #REF! | #REF! | #REF!
#REF! | #REF! | #REF! | #REF! | #REF! | #REF!
#REF! | #REF! | #REF! | #REF! | #REF! | #REF!
#REF! | #REF! | #REF! | #REF! | #REF! | #REF!
#REF! | #REF! | #REF! | #REF! | #REF! | #REF!
#REF! | #REF! | #REF! | #REF! | #REF! | #REF!
#REF! | #REF!
| #REF! | #REF! | #REF! | #REF! | #REF!
#REF! | #REF! | #REF! | #REF! | #REF! | #REF!
#REF! | #REF! | #REF! | #REF! | #REF! | #REF!
| Total F&I Price |  |  |  | #REF!
Date : | --
Place : |  |  | Printed Name :
Designation :
Click for Sch-3

## Sch-3
Specification No.: 5002002072/SUB-STATION(EXCLUDIN/DOM/A00- CC CS -1 | [14 empty] | Schedule - 3
400kV AIS Substation Extn. Package-SS01 for (i) Extension of 400/220kV Bikaner-II PS under Implementation of 220kV bays for RE generators and 400/220kV ICTs at Bikaner-II PS.; (ii) Extension of 400/220kV Patiala S/s associated with Augmentation of transformation capacity at 400/220kV Kurukshetra (PG) & Patiala (PG) Substation (iii) Extension of 400/220kV Ranchi S/s under Eastern Region Expansion Scheme-XXVI (ERES-XXVI) (iv) Extension of 765kV Chilkaluripeta S/s associated with Requirement of 765kV spare (1- Ph) Reactor unit at 765kV Chilkaluripeta (Part-B). | [18 empty] | As per Lum-sum |  | 0%
(SCHEDULE OF RATES AND PRICES ) | [18 empty] | AS per Percent |  | #REF!
[19 empty] | As per lum-sum on Sch-3 |  | 0%
Bidder’s Name and Address (Sole Bidder) : | [11 empty] | To: | [6 empty] | As per Percent on Sch-3 |  | #REF!
[12 empty] | Contracts Services, 3rd Floor | [6 empty] | Total Discount |  | #REF!
Name : |  | …….. …….. …….. …….. …….. …….. | [9 empty] | Power Grid Corporation of India Ltd.,
Address : |  | …….. …….. …….. …….. …….. …….. | [9 empty] | "Saudamini", Plot No.-2
|  | …….. …….. …….. …….. …….. …….. | [9 empty] | Sector-29, | [6 empty] | Multipackage lum-sum |  | 0%
|  | …….. …….. …….. …….. …….. …….. | [9 empty] | Gurgaon (Haryana) - 122001
[7 empty] | INSTALLATION CHARGES | [12 empty] | Amount after Discount (Rs.) |  | Dis Alert | Amount after MPD (Rs.)
All Prices are in Indian Rupees.
SI. No. | PR No | PR Line Item No | Activity Header | PR Activity No | Activity Description | Service Code | SAC (Service Accounting Codes) | Whether SAC in column '8’ is confirmed. If not indicate applicable the SAC * | Rate of GST applicable ( in %) | Whether rate of GST in column ‘4’ is confirmed. If not indicate applicable rate of GST * | Description | Unit | Quantity | Unit Erection Charges | Total Erection Charges | Total GST as confirmed by Bidder |  |  |  | Unit Erection Charges | Total Erection Charges |  | Unit Erection Charges | Total Erection Charges
1 | 2 | 3 | 4 | 5 | 6 | 7 | 8 | 9 | 10 | 11 | 12 | 13 | 14 | 15 | 16 = 14 x 15 | 17 |  |  |  | 5 | 6 = 4 x 5 |  | 5 | 6 = 4 x 5
PART A (Substation Portion)
I | Bay work at Bikaner-II | [15 empty] | Revaluation of J column | Tax Calculation
1 | 7000016147 | 100 | 30 | 10 | CIVIL WORKS | 100004518 | 995433 |  | 18 |  | Excavation in all kind of soil including rock for all leads and lifts, backfilling, disposal of surplus earth within a lead up to2Km as per technical specification. The surplus earth shall be roughly graded . | M3 | 13582 |  | Included | 0 | 0 | 0
2 | 7000016147 | 100 | 30 | 20 | CIVIL WORKS | 100001325 | 995454 |  | 18 |  | Providing and laying of Plain Cement Concrete (PCC) (1:4:8) | M3 | 533 |  | Included | 0 | 0 | 0
3 | 7000016147 | 100 | 30 | 30 | CIVIL WORKS | 100001326 | 995454 |  | 18 |  | Providing and laying of Plain Cement Concrete (PCC) (1:2:4) | M3 | 10 |  | Included | 0 | 0 | 0
4 | 7000016147 | 100 | 30 | 40 | CIVIL WORKS | 100001328 | 995454 |  | 18 |  | Providing and laying Plain Cement Concrete 1:5:10 (1 cement : 5 sand : 10 brick aggregate) | M3 | 2678 |  | Included | 0 | 0 | 0
5 | 7000016147 | 100 | 30 | 50 | CIVIL WORKS | 100001327 | 995454 |  | 18 |  | Providing and laying of Reinforced Cement Concrete M25 mix including pre cast, shuttering, Grouting of pockets & underpinning butexcluding steel reinforcement | M3 | 3076 |  | Included | 0 | 0 | 0
6 | 7000016147 | 100 | 30 | 60 | CIVIL WORKS | 100001329 | 995454 |  | 18 |  | Steel Reinforcement | MT | 219 |  | Included | 0 | 0 | 0
7 | 7000016147 | 100 | 30 | 70 | CIVIL WORKS | 100001330 | 995428 |  | 18 |  | Stone filling (40 mm size) for transformer/Reactor foundation | M3 | 41 |  | Included | 0 | 0 | 0
8 | 7000016147 | 100 | 30 | 80 | CIVIL WORKS | 100001331 | 995455 |  | 18 |  | Misc. Structural steel including rails, embedments, edge protection angles, gratings etc. but excluding the reinforcement steel andsteel for lattice and pipe structures. | MT | 84 |  | Included | 0 | 0 | 0
9 | 7000016147 | 100 | 30 | 90 | CIVIL WORKS | 100001714 | 995428 |  | 18 |  | Stone spreading in switchyard excluding PCC | M2 | 32000 |  | Included | 0 | 0 | 0
10 | 7000016147 | 100 | 30 | 100 | CIVIL WORKS | 100001713 | 995424 |  | 18 |  | Antiweed treatment | M2 | 32000 |  | Included | 0 | 0 | 0
11 | 7000016147 | 100 | 30 | 110 | CIVIL WORKS | 100001712 | 995428 |  | 18 |  | Removing,cleaning and washing of existing stones and respreading of stones in switchyard excluding PCC | M2 | 3000 |  | Included | 0 | 0 | 0
12 | 7000016147 | 100 | 30 | 120 | CIVIL WORKS | 100003114 | 995454 |  | 18 |  | External finishing / painting of fire wall (water proofing cement paint) (DSR 13.44.1) | M2 | 480 |  | Included | 0 | 0 | 0
13 | 7000016147 | 100 | 30 | 130 | CIVIL WORKS | 100002911 | 995432 |  | 18 |  | Earthwork in excavation & filling in all types of soil and soft/disintegrated rock in open areas/nallas/channels, to the requiredslopes, shapes, levels, elevations and profile, including trimming of bottom and slopes of excavation, bailing out rain(dewatering), pumping, removal of slush, preparing embankments/marginal banks, loosening, dressing, spreading material in layers notexceeding 200mm, as per direction of Engineer-in-Charge, water flooding, compacting to achieve 95% consolidation at optimum moisturecontent, finishing etc. all complete, for all leads and lifts within leveling boundary, including disposal of surplus earth andstacking of unsuitable material within a lead of 2.0 Km beyond substation boundary, with all labour, material, tools, tackles andequipment, safeguards and incidentals, Royalty,taxes etc. as necessary, as per drawings, specification and directions of theEngineer-in-Charge. Clearing of jungle is included in this item. (Only excavation/cutting will be measured for payment purpose.) | M3 | 20000 |  | Included | 0 | 0 | 0
14 | 7000016147 | 100 | 30 | 140 | CIVIL WORKS | 100002583 | 995432 |  | 18 |  | Supply of earth (excluding rock & boulders) at site including royalty, carriage and filling in specified areas in layers notexceeding 200mm in depth, compacting under optimum moisture condition to achieve 95% of Proctor density, finishing etc. allcomplete, for all leads & lifts, with all labour, material, tools, tackles, equipments, safeguards & incidentals as necessary as perdrawings, specification and direction of the Engineer- in- Charge. | M3 | 5000 |  | Included | 0 | 0 | 0
15 | 7000016147 | 100 | 30 | 150 | CIVIL WORKS | 100008110 | 995421 |  | 18 |  | 3.75m wide Bitumen road with earthen shoulder including 100 mm dia RCC Hume Pipe @ 100 metre interval as per drawing and TS (as perDSR item no 16.35 and 16.30.1) and including 225 mm thick WBM in three equal layers of 75 mm each as per CPWD specification. | M2 | 1313 |  | Included | 0 | 0 | 0
16 | 7000016147 | 100 | 30 | 160 | CIVIL WORKS | 100001457 | 995421 |  | 18 |  | Construction of rail cum road as per drawing including all item such as excavation,compactions, rolling watering, WBM etc. butexcluding concrete reinforcement and structural steel-Section having four rails for auto transformer. | M2 | 246 |  | Included | 0 | 0 | 0
17 | 7000016147 | 100 | 30 | 170 | CIVIL WORKS | 130000761 | 995428 |  | 18 |  | 14.4.2 Providing, laying and fixing following dia RCC pipe NP2 class (light duty) in ground complete with RCC collars, jointingwith cement mortar 1:2 (1 cement : 2 fine sand) including trenching (75 cm deep) and refilling etc as required. : 150 mm dia | M | 20 |  | Included | 0 | 0 | 0
18 | 7000016147 | 100 | 30 | 180 | CIVIL WORKS | 130000762 | 995428 |  | 18 |  | 14.4.3 Providing, laying and fixing following dia RCC pipe NP2 class (light duty) in ground complete with RCC collars, jointingwith cement mortar 1:2 (1 cement : 2 fine sand) including trenching (75 cm deep) and refilling etc as required. : 250 mm dia | M | 20 |  | Included | 0 | 0 | 0
19 | 7000016147 | 100 | 30 | 190 | CIVIL WORKS | 100001735 | 995462 |  | 18 |  | RCC culverts and cable trench crossings including supplying and laying hume pipe 250mm dia of grade (NP-3) excluding concrete as perspecification. | M | 25 |  | Included | 0 | 0 | 0
20 | 7000016147 | 100 | 30 | 200 | CIVIL WORKS | 100001736 | 995462 |  | 18 |  | RCC culverts and cable trench crossings including supplying and laying hume pipe 300mm dia of grade (NP-3) excluding concrete as perspecification. | M | 25 |  | Included | 0 | 0 | 0
21 | 7000016147 | 100 | 30 | 210 | CIVIL WORKS | 100001737 | 995462 |  | 18 |  | RCC culverts and cable trench crossings including supplying and laying hume pipe 450mm dia of grade (NP-3) excluding concrete as perspecification. | M | 25 |  | Included | 0 | 0 | 0
22 | 7000016147 | 100 | 30 | 220 | CIVIL WORKS | 100007701 | 995462 |  | 18 |  | Supplying and erecting dewatering pumps- 2 HP | EA | 2 |  | Included | 0 | 0 | 0
23 | 7000016147 | 100 | 30 | 230 | CIVIL WORKS | 100001409 | 995462 |  | 18 |  | Supplying and erecting dewatering pumps-5 HP | EA | 2 |  | Included | 0 | 0 | 0
24 | 7000016147 | 100 | 30 | 240 | CIVIL WORKS | 100001412 | 995462 |  | 18 |  | Drain including culverts but excluding concrete & reinforcement steel-Section A-A | M | 350 |  | Included | 0 | 0 | 0
25 | 7000016147 | 100 | 30 | 250 | CIVIL WORKS | 100001413 | 995462 |  | 18 |  | Drain including culverts but excluding concrete & reinforcement steel-Section B-B | M | 200 |  | Included | 0 | 0 | 0
26 | 7000016147 | 100 | 30 | 260 | CIVIL WORKS | 100001414 | 995462 |  | 18 |  | Drain including culverts but excluding concrete & reinforcement steel-Section C-C | M | 100 |  | Included | 0 | 0 | 0
27 | 7000016147 | 100 | 30 | 270 | CIVIL WORKS | 100001415 | 995462 |  | 18 |  | Drain including culverts but excluding concrete & reinforcement steel-Section D-D | M | 50 |  | Included | 0 | 0 | 0
28 | 7000016147 | 100 | 30 | 280 | CIVIL WORKS | 100003437 | 995454 |  | 18 |  | Switchyard Panel Room - Civil Works. All civil works as per drawing and specifications complete, including - brickwork, finishing(external and internal), windows etc. However, excavation, PCC, RCC and reinforcement shall be paid separately as per BPS. | M2 | 84 |  | Included | 0 | 0 | 0
29 | 7000016147 | 100 | 30 | 300 | CIVIL WORKS | 100001721 | 995428 |  | 18 |  | Supplying, filling and compacting stone boulders mixed with sand under foundations, roads, cable trenches, drains etc in layers notexceeding 250mm thickness including ramming, watering compacting | M3 | 100 |  | Included | 0 | 0 | 0
30 | 7000016147 | 110 | 40 | 10 | FOUNDATION BOLTS | 100001677 | 995455 |  | 18 |  | Erection of 56mm dia foundation bolts including nuts, checknuts, washers and packplates | EA | 304 |  | Included | 0 | 0 | 0
31 | 7000016147 | 110 | 40 | 20 | FOUNDATION BOLTS | 100001676 | 995455 |  | 18 |  | Erection of 40mm dia foundation bolts including nuts, checknuts, washers and packplates. | EA | 128 |  | Included | 0 | 0 | 0
32 | 7000016147 | 110 | 40 | 30 | FOUNDATION BOLTS | 100001675 | 995455 |  | 18 |  | Erection of 32mm dia foundation bolts including nuts, checknuts, washers and packplates | EA | 32 |  | Included | 0 | 0 | 0
33 | 7000016147 | 110 | 40 | 40 | FOUNDATION BOLTS | 100001674 | 995455 |  | 18 |  | Erection of 28mm dia foundation bolts including nuts, checknuts, washers and packplates. | EA | 1644 |  | Included | 0 | 0 | 0
34 | 7000016147 | 110 | 40 | 50 | FOUNDATION BOLTS | 100002453 | 995455 |  | 18 |  | Erection of 20mm dia foundation bolts including nuts, checknuts, washers and packplates | EA | 32 |  | Included | 0 | 0 | 0
35 | 7000016147 | 120 | 50 | 10 | NON STANDARD STRUCTURES | 100001210 | 995455 |  | 18 |  | Erection of Lattice Structures (MS Steel), to be designed during detailed engineering, for towers, beams and equipment supportstructure including pack plates / packwashers and gusset plates excluding fasteners and foundation bolts | MT | 44 |  | Included | 0 | 0 | 0
36 | 7000016147 | 120 | 50 | 20 | NON STANDARD STRUCTURES | 100001241 | 995455 |  | 18 |  | Erection of Equipment Support (Pipe) Structures to be designed during detailed engineering. | MT | 1.85 |  | Included | 0 | 0 | 0
37 | 7000016147 | 120 | 50 | 30 | NON STANDARD STRUCTURES | 100001680 | 995455 |  | 18 |  | Erection of fasteners ( nuts, bolts and washers ) including step bolts for lattice and pipe structures to be designed duringdetailed engineering | MT | 2.2 |  | Included | 0 | 0 | 0
38 | 7000016147 | 120 | 50 | 40 | NON STANDARD STRUCTURES | 100001681 | 995455 |  | 18 |  | Erection of foundation bolts including nuts, checknut and washers for lattice and pipe structures to be designed during detailedengineering | MT | 7.5 |  | Included | 0 | 0 | 0
39 | 7000016147 | 1520 | 360 | 10 | Installation of LT Transformer | 100000078 | 998736 |  | 18 |  | 630kVA, 33/0.433kV, 3ph LT Transformer | EA | 1 |  | Included | 0 | 0 | 0
40 | 7000016147 | 1530 | 370 | 10 | Installation of 420kV Equipment | 100000266 | 998736 |  | 18 |  | 420kV, 3150A, 63KA Circuit Breaker(3-Phase) with closing resistor(withsupport structure) | EA | 1 |  | Included | 0 | 0 | 0
41 | 7000016147 | 1530 | 370 | 20 | Installation of 420kV Equipment | 100000267 | 998736 |  | 18 |  | 420kV, 3150A, 63kA Circuit Breaker(3-Phase) without closing resistor(with support structure) | EA | 2 |  | Included | 0 | 0 | 0
42 | 7000016147 | 1530 | 370 | 30 | Installation of 420kV Equipment | 100000274 | 998736 |  | 18 |  | 420 kV, 3000A, 63KA, 1-Phase CurrentTransformer with 120% extended currentrating | EA | 9 |  | Included | 0 | 0 | 0
43 | 7000016147 | 1530 | 370 | 40 | Installation of 420kV Equipment | 100000328 | 998736 |  | 18 |  | 336kV Surge Arrester (1-phase) | EA | 6 |  | Included | 0 | 0 | 0
44 | 7000016147 | 1530 | 370 | 50 | Installation of 420kV Equipment | 100000340 | 998736 |  | 18 |  | 420 kV Bus Post Insulator (Except for wave traps) | EA | 10 |  | Included | 0 | 0 | 0
45 | 7000016147 | 1530 | 370 | 60 | Installation of 420kV Equipment | 100000287 | 998736 |  | 18 |  | 420kV, 3150A, 63KA, Isolator (3-phase)(Double Break) with one E/S | EA | 8 |  | Included | 0 | 0 | 0
46 | 7000016147 | 1540 | 380 | 10 | Installation of 245kV Equipment | 100003634 | 998736 |  | 18 |  | 245 kV 1600A, 50KA Circuit Breakers (3-Phase) with support | EA | 7 |  | Included | 0 | 0 | 0
47 | 7000016147 | 1540 | 380 | 20 | Installation of 245kV Equipment | 100001989 | 998736 |  | 18 |  | 245 kV, 1600A, 50KA, 1-Phase CurrentTransformer with 120% extended currentrating | EA | 21 |  | Included | 0 | 0 | 0
48 | 7000016147 | 1540 | 380 | 30 | Installation of 245kV Equipment | 100000448 | 998736 |  | 18 |  | 245 kV, 4400pf Capacitive Voltage Transformer (1- Phase) | EA | 18 |  | Included | 0 | 0 | 0
49 | 7000016147 | 1540 | 380 | 40 | Installation of 245kV Equipment | 100002016 | 998736 |  | 18 |  | 245kV, 1600A, 50 KA, 3-phase DoubleBreak Tandem Isolator without E/S | EA | 13 |  | Included | 0 | 0 | 0
50 | 7000016147 | 1540 | 380 | 50 | Installation of 245kV Equipment | 100002014 | 998736 |  | 18 |  | 245kV, 1600A, 50 KA, 3-phase DoubleBreak Isolator with one E/S | EA | 7 |  | Included | 0 | 0 | 0
51 | 7000016147 | 1540 | 380 | 60 | Installation of 245kV Equipment | 100002013 | 998736 |  | 18 |  | 245kV, 1600A, 50 KA, 3-phase DoubleBreak Isolator with two E/S | EA | 7 |  | Included | 0 | 0 | 0
52 | 7000016147 | 1540 | 380 | 70 | Installation of 245kV Equipment | 100000484 | 998736 |  | 18 |  | 216kV Surge Arrester (1-phase) | EA | 18 |  | Included | 0 | 0 | 0
53 | 7000016147 | 1540 | 380 | 80 | Installation of 245kV Equipment | 100001907 | 998736 |  | 18 |  | 245 kV,1 phase Bus Post Insulator (except for Line Traps) | EA | 54 |  | Included | 0 | 0 | 0
54 | 7000016147 | 1540 | 380 | 110 | Installation of 245kV Equipment | 100001993 | 998736 |  | 18 |  | 245 kV, 2500A, 50KA, 1-Phase CurrentTransformer with 120% extended currentrating | EA | 3 |  | Included | 0 | 0 | 0
55 | 7000016147 | 1540 | 380 | 120 | Installation of 245kV Equipment | 100003635 | 998736 |  | 18 |  | 245 kV 2500A, 50KA Circuit Breakers (3-Phase) with support | EA | 1 |  | Included | 0 | 0 | 0
56 | 7000016147 | 1540 | 380 | 130 | Installation of 245kV Equipment | 100003636 | 998736 |  | 18 |  | 245kV 2500A, 50KA (3-phase)-Double Break Isolator with two earth switch | EA | 2 |  | Included | 0 | 0 | 0
57 | 7000016147 | 1550 | 390 | 10 | Installation of 72.5kV Equipment | 100000611 | 998736 |  | 18 |  | 72.5 kV, 1250A, 25 kA, 3-phase CircuitBreaker with support structure | EA | 1 |  | Included | 0 | 0 | 0
58 | 7000016147 | 1550 | 390 | 20 | Installation of 72.5kV Equipment | 100000623 | 998736 |  | 18 |  | 72.5 kV, 50A, 25 kA, 1-Phase CurrentTransformer with 120% extended currentrating | EA | 3 |  | Included | 0 | 0 | 0
59 | 7000016147 | 1550 | 390 | 30 | Installation of 72.5kV Equipment | 100000624 | 998736 |  | 18 |  | 72.5 kV Voltage Transformer (1- Phase) | EA | 3 |  | Included | 0 | 0 | 0
60 | 7000016147 | 1550 | 390 | 40 | Installation of 72.5kV Equipment | 100001909 | 998736 |  | 18 |  | 72.5kV, Bus Post Insulator, 1-Phase | EA | 8 |  | Included | 0 | 0 | 0
61 | 7000016147 | 1550 | 390 | 50 | Installation of 72.5kV Equipment | 100000626 | 998736 |  | 18 |  | 72.5 kV, 400A, 25 KA, 3-Phase DoubleBreak Isolator with out E/S | EA | 1 |  | Included | 0 | 0 | 0
62 | 7000016147 | 1560 | 400 | 30 | Install. of Erection Hardware-420kV | 100000330 | 998731 |  | 18 |  | Erection Hardware for 400kV I type layout-Transformer bay as per specification | SET | 2 |  | Included | 0 | 0 | 0
63 | 7000016147 | 1560 | 400 | 40 | Install. of Erection Hardware-420kV | 100000337 | 998731 |  | 18 |  | Erection Hardware for 400kV I type layout-Bus Work (For two diameters)/bays as per specification | SET | 1 |  | Included | 0 | 0 | 0
64 | 7000016147 | 1560 | 400 | 50 | Install. of Erection Hardware-420kV | 100000339 | 998731 |  | 18 |  | Erection Hardware for 400kV I type layout-Any feeder Extn. on existing half dia. as per specification | SET | 1 |  | Included | 0 | 0 | 0
65 | 7000016147 | 1560 | 400 | 60 | Install. of Erection Hardware-420kV | 100000335 | 998731 |  | 18 |  | Erection Hardware for 400kV I type layout-Spare bay of half dia as per specification | SET | 1 |  | Included | 0 | 0 | 0
66 | 7000016147 | 1560 | 400 | 70 | Install. of Erection Hardware-420kV | 100017127 | 998731 |  | 18 |  | 400KV TENSION INSULATOR STRING AND ASSOCIATED HARDWARE FITTINGS WITHOUT TURN BUCKLE SUITABLE FOR QUAD CONDUCTOR | EA | 12 |  | Included | 0 | 0 | 0
67 | 7000016147 | 1560 | 400 | 80 | Install. of Erection Hardware-420kV | 100017126 | 998731 |  | 18 |  | 400KV TENSION INSULATOR STRING AND ASSOCIATED HARDWARE FITTINGS WITH TURN BUCKLE SUITABLE FOR QUAD CONDUCTOR | EA | 12 |  | Included | 0 | 0 | 0
68 | 7000016147 | 1560 | 400 | 90 | Install. of Erection Hardware-420kV | 100017133 | 998731 |  | 18 |  | 400KV SUSPENSION INSULATOR STRING AND ASSOCIATED HARDWARE FITTINGS WITH DROP CLAMP SUITABLE FOR QUAD CONDUCTOR | EA | 6 |  | Included | 0 | 0 | 0
69 | 7000016147 | 1560 | 400 | 100 | Install. of Erection Hardware-420kV | 100017132 | 998731 |  | 18 |  | 400KV SUSPENSION INSULATOR STRING AND ASSOCIATED HARDWARE FITTINGS WITH THROUGH CLAMP SUITABLE FOR QUAD CONDUCTOR | EA | 6 |  | Included | 0 | 0 | 0
70 | 7000016147 | 1570 | 410 | 10 | Install. of Erection Hardware-245kV | 100000485 | 998731 |  | 18 |  | Erection Hardware for 220kV layout (Double Main and Transfer Scheme as per SLD)-Line Bay as per specification | SET | 4 |  | Included | 0 | 0 | 0
71 | 7000016147 | 1570 | 410 | 20 | Install. of Erection Hardware-245kV | 100000486 | 998731 |  | 18 |  | Erection Hardware for 220kV layout (Double Main and Transfer Scheme as per SLD)-Transformer Bay as per specification | SET | 2 |  | Included | 0 | 0 | 0
72 | 7000016147 | 1570 | 410 | 30 | Install. of Erection Hardware-245kV | 100000487 | 998731 |  | 18 |  | Erection Hardware for 220kV layout (Double Main and Transfer Scheme as per SLD)-Transfer Bus Coupler Bay as per specification | SET | 1 |  | Included | 0 | 0 | 0
73 | 7000016147 | 1570 | 410 | 40 | Install. of Erection Hardware-245kV | 100000488 | 998731 |  | 18 |  | Erection Hardware for 220kV layout (Double Main and Transfer Scheme as per SLD)-Bus Coupler Bay as per specification | SET | 1 |  | Included | 0 | 0 | 0
74 | 7000016147 | 1570 | 410 | 100 | Install. of Erection Hardware-245kV | 100000491 | 998731 |  | 18 |  | Erection Hardware for 220kV layout (Double Main and Transfer Scheme as per SLD)-Bus work (three Bay) as per specification | SET | 3 |  | Included | 0 | 0 | 0
75 | 7000016147 | 1570 | 410 | 110 | Install. of Erection Hardware-245kV | 100017123 | 998731 |  | 18 |  | 220KV SUSPENSION INSULATOR STRING AND ASSOCIATED HARDWARE FITTINGS WITH DROP CLAMP SUITABLE FOR QUAD CONDUCTOR | EA | 12 |  | Included | 0 | 0 | 0
76 | 7000016147 | 1570 | 410 | 120 | Install. of Erection Hardware-245kV | 100017122 | 998731 |  | 18 |  | 220KV SUSPENSION INSULATOR STRING AND ASSOCIATED HARDWARE FITTINGS WITH DROP CLAMP SUITABLE FOR TWIN CONDUCTOR | EA | 6 |  | Included | 0 | 0 | 0
77 | 7000016147 | 1570 | 410 | 130 | Install. of Erection Hardware-245kV | 100017121 | 998731 |  | 18 |  | 220KV SUSPENSION INSULATOR STRING AND ASSOCIATED HARDWARE FITTINGS WITH THROUGH CLAMP SUITABLE FOR TWIN CONDUCTOR | EA | 6 |  | Included | 0 | 0 | 0
78 | 7000016147 | 1570 | 410 | 140 | Install. of Erection Hardware-245kV | 100017116 | 998731 |  | 18 |  | 220KV TENSION INSULATOR STRING AND ASSOCIATED HARDWARE FITTINGS WITHOUT TURN BUCKLE SUITABLE FOR QUAD CONDUCTOR | EA | 39 |  | Included | 0 | 0 | 0
79 | 7000016147 | 1570 | 410 | 150 | Install. of Erection Hardware-245kV | 100017118 | 998731 |  | 18 |  | 220KV TENSION INSULATOR STRING AND ASSOCIATED HARDWARE FITTINGS WITHOUT TURN BUCKLE SUITABLE FOR TWIN CONDUCTOR | EA | 36 |  | Included | 0 | 0 | 0
80 | 7000016147 | 1570 | 410 | 160 | Install. of Erection Hardware-245kV | 100017115 | 998731 |  | 18 |  | 220KV TENSION INSULATOR STRING AND ASSOCIATED HARDWARE FITTINGS WITH TURN BUCKLE SUITABLE FOR QUAD CONDUCTOR | EA | 39 |  | Included | 0 | 0 | 0
81 | 7000016147 | 1570 | 410 | 170 | Install. of Erection Hardware-245kV | 100017117 | 998731 |  | 18 |  | 220KV TENSION INSULATOR STRING AND ASSOCIATED HARDWARE FITTINGS WITH TURN BUCKLE SUITABLE FOR TWIN CONDUCTOR | EA | 45 |  | Included | 0 | 0 | 0
82 | 7000016147 | 1580 | 420 | 10 | Install. of Erection Hardware-72.5kV | 100002036 | 998731 |  | 18 |  | Erection Hardware for the 72.5kV equipment for Tertiary loading as per technical specification | SET | 1 |  | Included | 0 | 0 | 0
83 | 7000016147 | 1590 | 430 | 10 | Install. of Control & Relay Panels-420kV | 100000728 | 998736 |  | 18 |  | 400kV Circuit Breaker Relay Panel with Auto Reclose (with Automation) | EA | 1 |  | Included | 0 | 0 | 0
84 | 7000016147 | 1590 | 430 | 20 | Install. of Control & Relay Panels-420kV | 100000729 | 998736 |  | 18 |  | 400kV Circuit Breaker Relay Panel without Auto Reclose (with Automation) | EA | 2 |  | Included | 0 | 0 | 0
85 | 7000016147 | 1590 | 430 | 30 | Install. of Control & Relay Panels-420kV | 100000731 | 998736 |  | 18 |  | 400kV Transformer Protection Panel (For both HV & MV side)-(with Automation) | EA | 2 |  | Included | 0 | 0 | 0
86 | 7000016147 | 1590 | 430 | 40 | Install. of Control & Relay Panels-420kV | 100000796 | 998736 |  | 18 |  | Augmentation of existing 400kV bus bar protection scheme | SET | 1 |  | Included | 0 | 0 | 0
87 | 7000016147 | 1600 | 440 | 10 | Install. of Control & Relay Panels-220kV | 100000736 | 998736 |  | 18 |  | 220kV Circuit Breaker Relay Panel with Auto Reclose (with Automation) | EA | 5 |  | Included | 0 | 0 | 0
88 | 7000016147 | 1600 | 440 | 20 | Install. of Control & Relay Panels-220kV | 100000737 | 998736 |  | 18 |  | 220kV Circuit Breaker Relay Panel without Auto Reclose (with Automation) | EA | 3 |  | Included | 0 | 0 | 0
89 | 7000016147 | 1600 | 440 | 30 | Install. of Control & Relay Panels-220kV | 100000741 | 998736 |  | 18 |  | 220kV Bus Bar Protection Panel (Single)-(with Automation) | SET | 1 |  | Included | 0 | 0 | 0
90 | 7000016147 | 1600 | 440 | 40 | Install. of Control & Relay Panels-220kV | 100000738 | 998736 |  | 18 |  | 220kV Line Protection Panel (with Automation) | EA | 4 |  | Included | 0 | 0 | 0
91 | 7000016147 | 1610 | 450 | 20 | Install. of Substation Automation system | 100002069 | 998736 |  | 18 |  | Augmentation of Substation automation System for 400kV Main bay as per Technical Specification | EA | 2 |  | Included | 0 | 0 | 0
92 | 7000016147 | 1610 | 450 | 30 | Install. of Substation Automation system | 100002075 | 998736 |  | 18 |  | Augmentation of Substation automation System for 400kV Tie bay as per Technical Specification | EA | 1 |  | Included | 0 | 0 | 0
93 | 7000016147 | 1610 | 450 | 60 | Install. of Substation Automation system | 100002070 | 998736 |  | 18 |  | Augmentation of Substation automation System for 220kV bay as per Technical Specification | EA | 8 |  | Included | 0 | 0 | 0
94 | 7000016147 | 1620 | 460 | 10 | Install. of PLCC at Bikaner-II Extn | 100002048 | 998734 |  | 18 |  | 220kV,1600A,0.5mH ,50kA Line Trap | EA | 8 |  | Included | 0 | 0 | 0
95 | 7000016147 | 1620 | 460 | 20 | Install. of PLCC at Bikaner-II Extn | 100000884 | 998734 |  | 18 |  | 245 kV ,1 phase Bus Post Insulators for Line Traps | EA | 24 |  | Included | 0 | 0 | 0
96 | 7000016147 | 1630 | 470 | 10 | Install. of AC System | 100001881 | 995463 |  | 18 |  | Air conditioning system for Switchyard Panel Room of 9m length | SET | 1 |  | Included | 0 | 0 | 0
97 | 7000016147 | 1630 | 470 | 20 | Install. of AC System | 100001882 | 995463 |  | 18 |  | Air conditioning system for Switchyard Panel Room of 6m length | SET | 2 |  | Included | 0 | 0 | 0
98 | 7000016147 | 1640 | 480 | 10 | Install. of Fire Protection System | 100001871 | 995461 |  | 18 |  | Fire Detection and Alarm System for Switchyard Panel Room of 9 m length | SET | 1 |  | Included | 0 | 0 | 0
99 | 7000016147 | 1640 | 480 | 20 | Install. of Fire Protection System | 100000975 | 995461 |  | 18 |  | 4.5 kg CO2 type Portable Fire extinguisher | EA | 3 |  | Included | 0 | 0 | 0
100 | 7000016147 | 1640 | 480 | 40 | Install. of Fire Protection System | 100002062 | 995461 |  | 18 |  | Fire Detection and Alarm System for Switchyard Panel Room of 6 m length | SET | 2 |  | Included | 0 | 0 | 0
101 | 7000016147 | 1640 | 480 | 50 | Install. of Fire Protection System | 100016783 | 998736 |  | 18 |  | HVW spray system, Hydrant system and complete U/G & O/G piping and accessories etc. out side the pump house for 400kV, 3-phaseAutotransformer | SET | 2 |  | Included | 0 | 0 | 0
102 | 7000016147 | 1650 | 490 | 10 | Install. of Illumination System | 100001115 | 998739 |  | 18 |  | Illumination System for switchyard panel room of 9 m length | SET | 1 |  | Included | 0 | 0 | 0
103 | 7000016147 | 1650 | 490 | 20 | Install. of Illumination System | 100001021 | 995461 |  | 18 |  | Lighting Panel type ACP-2 as per technical specification | EA | 4 |  | Included | 0 | 0 | 0
104 | 7000016147 | 1650 | 490 | 40 | Install. of Illumination System | 100004931 | 998731 |  | 18 |  | LED Flood Light Luminaries Type FL-2 (250W) as per technical specification | EA | 80 |  | Included | 0 | 0 | 0
105 | 7000016147 | 1650 | 490 | 60 | Install. of Illumination System | 100001052 | 998731 |  | 18 |  | 63A, 415V : Interlocked switch socket outdoor Receptacle (type RP) as per technical specifications | EA | 8 |  | Included | 0 | 0 | 0
106 | 7000016147 | 1650 | 490 | 70 | Install. of Illumination System | 100001885 | 998739 |  | 18 |  | Outdoor Power Receptacle for oilfiltration unit (250A) | EA | 1 |  | Included | 0 | 0 | 0
107 | 7000016147 | 1650 | 490 | 100 | Install. of Illumination System | 100001116 | 998739 |  | 18 |  | Illumination System for switchyard panel room of 6 m length | SET | 2 |  | Included | 0 | 0 | 0
108 | 7000016147 | 1680 | 550 | 10 | Install. of 72.5kV Equipment structure | 100008231 | 995455 |  | 18 |  | Equipment Structure including Foundation bolt-72.5kV CT(1Ph) | EA | 3 |  | Included | 0 | 0 | 0
109 | 7000016147 | 1680 | 550 | 20 | Install. of 72.5kV Equipment structure | 100008232 | 995455 |  | 18 |  | Equipment Structure including Foundation bolt-72.5kV PT (1Ph) | EA | 3 |  | Included | 0 | 0 | 0
110 | 7000016147 | 1680 | 550 | 30 | Install. of 72.5kV Equipment structure | 100008233 | 995455 |  | 18 |  | Equipment Structure including Foundation bolt-72.5kV Isolator (3Ph) | EA | 1 |  | Included | 0 | 0 | 0
111 | 7000016147 | 1680 | 550 | 40 | Install. of 72.5kV Equipment structure | 100008234 | 995455 |  | 18 |  | Equipment Structure including Foundation bolt-72.5kV BPI (1Ph) | EA | 8 |  | Included | 0 | 0 | 0
112 | 7000016147 | 1690 | 560 | 10 | Install. of Earthmat | 100003103 | 998731 |  | 18 |  | 40 mm MS rod for Main Earthmat | KM | 7 |  | Included | 0 | 0 | 0
113 | 7000016147 | 1700 | 570 | 180 | Installation of Cables | 100002182 | 998736 |  | 18 |  | 1.1kV grade Control Cables (PVCinsulated) along withlugs,glands,straight joints &accessories,etc. | LS | 1 |  | Included | 0 | 0 | 0
114 | 7000016147 | 1700 | 570 | 190 | Installation of Cables | 100002181 | 998736 |  | 18 |  | 1.1kV grade Power Cables (PVCinsulated)along withlugs,glands,straight joints &accessories,etc. | LS | 1 |  | Included | 0 | 0 | 0
115 | 7000016147 | 1700 | 570 | 200 | Installation of Cables | 100002180 | 998736 |  | 18 |  | 1.1kV grade Power Cables (XLPEinsulated) along withlugs,glands,straight joints &accessories,etc. | LS | 1 |  | Included | 0 | 0 | 0
116 | 7000016149 | 10 | 580 | 10 | Install. of 400kV Gantry structure | 100017998 | 995454 |  | 18 |  | Erection of 400 kV Tower 4TH(BIKANER-II) including nuts, bolts, all type of washers, packplates, step bolts and gusset platesexcluding foundation bolts | EA | 2 |  | Included | 0 | 0 | 0
117 | 7000016149 | 10 | 580 | 20 | Install. of 400kV Gantry structure | 100017999 | 995454 |  | 18 |  | Erection of Std 400 kV Tower 4TL(BIKANER-II) including nuts, bolts, all type of washers, packplates, step bolts and gusset platesexcluding foundation bolts | EA | 2 |  | Included | 0 | 0 | 0
118 | 7000016149 | 10 | 580 | 30 | Install. of 400kV Gantry structure | 100018020 | 995454 |  | 18 |  | Erection of Std 400 kV Tower 4TC(BIKANER-II) including nuts, bolts, all type of washers, packplates, step bolts and gusset platesexcluding foundation bolts | EA | 2 |  | Included | 0 | 0 | 0
119 | 7000016149 | 10 | 580 | 40 | Install. of 400kV Gantry structure | 100018021 | 995454 |  | 18 |  | Erection of Std 400 kV Tower 4TJ(BIKANER-II) including nuts, bolts, all type of washers, packplates, step bolts and gusset platesexcluding foundation bolts | EA | 2 |  | Included | 0 | 0 | 0
120 | 7000016149 | 10 | 580 | 50 | Install. of 400kV Gantry structure | 100018022 | 995454 |  | 18 |  | Erection of Std 400 kV Gantry 4G1(BIKANER-II) including nuts, bolts, all type of washers, packplates, step bolts and gusset platesexcluding foundation bolts | EA | 2 |  | Included | 0 | 0 | 0
121 | 7000016149 | 10 | 580 | 60 | Install. of 400kV Gantry structure | 100018023 | 995454 |  | 18 |  | Erection of Std 400 kV Gantry 4G3(BIKANER-II) including nuts, bolts, all type of washers, packplates, step bolts and gusset platesexcluding foundation bolts | EA | 4 |  | Included | 0 | 0 | 0
122 | 7000016149 | 10 | 580 | 70 | Install. of 400kV Gantry structure | 100018024 | 995454 |  | 18 |  | Erection of Std 400 kV Gantry 4G2-3D(BIKANER-II) including nuts, bolts, all type of washers, packplates, step bolts and gussetplates excluding foundation bolts | EA | 2 |  | Included | 0 | 0 | 0
123 | 7000016150 | 10 | 590 | 10 | Install. of 220kV Gantry structure | 100001183 | 995455 |  | 18 |  | Erection of Std 220 kV Tower CA including nuts, bolts, all type of washers, packplates, step bolts and gusset plates excludingfoundation bolts | EA | 4 |  | Included | 0 | 0 | 0
124 | 7000016150 | 10 | 590 | 20 | Install. of 220kV Gantry structure | 100001191 | 995455 |  | 18 |  | Erection of Std 220 kV Tower CTA including nuts, bolts, all type of washers, packplates, step bolts and gusset plates excludingfoundation bolts | EA | 4 |  | Included | 0 | 0 | 0
125 | 7000016150 | 10 | 590 | 30 | Install. of 220kV Gantry structure | 100001193 | 995455 |  | 18 |  | Erection of Std 220 kV Tower CTC including nuts, bolts, all type of washers, packplates, step bolts and gusset plates excludingfoundation bolts | EA | 2 |  | Included | 0 | 0 | 0
126 | 7000016150 | 10 | 590 | 40 | Install. of 220kV Gantry structure | 100001196 | 995455 |  | 18 |  | Erection of Std 220 kV Tower CTE including nuts, bolts, all type of washers, packplates, step bolts and gusset plates excludingfoundation bolts | EA | 1 |  | Included | 0 | 0 | 0
127 | 7000016150 | 10 | 590 | 50 | Install. of 220kV Gantry structure | 100001198 | 995455 |  | 18 |  | Erection of Std 220 kV Tower CTG including nuts, bolts, all type of washers, packplates, step bolts and gusset plates excludingfoundation bolts | EA | 8 |  | Included | 0 | 0 | 0
128 | 7000016150 | 10 | 590 | 60 | Install. of 220kV Gantry structure | 100001199 | 995455 |  | 18 |  | Erection of Std 220 kV Tower CTH including nuts, bolts, all type of washers, packplates, step bolts and gusset plates excludingfoundation bolts | EA | 4 |  | Included | 0 | 0 | 0
129 | 7000016150 | 10 | 590 | 70 | Install. of 220kV Gantry structure | 100001200 | 995455 |  | 18 |  | Erection of Std 220 kV Tower CTI including nuts, bolts, all type of washers, packplates, step bolts and gusset plates excludingfoundation bolts | EA | 3 |  | Included | 0 | 0 | 0
130 | 7000016150 | 10 | 590 | 80 | Install. of 220kV Gantry structure | 100001201 | 995455 |  | 18 |  | Erection of Std 220 kV Tower CTJ including nuts, bolts, all type of washers, packplates, step bolts and gusset plates excludingfoundation bolts | EA | 4 |  | Included | 0 | 0 | 0
131 | 7000016150 | 10 | 590 | 90 | Install. of 220kV Gantry structure | 100001203 | 995455 |  | 18 |  | Erection of Std 220 kV Tower CTK including nuts, bolts, all type of washers, packplates, step bolts and gusset plates excludingfoundation bolts | EA | 2 |  | Included | 0 | 0 | 0
132 | 7000016150 | 10 | 590 | 100 | Install. of 220kV Gantry structure | 100001204 | 995455 |  | 18 |  | Erection of Std 220 kV Gantry B1 including nuts, bolts, all type of washers, packplates, step bolts and gusset plates excludingfoundation bolts | EA | 11 |  | Included | 0 | 0 | 0
133 | 7000016150 | 10 | 590 | 110 | Install. of 220kV Gantry structure | 100001205 | 995455 |  | 18 |  | Erection of Std 220 kV Gantry BG1 including nuts, bolts, all type of washers, packplates, step bolts and gusset plates excludingfoundation bolts | EA | 26 |  | Included | 0 | 0 | 0
134 | 7000016147 | 1710 | 610 | 50 | Install. of 400kV Equipment structure | 100001214 | 995455 |  | 18 |  | Erection of Pipe Structure - 400 kV 3-Phase ISOLATOR including nuts, bolts, all type of washers, packplates, step bolts and gussetplates excluding foundation bolts | EA | 8 |  | Included | 0 | 0 | 0
135 | 7000016147 | 1710 | 610 | 60 | Install. of 400kV Equipment structure | 100001216 | 995455 |  | 18 |  | Erection of Pipe Structure - 400 kV 1-Phase SA including nuts, bolts, all type of washers, packplates, step bolts and gusset platesexcluding foundation bolts | EA | 6 |  | Included | 0 | 0 | 0
136 | 7000016147 | 1710 | 610 | 70 | Install. of 400kV Equipment structure | 100001218 | 995455 |  | 18 |  | Erection of Pipe Structure - 400 kV, 1-Phase, High BPI, (Excluding Wave Trap), including nuts, bolts, all type of washers,packplates, step bolts and gusset plates excluding foundation bolts | EA | 10 |  | Included | 0 | 0 | 0
137 | 7000016147 | 1710 | 610 | 80 | Install. of 400kV Equipment structure | 100001212 | 995455 |  | 18 |  | Erection of Pipe Structure - 400 kV 1-Phase CT including nuts, bolts, all type of washers, packplates, step bolts and gusset platesexcluding foundation bolts | EA | 9 |  | Included | 0 | 0 | 0
138 | 7000016147 | 1720 | 620 | 70 | Install. of 220kV Equipment structure | 100001220 | 995455 |  | 18 |  | Erection of Pipe Structure - 220 kV 1-Phase CT including nuts, bolts, all type of washers, packplates, step bolts and gusset platesexcluding foundation bolts | EA | 24 |  | Included | 0 | 0 | 0
139 | 7000016147 | 1720 | 620 | 80 | Install. of 220kV Equipment structure | 100001221 | 995455 |  | 18 |  | Erection of Pipe Structure - 220 kV 1-Phase CVT including nuts, bolts, all type of washers, packplates, step bolts and gusset platesexcluding foundation bolts | EA | 18 |  | Included | 0 | 0 | 0
140 | 7000016147 | 1720 | 620 | 90 | Install. of 220kV Equipment structure | 100001222 | 995455 |  | 18 |  | Erection of Pipe Structure - 220 kV 3-Phase ISOLATOR including nuts, bolts, all type of washers, packplates, step bolts and gussetplates excluding foundation bolts | EA | 29 |  | Included | 0 | 0 | 0
141 | 7000016147 | 1720 | 620 | 100 | Install. of 220kV Equipment structure | 100001224 | 995455 |  | 18 |  | Erection of Pipe Structure - 220 kV 1-Phase SA including nuts, bolts, all type of washers, packplates, step bolts and gusset platesexcluding foundation bolts | EA | 18 |  | Included | 0 | 0 | 0
142 | 7000016147 | 1720 | 620 | 110 | Install. of 220kV Equipment structure | 100003521 | 995455 |  | 18 |  | Erection of Pipe Structure - 220 kV 1 - PH BPI for WT including nuts, bolts, all type of washers, packplates, step bolts and gussetplates excluding foundation bolts | SET | 8 |  | Included | 0 | 0 | 0
143 | 7000016147 | 1720 | 620 | 120 | Install. of 220kV Equipment structure | 100001225 | 995455 |  | 18 |  | Erection of Pipe Structure - 220 kV 1-Phase BPI including nuts, bolts, all type of washers, packplates, step bolts and gusset platesexcluding foundation bolts | EA | 54 |  | Included | 0 | 0 | 0
II | Extension of 400/220kV Patiala S/s
144 | 7000016244 | 670 | 1240 | 10 | 420kV, 40kA GIS Equipment | 100002404 | 998736 |  | 18 |  | 420kV SF6 Gas Insulated Bus Duct (GIB)outside GIS Hall including Bus Ductsupport structures and associatedaccessories for 3000A, 40kA, 1 secSingle Phase | M | 800 |  | Included | 0 | 0 | 0
145 | 7000016244 | 670 | 1240 | 20 | 420kV, 40kA GIS Equipment | 100002434 | 998736 |  | 18 |  | 3150A, 40kA, 1sec Single phase 420kV SF6to Air Bushing | EA | 6 |  | Included | 0 | 0 | 0
146 | 7000016244 | 680 | 1330 | 10 | 420kV, 40kA AIS EQUIPMENT | 100000263 | 998736 |  | 18 |  | 420kV, 3150A, 40kA Circuit Breaker(3-Phase) without closing resistor(with support structure) | EA | 1 |  | Included | 0 | 0 | 0
147 | 7000016244 | 680 | 1330 | 20 | 420kV, 40kA AIS EQUIPMENT | 100000271 | 998736 |  | 18 |  | 420 kV, 3000A, 40KA, 1-Phase CurrentTransformer with 120% extended currentrating | EA | 3 |  | Included | 0 | 0 | 0
148 | 7000016244 | 680 | 1330 | 30 | 420kV, 40kA AIS EQUIPMENT | 100000281 | 998736 |  | 18 |  | 420kV, 3150A, 40KA, Isolator (3-phase)(Double Break) with one E/S | EA | 3 |  | Included | 0 | 0 | 0
149 | 7000016244 | 680 | 1330 | 40 | 420kV, 40kA AIS EQUIPMENT | 100000328 | 998736 |  | 18 |  | 336kV Surge Arrester (1-phase) | EA | 3 |  | Included | 0 | 0 | 0
150 | 7000016244 | 680 | 1330 | 50 | 420kV, 40kA AIS EQUIPMENT | 100005443 | 998734 |  | 18 |  | 420KV, 1-PHASE BUS POST INSULATORS | EA | 21 |  | Included | 0 | 0 | 0
151 | 7000016244 | 690 | 1350 | 10 | 245kV, 40kA AIS EQUIPMENT | 100001907 | 998736 |  | 18 |  | 245 kV,1 phase Bus Post Insulator (except for Line Traps) | EA | 13 |  | Included | 0 | 0 | 0
152 | 7000016244 | 690 | 1350 | 20 | 245kV, 40kA AIS EQUIPMENT | 100000484 | 998736 |  | 18 |  | 216kV Surge Arrester (1-phase) | EA | 3 |  | Included | 0 | 0 | 0
153 | 7000016244 | 690 | 1350 | 30 | 245kV, 40kA AIS EQUIPMENT | 100000443 | 998736 |  | 18 |  | 245 kV, 1600A, 40KA, 1-Phase CurrentTransformer with 120% extended currentrating | EA | 3 |  | Included | 0 | 0 | 0
154 | 7000016244 | 690 | 1350 | 40 | 245kV, 40kA AIS EQUIPMENT | 100000464 | 998736 |  | 18 |  | 245kV, 1600A, 40 KA, 3-phase DoubleBreak Tandem Isolator without E/S | EA | 2 |  | Included | 0 | 0 | 0
155 | 7000016244 | 690 | 1350 | 50 | 245kV, 40kA AIS EQUIPMENT | 100000462 | 998736 |  | 18 |  | 245kV, 1600A, 40 KA, 3-phase DoubleBreak Isolator with two E/S | EA | 1 |  | Included | 0 | 0 | 0
156 | 7000016244 | 690 | 1350 | 60 | 245kV, 40kA AIS EQUIPMENT | 100000461 | 998736 |  | 18 |  | 245kV, 1600A, 40 KA, 3-phase DoubleBreak Isolator with one E/S | EA | 1 |  | Included | 0 | 0 | 0
157 | 7000016244 | 690 | 1350 | 70 | 245kV, 40kA AIS EQUIPMENT | 100000435 | 998736 |  | 18 |  | 245kV, 1600A, 40KA Circuit Breaker(3-Phase) with support structure | EA | 1 |  | Included | 0 | 0 | 0
158 | 7000016244 | 700 | 1410 | 10 | Erection Hardware for 420 kV I Type S/Y | 100000339 | 998731 |  | 18 |  | Erection Hardware for 400kV I type layout-Any feeder Extn. on existing half dia. as per specification | SET | 1 |  | Included | 0 | 0 | 0
159 | 7000016244 | 710 | 1430 | 10 | Erection Hardware for 220 kV DMT Type S | 100000486 | 998731 |  | 18 |  | Erection Hardware for 220kV layout (Double Main and Transfer Scheme as per SLD)-Transformer Bay as per specification | SET | 1 |  | Included | 0 | 0 | 0
160 | 7000016244 | 720 | 1433 | 10 | 220kV Insulator and Hardware | 100017122 | 998731 |  | 18 |  | 220KV SUSPENSION INSULATOR STRING AND ASSOCIATED HARDWARE FITTINGS WITH DROP CLAMP SUITABLE FOR TWIN CONDUCTOR | EA | 3 |  | Included | 0 | 0 | 0
161 | 7000016244 | 720 | 1433 | 20 | 220kV Insulator and Hardware | 100017121 | 998731 |  | 18 |  | 220KV SUSPENSION INSULATOR STRING AND ASSOCIATED HARDWARE FITTINGS WITH THROUGH CLAMP SUITABLE FOR TWIN CONDUCTOR | EA | 3 |  | Included | 0 | 0 | 0
162 | 7000016244 | 720 | 1433 | 30 | 220kV Insulator and Hardware | 100017118 | 998731 |  | 18 |  | 220KV TENSION INSULATOR STRING AND ASSOCIATED HARDWARE FITTINGS WITHOUT TURN BUCKLE SUITABLE FOR TWIN CONDUCTOR | EA | 6 |  | Included | 0 | 0 | 0
163 | 7000016244 | 720 | 1433 | 40 | 220kV Insulator and Hardware | 100017117 | 998731 |  | 18 |  | 220KV TENSION INSULATOR STRING AND ASSOCIATED HARDWARE FITTINGS WITH TURN BUCKLE SUITABLE FOR TWIN CONDUCTOR | EA | 6 |  | Included | 0 | 0 | 0
164 | 7000016244 | 730 | 1451 | 10 | Earthmat | 100003103 | 998731 |  | 18 |  | 40 mm MS rod for Main Earthmat | KM | 1 |  | Included | 0 | 0 | 0
165 | 7000016244 | 740 | 1480 | 10 | CRP for conventional 420kV Bays | 100000790 | 998736 |  | 18 |  | 400kV Circuit Breaker Relay Panel without Auto Reclose | EA | 1 |  | Included | 0 | 0 | 0
166 | 7000016244 | 740 | 1480 | 20 | CRP for conventional 420kV Bays | 100000793 | 998736 |  | 18 |  | 400kV Transformer Protection Panel (For both HV & MV side) | EA | 1 |  | Included | 0 | 0 | 0
167 | 7000016244 | 740 | 1480 | 30 | CRP for conventional 420kV Bays | 100000796 | 998736 |  | 18 |  | Augmentation of existing 400kV bus bar protection scheme | SET | 1 |  | Included | 0 | 0 | 0
168 | 7000016244 | 850 | 1490 | 10 | CRP for conventional 220kV Bays | 100016774 | 998736 |  | 18 |  | 220kV Circuit Breaker Relay Panel | EA | 1 |  | Included | 0 | 0 | 0
169 | 7000016244 | 850 | 1490 | 20 | CRP for conventional 220kV Bays | 100000808 | 998736 |  | 18 |  | Augmentation of existing 220kV bus bar protection scheme | SET | 1 |  | Included | 0 | 0 | 0
170 | 7000016244 | 860 | 1500 | 10 | BCU and Control Panels | 100005442 | 998736 |  | 18 |  | CONTROL PANEL FOR TRANSFORMER | EA | 1 |  | Included | 0 | 0 | 0
171 | 7000016244 | 860 | 1500 | 20 | BCU and Control Panels | 100003228 | 998736 |  | 18 |  | Bay Control Unit including interface accessories integration with NTAMC as per technical specification. | EA | 2 |  | Included | 0 | 0 | 0
172 | 7000016244 | 750 | 1540 | 10 | LT SWITCHGEAR | 100000896 | 998736 |  | 18 |  | 415V ACDB (Extn.) | SET | 1 |  | Included | 0 | 0 | 0
173 | 7000016244 | 760 | 1590 | 130 | POWER & CONTROL CABLE | 100002182 | 998736 |  | 18 |  | 1.1kV grade Control Cables (PVCinsulated) along withlugs,glands,straight joints &accessories,etc. | LS | 1 |  | Included | 0 | 0 | 0
174 | 7000016244 | 760 | 1590 | 140 | POWER & CONTROL CABLE | 100002181 | 998736 |  | 18 |  | 1.1kV grade Power Cables (PVCinsulated)along withlugs,glands,straight joints &accessories,etc. | LS | 1 |  | Included | 0 | 0 | 0
175 | 7000016244 | 760 | 1590 | 150 | POWER & CONTROL CABLE | 100002180 | 998736 |  | 18 |  | 1.1kV grade Power Cables (XLPEinsulated) along withlugs,glands,straight joints &accessories,etc. | LS | 1 |  | Included | 0 | 0 | 0
176 | 7000016244 | 770 | 1610 | 10 | FIRE FIGHTING SYSTEM | 100016783 | 998736 |  | 18 |  | HVW spray system, Hydrant system and complete U/G & O/G piping and accessories etc. out side the pump house for 400kV, 3-phaseAutotransformer | SET | 1 |  | Included | 0 | 0 | 0
177 | 7000016244 | 780 | 1620 | 20 | ILLUMINATION SYSTEM | 100004926 | 998731 |  | 18 |  | Lighting Fixture LED Luminaires type FL2 as per tech. specifications | EA | 10 |  | Included | 0 | 0 | 0
178 | 7000016244 | 780 | 1620 | 30 | ILLUMINATION SYSTEM | 100004852 | 998731 |  | 18 |  | Lighting Fixture LED Luminaires type FL-1 as per tech. specifications | EA | 10 |  | Included | 0 | 0 | 0
179 | 7000016244 | 780 | 1620 | 40 | ILLUMINATION SYSTEM | 100001885 | 998739 |  | 18 |  | Outdoor Power Receptacle for oilfiltration unit (250A) | EA | 1 |  | Included | 0 | 0 | 0
180 | 7000016244 | 780 | 1620 | 50 | ILLUMINATION SYSTEM | 100001021 | 995461 |  | 18 |  | Lighting Panel type ACP-2 as per technical specification | EA | 2 |  | Included | 0 | 0 | 0
181 | 7000016244 | 790 | 1660 | 10 | 400kV Equipment support structures | 100001217 | 995455 |  | 18 |  | Erection of Pipe Structure - 400 kV, 1-Phase, BPI, (Excluding Wave Trap), including nuts, bolts, all type of washers,packplates, step bolts and gusset plates excluding foundation bolts | EA | 21 |  | Included | 0 | 0 | 0
182 | 7000016244 | 790 | 1660 | 20 | 400kV Equipment support structures | 100001212 | 995455 |  | 18 |  | Erection of Pipe Structure - 400 kV 1-Phase CT including nuts, bolts, all type of washers, packplates, step bolts and gusset platesexcluding foundation bolts | EA | 3 |  | Included | 0 | 0 | 0
183 | 7000016244 | 790 | 1660 | 30 | 400kV Equipment support structures | 100001214 | 995455 |  | 18 |  | Erection of Pipe Structure - 400 kV 3-Phase ISOLATOR including nuts, bolts, all type of washers, packplates, step bolts and gussetplates excluding foundation bolts | EA | 3 |  | Included | 0 | 0 | 0
184 | 7000016244 | 790 | 1660 | 40 | 400kV Equipment support structures | 100001216 | 995455 |  | 18 |  | Erection of Pipe Structure - 400 kV 1-Phase SA including nuts, bolts, all type of washers, packplates, step bolts and gusset platesexcluding foundation bolts | EA | 3 |  | Included | 0 | 0 | 0
185 | 7000016244 | 800 | 1680 | 10 | 220kV Equipment support structures | 100001225 | 995455 |  | 18 |  | Erection of Pipe Structure - 220 kV 1-Phase BPI including nuts, bolts, all type of washers, packplates, step bolts and gusset platesexcluding foundation bolts | EA | 10 |  | Included | 0 | 0 | 0
186 | 7000016244 | 800 | 1680 | 20 | 220kV Equipment support structures | 100001220 | 995455 |  | 18 |  | Erection of Pipe Structure - 220 kV 1-Phase CT including nuts, bolts, all type of washers, packplates, step bolts and gusset platesexcluding foundation bolts | EA | 3 |  | Included | 0 | 0 | 0
187 | 7000016244 | 800 | 1680 | 30 | 220kV Equipment support structures | 100001222 | 995455 |  | 18 |  | Erection of Pipe Structure - 220 kV 3-Phase ISOLATOR including nuts, bolts, all type of washers, packplates, step bolts and gussetplates excluding foundation bolts | EA | 4 |  | Included | 0 | 0 | 0
188 | 7000016244 | 800 | 1680 | 40 | 220kV Equipment support structures | 100001224 | 995455 |  | 18 |  | Erection of Pipe Structure - 220 kV 1-Phase SA including nuts, bolts, all type of washers, packplates, step bolts and gusset platesexcluding foundation bolts | EA | 3 |  | Included | 0 | 0 | 0
189 | 7000016244 | 800 | 1680 | 50 | 220kV Equipment support structures | 100001226 | 995455 |  | 18 |  | Erection of Pipe Structure - 220 kV 1-Phase High BPI including nuts, bolts, all type of washers, packplates, step bolts and gussetplates excluding foundation bolts | EA | 3 |  | Included | 0 | 0 | 0
190 | 7000016244 | 880 | 1690 | 10 | VMS | 100002500 | 998731 |  | 18 |  | Color IP camera, with PAN, TILT and ZOOM facilities, alongwith all required Items, Accessories, Line Interface units, Fiber patchcords, Power supply units, Junction Boxes, Cables, Fiber Optic Cables, etc., and including Integration in existing Hardware andSoftware for Augmentation of Visual Monitoring System as per technical specification. | SET | 1 |  | Included | 0 | 0 | 0
191 | 7000016244 | 930 | 1700 | 10 | Dismantling works | 100003122 | 995429 |  | 18 |  | Dimantling and re erection of existing street light poles along with fixtures, junction box, etc. complete | EA | 5 |  | Included | 0 | 0 | 0
192 | 7000016244 | 10 | 10 | 10 | FOUNDATION BOLTS | 100001674 | 995455 |  | 18 |  | Erection of 28mm dia foundation bolts including nuts, checknuts, washers and packplates. | EA | 340 |  | Included | 0 | 0 | 0
193 | 7000016244 | 10 | 10 | 30 | FOUNDATION BOLTS | 100001681 | 995455 |  | 18 |  | Erection of foundation bolts including nuts, checknut and washers for lattice and pipe structures to be designed during detailedengineering | MT | 1.7 |  | Included | 0 | 0 | 0
194 | 7000016244 | 20 | 20 | 20 | NON STANDARD STRUCTURE | 100001680 | 995455 |  | 18 |  | Erection of fasteners ( nuts, bolts and washers ) including step bolts for lattice and pipe structures to be designed duringdetailed engineering | MT | 0.5 |  | Included | 0 | 0 | 0
195 | 7000016244 | 20 | 20 | 30 | NON STANDARD STRUCTURE | 100001210 | 995455 |  | 18 |  | Erection of Lattice Structures (MS Steel), to be designed during detailed engineering, for towers, beams and equipment supportstructure including pack plates / packwashers and gusset plates excluding fasteners and foundation bolts | MT | 15 |  | Included | 0 | 0 | 0
196 | 7000016244 | 30 | 30 | 10 | civil works | 100004518 | 995433 |  | 18 |  | Excavation in all kind of soil including rock for all leads and lifts, backfilling, disposal of surplus earth within a lead up to2Km as per technical specification. The surplus earth shall be roughly graded . | M3 | 2743 |  | Included | 0 | 0 | 0
197 | 7000016244 | 30 | 30 | 20 | civil works | 100001325 | 995454 |  | 18 |  | Providing and laying of Plain Cement Concrete (PCC) (1:4:8) | M3 | 132 |  | Included | 0 | 0 | 0
198 | 7000016244 | 30 | 30 | 30 | civil works | 100001326 | 995454 |  | 18 |  | Providing and laying of Plain Cement Concrete (PCC) (1:2:4) | M3 | 23 |  | Included | 0 | 0 | 0
199 | 7000016244 | 30 | 30 | 40 | civil works | 100001328 | 995454 |  | 18 |  | Providing and laying Plain Cement Concrete 1:5:10 (1 cement : 5 sand : 10 brick aggregate) | M3 | 459 |  | Included | 0 | 0 | 0
200 | 7000016244 | 30 | 30 | 50 | civil works | 100001327 | 995454 |  | 18 |  | Providing and laying of Reinforced Cement Concrete M25 mix including pre cast, shuttering, Grouting of pockets & underpinning butexcluding steel reinforcement | M3 | 746 |  | Included | 0 | 0 | 0
201 | 7000016244 | 30 | 30 | 60 | civil works | 100001329 | 995454 |  | 18 |  | Steel Reinforcement | MT | 52 |  | Included | 0 | 0 | 0
202 | 7000016244 | 30 | 30 | 70 | civil works | 100001330 | 995428 |  | 18 |  | Stone filling (40 mm size) for transformer/Reactor foundation | M3 | 21 |  | Included | 0 | 0 | 0
203 | 7000016244 | 30 | 30 | 80 | civil works | 100001331 | 995455 |  | 18 |  | Misc. Structural steel including rails, embedments, edge protection angles, gratings etc. but excluding the reinforcement steel andsteel for lattice and pipe structures. | MT | 28 |  | Included | 0 | 0 | 0
204 | 7000016244 | 30 | 30 | 90 | civil works | 100001714 | 995428 |  | 18 |  | Stone spreading in switchyard excluding PCC | M2 | 5000 |  | Included | 0 | 0 | 0
205 | 7000016244 | 30 | 30 | 100 | civil works | 100001713 | 995424 |  | 18 |  | Antiweed treatment | M2 | 5900 |  | Included | 0 | 0 | 0
206 | 7000016244 | 30 | 30 | 110 | civil works | 100001712 | 995428 |  | 18 |  | Removing,cleaning and washing of existing stones and respreading of stones in switchyard excluding PCC | M2 | 900 |  | Included | 0 | 0 | 0
207 | 7000016244 | 30 | 30 | 120 | civil works | 100002911 | 995432 |  | 18 |  | Earthwork in excavation & filling in all types of soil and soft/disintegrated rock in open areas/nallas/channels, to the requiredslopes, shapes, levels, elevations and profile, including trimming of bottom and slopes of excavation, bailing out rain(dewatering), pumping, removal of slush, preparing embankments/marginal banks, loosening, dressing, spreading material in layers notexceeding 200mm, as per direction of Engineer-in-Charge, water flooding, compacting to achieve 95% consolidation at optimum moisturecontent, finishing etc. all complete, for all leads and lifts within leveling boundary, including disposal of surplus earth andstacking of unsuitable material within a lead of 2.0 Km beyond substation boundary, with all labour, material, tools, tackles andequipment, safeguards and incidentals, Royalty,taxes etc. as necessary, as per drawings, specification and directions of theEngineer-in-Charge. Clearing of jungle is included in this item. (Only excavation/cutting will be measured for payment purpose.) | M3 | 2000 |  | Included | 0 | 0 | 0
208 | 7000016244 | 30 | 30 | 130 | civil works | 100002583 | 995432 |  | 18 |  | Supply of earth (excluding rock & boulders) at site including royalty, carriage and filling in specified areas in layers notexceeding 200mm in depth, compacting under optimum moisture condition to achieve 95% of Proctor density, finishing etc. allcomplete, for all leads & lifts, with all labour, material, tools, tackles, equipments, safeguards & incidentals as necessary as perdrawings, specification and direction of the Engineer- in- Charge. | M3 | 500 |  | Included | 0 | 0 | 0
209 | 7000016244 | 30 | 30 | 140 | civil works | 100001457 | 995421 |  | 18 |  | Construction of rail cum road as per drawing including all item such as excavation,compactions, rolling watering, WBM etc. butexcluding concrete reinforcement and structural steel-Section having four rails for auto transformer. | M2 | 123 |  | Included | 0 | 0 | 0
210 | 7000016244 | 30 | 30 | 150 | civil works | 100008611 | 995477 |  | 18 |  | Swtichyard fencing: Providing and fixing fencing of GI barbed wire consisting of galvanized MS tubular posts at 3 m intervals; GIbarded wire shall run horizontally from post to post at a spacing of 300 mm (vertically) and a cross formation in each panel,complete as per technical specification and drawing. | M | 100 |  | Included | 0 | 0 | 0
211 | 7000016244 | 30 | 30 | 160 | civil works | 130000761 | 995428 |  | 18 |  | 14.4.2 Providing, laying and fixing following dia RCC pipe NP2 class (light duty) in ground complete with RCC collars, jointingwith cement mortar 1:2 (1 cement : 2 fine sand) including trenching (75 cm deep) and refilling etc as required. : 150 mm dia | M | 10 |  | Included | 0 | 0 | 0
212 | 7000016244 | 30 | 30 | 170 | civil works | 130000762 | 995428 |  | 18 |  | 14.4.3 Providing, laying and fixing following dia RCC pipe NP2 class (light duty) in ground complete with RCC collars, jointingwith cement mortar 1:2 (1 cement : 2 fine sand) including trenching (75 cm deep) and refilling etc as required. : 250 mm dia | M | 10 |  | Included | 0 | 0 | 0
213 | 7000016244 | 30 | 30 | 180 | civil works | 100001735 | 995462 |  | 18 |  | RCC culverts and cable trench crossings including supplying and laying hume pipe 250mm dia of grade (NP-3) excluding concrete as perspecification. | M | 10 |  | Included | 0 | 0 | 0
214 | 7000016244 | 30 | 30 | 190 | civil works | 100001736 | 995462 |  | 18 |  | RCC culverts and cable trench crossings including supplying and laying hume pipe 300mm dia of grade (NP-3) excluding concrete as perspecification. | M | 10 |  | Included | 0 | 0 | 0
215 | 7000016244 | 30 | 30 | 200 | civil works | 100001737 | 995462 |  | 18 |  | RCC culverts and cable trench crossings including supplying and laying hume pipe 450mm dia of grade (NP-3) excluding concrete as perspecification. | M | 10 |  | Included | 0 | 0 | 0
216 | 7000016244 | 30 | 30 | 210 | civil works | 100007701 | 995462 |  | 18 |  | Supplying and erecting dewatering pumps- 2 HP | EA | 1 |  | Included | 0 | 0 | 0
217 | 7000016244 | 30 | 30 | 220 | civil works | 100001412 | 995462 |  | 18 |  | Drain including culverts but excluding concrete & reinforcement steel-Section A-A | M | 160 |  | Included | 0 | 0 | 0
218 | 7000016244 | 30 | 30 | 230 | civil works | 100004471 | 995429 |  | 18 |  | Dismantling and Re-erection of of existing Gate including transportation and stacking of dismantled material at specified locationwithin substation boundary, as per direction of site incharge | EA | 1 |  | Included | 0 | 0 | 0
219 | 7000016244 | 30 | 30 | 240 | civil works | 120001729 | 995419 |  | 18 |  | 15.58 Demolishing R.C.C. work by mechanical means and stockpiling at designated locations and disposal of dismantled materials up toalead of 1 kilometre, stacking serviceable and unserviceable material separately including cutting reinforcement bars. | M3 | 100 |  | Included | 0 | 0 | 0
220 | 7000016244 | 30 | 30 | 250 | civil works | 100004505 | 995429 |  | 18 |  | Dismantling & Re-erection of existing fence including providing, adding and welding additional length of pipe or angle as perexisting fence including repainting with red oxide/synthetic enamel paint and brick work etc complete matching with existing fence.Nothing extra shall be paid in this account. All type of concrete shall be measured and paid under relavent item. | M | 260 |  | Included | 0 | 0 | 0
III | Extension of 400/220kV Ranchi(PG) S/S
221 | 7000016245 | 610 | 1330 | 10 | 420kV, 40kA AIS EQUIPMENT | 100000263 | 998736 |  | 18 |  | 420kV, 3150A, 40kA Circuit Breaker(3-Phase) without closing resistor(with support structure) | EA | 1 |  | Included | 0 | 0 | 0
222 | 7000016245 | 610 | 1330 | 20 | 420kV, 40kA AIS EQUIPMENT | 100000271 | 998736 |  | 18 |  | 420 kV, 3000A, 40KA, 1-Phase CurrentTransformer with 120% extended currentrating | EA | 3 |  | Included | 0 | 0 | 0
223 | 7000016245 | 610 | 1330 | 30 | 420kV, 40kA AIS EQUIPMENT | 100000281 | 998736 |  | 18 |  | 420kV, 3150A, 40KA, Isolator (3-phase)(Double Break) with one E/S | EA | 2 |  | Included | 0 | 0 | 0
224 | 7000016245 | 610 | 1330 | 40 | 420kV, 40kA AIS EQUIPMENT | 100000328 | 998736 |  | 18 |  | 336kV Surge Arrester (1-phase) | EA | 3 |  | Included | 0 | 0 | 0
225 | 7000016245 | 610 | 1330 | 50 | 420kV, 40kA AIS EQUIPMENT | 100005443 | 998734 |  | 18 |  | 420KV, 1-PHASE BUS POST INSULATORS | EA | 3 |  | Included | 0 | 0 | 0
226 | 7000016245 | 620 | 1350 | 10 | 245kV, 40kA AIS EQUIPMENT | 100000435 | 998736 |  | 18 |  | 245kV, 1600A, 40KA Circuit Breaker(3-Phase) with support structure | EA | 1 |  | Included | 0 | 0 | 0
227 | 7000016245 | 620 | 1350 | 20 | 245kV, 40kA AIS EQUIPMENT | 100000461 | 998736 |  | 18 |  | 245kV, 1600A, 40 KA, 3-phase DoubleBreak Isolator with one E/S | EA | 1 |  | Included | 0 | 0 | 0
228 | 7000016245 | 620 | 1350 | 30 | 245kV, 40kA AIS EQUIPMENT | 100000462 | 998736 |  | 18 |  | 245kV, 1600A, 40 KA, 3-phase DoubleBreak Isolator with two E/S | EA | 1 |  | Included | 0 | 0 | 0
229 | 7000016245 | 620 | 1350 | 40 | 245kV, 40kA AIS EQUIPMENT | 100000464 | 998736 |  | 18 |  | 245kV, 1600A, 40 KA, 3-phase DoubleBreak Tandem Isolator without E/S | EA | 2 |  | Included | 0 | 0 | 0
230 | 7000016245 | 620 | 1350 | 50 | 245kV, 40kA AIS EQUIPMENT | 100000443 | 998736 |  | 18 |  | 245 kV, 1600A, 40KA, 1-Phase CurrentTransformer with 120% extended currentrating | EA | 3 |  | Included | 0 | 0 | 0
231 | 7000016245 | 620 | 1350 | 60 | 245kV, 40kA AIS EQUIPMENT | 100000484 | 998736 |  | 18 |  | 216kV Surge Arrester (1-phase) | EA | 3 |  | Included | 0 | 0 | 0
232 | 7000016245 | 620 | 1350 | 70 | 245kV, 40kA AIS EQUIPMENT | 100001907 | 998736 |  | 18 |  | 245 kV,1 phase Bus Post Insulator (except for Line Traps) | EA | 13 |  | Included | 0 | 0 | 0
233 | 7000016245 | 630 | 1410 | 10 | Erection Hardware for 420 kV I Type S/Y | 100000339 | 998731 |  | 18 |  | Erection Hardware for 400kV I type layout-Any feeder Extn. on existing half dia. as per specification | SET | 1 |  | Included | 0 | 0 | 0
234 | 7000016245 | 640 | 1421 | 10 | 420kV Insulator and Hardware | 100017133 | 998731 |  | 18 |  | 400KV SUSPENSION INSULATOR STRING AND ASSOCIATED HARDWARE FITTINGS WITH DROP CLAMP SUITABLE FOR QUAD CONDUCTOR | EA | 3 |  | Included | 0 | 0 | 0
235 | 7000016245 | 650 | 1430 | 10 | Erection Hardware for 220 kV DMT Type S | 100000486 | 998731 |  | 18 |  | Erection Hardware for 220kV layout (Double Main and Transfer Scheme as per SLD)-Transformer Bay as per specification | SET | 1 |  | Included | 0 | 0 | 0
236 | 7000016245 | 660 | 1433 | 10 | 220kV Insulator and Hardware | 100017122 | 998731 |  | 18 |  | 220KV SUSPENSION INSULATOR STRING AND ASSOCIATED HARDWARE FITTINGS WITH DROP CLAMP SUITABLE FOR TWIN CONDUCTOR | EA | 3 |  | Included | 0 | 0 | 0
237 | 7000016245 | 660 | 1433 | 20 | 220kV Insulator and Hardware | 100017121 | 998731 |  | 18 |  | 220KV SUSPENSION INSULATOR STRING AND ASSOCIATED HARDWARE FITTINGS WITH THROUGH CLAMP SUITABLE FOR TWIN CONDUCTOR | EA | 3 |  | Included | 0 | 0 | 0
238 | 7000016245 | 660 | 1433 | 30 | 220kV Insulator and Hardware | 100017118 | 998731 |  | 18 |  | 220KV TENSION INSULATOR STRING AND ASSOCIATED HARDWARE FITTINGS WITHOUT TURN BUCKLE SUITABLE FOR TWIN CONDUCTOR | EA | 6 |  | Included | 0 | 0 | 0
239 | 7000016245 | 660 | 1433 | 40 | 220kV Insulator and Hardware | 100017117 | 998731 |  | 18 |  | 220KV TENSION INSULATOR STRING AND ASSOCIATED HARDWARE FITTINGS WITH TURN BUCKLE SUITABLE FOR TWIN CONDUCTOR | EA | 6 |  | Included | 0 | 0 | 0
240 | 7000016245 | 670 | 1470 | 10 | CRP for 420kV Bays with SAS | 100000729 | 998736 |  | 18 |  | 400kV Circuit Breaker Relay Panel without Auto Reclose (with Automation) | EA | 1 |  | Included | 0 | 0 | 0
241 | 7000016245 | 670 | 1470 | 20 | CRP for 420kV Bays with SAS | 100000731 | 998736 |  | 18 |  | 400kV Transformer Protection Panel (For both HV & MV side)-(with Automation) | EA | 1 |  | Included | 0 | 0 | 0
242 | 7000016245 | 670 | 1470 | 30 | CRP for 420kV Bays with SAS | 100000735 | 998736 |  | 18 |  | Augmentation of existing 400kV bus bar protection scheme.(No. of bays as per specification)-(with Automation) | SET | 1 |  | Included | 0 | 0 | 0
243 | 7000016245 | 680 | 1490 | 10 | CRP for 220kV Bays with SAS | 100000737 | 998736 |  | 18 |  | 220kV Circuit Breaker Relay Panel without Auto Reclose (with Automation) | EA | 1 |  | Included | 0 | 0 | 0
244 | 7000016245 | 680 | 1490 | 20 | CRP for 220kV Bays with SAS | 100000743 | 998736 |  | 18 |  | Augmentation of existing 220kV bus bar protection scheme.(No. of bays as per specification)-(with Automation) | SET | 1 |  | Included | 0 | 0 | 0
245 | 7000016245 | 690 | 1513 | 10 | SAS-AUG | 100002070 | 998736 |  | 18 |  | Augmentation of Substation automation System for 220kV bay as per Technical Specification | EA | 1 |  | Included | 0 | 0 | 0
246 | 7000016245 | 690 | 1513 | 20 | SAS-AUG | 100002069 | 998736 |  | 18 |  | Augmentation of Substation automation System for 400kV Main bay as per Technical Specification | EA | 1 |  | Included | 0 | 0 | 0
247 | 7000016245 | 700 | 1590 | 120 | POWER & CONTROL CABLE | 100002182 | 998736 |  | 18 |  | 1.1kV grade Control Cables (PVCinsulated) along withlugs,glands,straight joints &accessories,etc. | LS | 1 |  | Included | 0 | 0 | 0
248 | 7000016245 | 700 | 1590 | 130 | POWER & CONTROL CABLE | 100002181 | 998736 |  | 18 |  | 1.1kV grade Power Cables (PVCinsulated)along withlugs,glands,straight joints &accessories,etc. | LS | 1 |  | Included | 0 | 0 | 0
249 | 7000016245 | 710 | 1610 | 10 | FIRE FIGHTING SYSTEM | 100016783 | 998736 |  | 18 |  | HVW spray system, Hydrant system and complete U/G & O/G piping and accessories etc. out side the pump house for 400kV, 3-phaseAutotransformer | SET | 1 |  | Included | 0 | 0 | 0
250 | 7000016245 | 720 | 1620 | 10 | ILLUMINATION SYSTEM | 100004937 | 998731 |  | 18 |  | Fire Wall Mounted LED Luminarie Type FL-2 (250W) | EA | 2 |  | Included | 0 | 0 | 0
251 | 7000016245 | 720 | 1620 | 20 | ILLUMINATION SYSTEM | 100004926 | 998731 |  | 18 |  | Lighting Fixture LED Luminaires type FL2 as per tech. specifications | EA | 10 |  | Included | 0 | 0 | 0
252 | 7000016245 | 720 | 1620 | 30 | ILLUMINATION SYSTEM | 100004852 | 998731 |  | 18 |  | Lighting Fixture LED Luminaires type FL-1 as per tech. specifications | EA | 10 |  | Included | 0 | 0 | 0
253 | 7000016245 | 720 | 1620 | 40 | ILLUMINATION SYSTEM | 100001021 | 995461 |  | 18 |  | Lighting Panel type ACP-2 as per technical specification | EA | 1 |  | Included | 0 | 0 | 0
254 | 7000016245 | 730 | 1660 | 10 | 400kV Equipment support structures | 100001217 | 995455 |  | 18 |  | Erection of Pipe Structure - 400 kV, 1-Phase, BPI, (Excluding Wave Trap), including nuts, bolts, all type of washers,packplates, step bolts and gusset plates excluding foundation bolts | EA | 3 |  | Included | 0 | 0 | 0
255 | 7000016245 | 730 | 1660 | 20 | 400kV Equipment support structures | 100001212 | 995455 |  | 18 |  | Erection of Pipe Structure - 400 kV 1-Phase CT including nuts, bolts, all type of washers, packplates, step bolts and gusset platesexcluding foundation bolts | EA | 3 |  | Included | 0 | 0 | 0
256 | 7000016245 | 730 | 1660 | 30 | 400kV Equipment support structures | 100001214 | 995455 |  | 18 |  | Erection of Pipe Structure - 400 kV 3-Phase ISOLATOR including nuts, bolts, all type of washers, packplates, step bolts and gussetplates excluding foundation bolts | EA | 2 |  | Included | 0 | 0 | 0
257 | 7000016245 | 730 | 1660 | 40 | 400kV Equipment support structures | 100001216 | 995455 |  | 18 |  | Erection of Pipe Structure - 400 kV 1-Phase SA including nuts, bolts, all type of washers, packplates, step bolts and gusset platesexcluding foundation bolts | EA | 3 |  | Included | 0 | 0 | 0
258 | 7000016245 | 740 | 1670 | 10 | 220 kV Towers | 100001191 | 995455 |  | 18 |  | Erection of Std 220 kV Tower CTA including nuts, bolts, all type of washers, packplates, step bolts and gusset plates excludingfoundation bolts | EA | 1 |  | Included | 0 | 0 | 0
259 | 7000016245 | 740 | 1670 | 20 | 220 kV Towers | 100001205 | 995455 |  | 18 |  | Erection of Std 220 kV Gantry BG1 including nuts, bolts, all type of washers, packplates, step bolts and gusset plates excludingfoundation bolts | EA | 2 |  | Included | 0 | 0 | 0
260 | 7000016245 | 750 | 1680 | 10 | 220kV Equipment support structures | 100001225 | 995455 |  | 18 |  | Erection of Pipe Structure - 220 kV 1-Phase BPI including nuts, bolts, all type of washers, packplates, step bolts and gusset platesexcluding foundation bolts | EA | 10 |  | Included | 0 | 0 | 0
261 | 7000016245 | 750 | 1680 | 20 | 220kV Equipment support structures | 100001220 | 995455 |  | 18 |  | Erection of Pipe Structure - 220 kV 1-Phase CT including nuts, bolts, all type of washers, packplates, step bolts and gusset platesexcluding foundation bolts | EA | 3 |  | Included | 0 | 0 | 0
262 | 7000016245 | 750 | 1680 | 30 | 220kV Equipment support structures | 100001222 | 995455 |  | 18 |  | Erection of Pipe Structure - 220 kV 3-Phase ISOLATOR including nuts, bolts, all type of washers, packplates, step bolts and gussetplates excluding foundation bolts | EA | 4 |  | Included | 0 | 0 | 0
263 | 7000016245 | 750 | 1680 | 40 | 220kV Equipment support structures | 100001224 | 995455 |  | 18 |  | Erection of Pipe Structure - 220 kV 1-Phase SA including nuts, bolts, all type of washers, packplates, step bolts and gusset platesexcluding foundation bolts | EA | 3 |  | Included | 0 | 0 | 0
264 | 7000016245 | 750 | 1680 | 60 | 220kV Equipment support structures | 100001226 | 995455 |  | 18 |  | Erection of Pipe Structure - 220 kV 1-Phase High BPI including nuts, bolts, all type of washers, packplates, step bolts and gussetplates excluding foundation bolts | EA | 3 |  | Included | 0 | 0 | 0
265 | 7000016245 | 770 | 1690 | 10 | VMS | 100002500 | 998731 |  | 18 |  | Color IP camera, with PAN, TILT and ZOOM facilities, alongwith all required Items, Accessories, Line Interface units, Fiber patchcords, Power supply units, Junction Boxes, Cables, Fiber Optic Cables, etc., and including Integration in existing Hardware andSoftware for Augmentation of Visual Monitoring System as per technical specification. | SET | 1 |  | Included | 0 | 0 | 0
266 | 7000016245 | 830 | 1710 | 10 | Civil Works | 100004518 | 995433 |  | 18 |  | Excavation in all kind of soil including rock for all leads and lifts, backfilling, disposal of surplus earth within a lead up to2Km as per technical specification. The surplus earth shall be roughly graded . | M3 | 1643 |  | Included | 0 | 0 | 0
267 | 7000016245 | 830 | 1710 | 20 | Civil Works | 100001325 | 995454 |  | 18 |  | Providing and laying of Plain Cement Concrete (PCC) (1:4:8) | M3 | 68 |  | Included | 0 | 0 | 0
268 | 7000016245 | 830 | 1710 | 30 | Civil Works | 100001326 | 995454 |  | 18 |  | Providing and laying of Plain Cement Concrete (PCC) (1:2:4) | M3 | 18 |  | Included | 0 | 0 | 0
269 | 7000016245 | 830 | 1710 | 40 | Civil Works | 100001328 | 995454 |  | 18 |  | Providing and laying Plain Cement Concrete 1:5:10 (1 cement : 5 sand : 10 brick aggregate) | M3 | 278 |  | Included | 0 | 0 | 0
270 | 7000016245 | 830 | 1710 | 50 | Civil Works | 100001327 | 995454 |  | 18 |  | Providing and laying of Reinforced Cement Concrete M25 mix including pre cast, shuttering, Grouting of pockets & underpinning butexcluding steel reinforcement | M3 | 498 |  | Included | 0 | 0 | 0
271 | 7000016245 | 830 | 1710 | 60 | Civil Works | 100001329 | 995454 |  | 18 |  | Steel Reinforcement | MT | 44 |  | Included | 0 | 0 | 0
272 | 7000016245 | 830 | 1710 | 70 | Civil Works | 100001330 | 995428 |  | 18 |  | Stone filling (40 mm size) for transformer/Reactor foundation | M3 | 20 |  | Included | 0 | 0 | 0
273 | 7000016245 | 830 | 1710 | 80 | Civil Works | 100001331 | 995455 |  | 18 |  | Misc. Structural steel including rails, embedments, edge protection angles, gratings etc. but excluding the reinforcement steel andsteel for lattice and pipe structures. | MT | 10 |  | Included | 0 | 0 | 0
274 | 7000016245 | 830 | 1710 | 90 | Civil Works | 100001714 | 995428 |  | 18 |  | Stone spreading in switchyard excluding PCC | M2 | 300 |  | Included | 0 | 0 | 0
275 | 7000016245 | 830 | 1710 | 100 | Civil Works | 100001713 | 995424 |  | 18 |  | Antiweed treatment | M2 | 3700 |  | Included | 0 | 0 | 0
276 | 7000016245 | 830 | 1710 | 110 | Civil Works | 100003114 | 995454 |  | 18 |  | External finishing / painting of fire wall (water proofing cement paint) (DSR 13.44.1) | M2 | 192 |  | Included | 0 | 0 | 0
277 | 7000016245 | 830 | 1710 | 120 | Civil Works | 100001457 | 995421 |  | 18 |  | Construction of rail cum road as per drawing including all item such as excavation,compactions, rolling watering, WBM etc. butexcluding concrete reinforcement and structural steel-Section having four rails for auto transformer. | M2 | 140 |  | Included | 0 | 0 | 0
278 | 7000016245 | 830 | 1710 | 140 | Civil Works | 100001735 | 995462 |  | 18 |  | RCC culverts and cable trench crossings including supplying and laying hume pipe 250mm dia of grade (NP-3) excluding concrete as perspecification. | M | 10 |  | Included | 0 | 0 | 0
279 | 7000016245 | 830 | 1710 | 150 | Civil Works | 100001736 | 995462 |  | 18 |  | RCC culverts and cable trench crossings including supplying and laying hume pipe 300mm dia of grade (NP-3) excluding concrete as perspecification. | M | 10 |  | Included | 0 | 0 | 0
280 | 7000016245 | 830 | 1710 | 160 | Civil Works | 100001737 | 995462 |  | 18 |  | RCC culverts and cable trench crossings including supplying and laying hume pipe 450mm dia of grade (NP-3) excluding concrete as perspecification. | M | 10 |  | Included | 0 | 0 | 0
281 | 7000016245 | 830 | 1710 | 170 | Civil Works | 100007701 | 995462 |  | 18 |  | Supplying and erecting dewatering pumps- 2 HP | EA | 1 |  | Included | 0 | 0 | 0
282 | 7000016245 | 830 | 1710 | 180 | Civil Works | 100001412 | 995462 |  | 18 |  | Drain including culverts but excluding concrete & reinforcement steel-Section A-A | M | 30 |  | Included | 0 | 0 | 0
283 | 7000016245 | 830 | 1710 | 190 | Civil Works | 100001413 | 995462 |  | 18 |  | Drain including culverts but excluding concrete & reinforcement steel-Section B-B | M | 30 |  | Included | 0 | 0 | 0
284 | 7000016245 | 830 | 1710 | 200 | Civil Works | 100001712 | 995428 |  | 18 |  | Removing,cleaning and washing of existing stones and respreading of stones in switchyard excluding PCC | M2 | 3400 |  | Included | 0 | 0 | 0
285 | 7000016245 | 840 | 1720 | 10 | Foundation Bolts | 100001674 | 995455 |  | 18 |  | Erection of 28mm dia foundation bolts including nuts, checknuts, washers and packplates. | EA | 256 |  | Included | 0 | 0 | 0
286 | 7000016245 | 840 | 1720 | 20 | Foundation Bolts | 100001677 | 995455 |  | 18 |  | Erection of 56mm dia foundation bolts including nuts, checknuts, washers and packplates | EA | 12 |  | Included | 0 | 0 | 0
IV | 1-ph-765kV Spare Reactor at C'peta
287 | 7000016250 | 10 | 10 | 10 | Civil works | 100004518 | 995433 |  | 18 |  | Excavation in all kind of soil including rock for all leads and lifts, backfilling, disposal of surplus earth within a lead up to2Km as per technical specification. The surplus earth shall be roughly graded . | M3 | 55 |  | Included | 0 | 0 | 0
288 | 7000016250 | 10 | 10 | 20 | Civil works | 100001325 | 995454 |  | 18 |  | Providing and laying of Plain Cement Concrete (PCC) (1:4:8) | M3 | 45 |  | Included | 0 | 0 | 0
289 | 7000016250 | 10 | 10 | 30 | Civil works | 100001327 | 995454 |  | 18 |  | Providing and laying of Reinforced Cement Concrete M25 mix including pre cast, shuttering, Grouting of pockets & underpinning butexcluding steel reinforcement | M3 | 598 |  | Included | 0 | 0 | 0
290 | 7000016250 | 10 | 10 | 40 | Civil works | 100001329 | 995454 |  | 18 |  | Steel Reinforcement | MT | 13 |  | Included | 0 | 0 | 0
291 | 7000016250 | 10 | 10 | 50 | Civil works | 100001331 | 995455 |  | 18 |  | Misc. Structural steel including rails, embedments, edge protection angles, gratings etc. but excluding the reinforcement steel andsteel for lattice and pipe structures. | MT | 32 |  | Included | 0 | 0 | 0
292 | 7000016250 | 10 | 10 | 60 | Civil works | 100002581 | 995421 |  | 18 |  | Construction of rail cum road as per drawing including all item such as excavation,compactions, rolling watering, WBM etc. butexcluding concrete reinforcement and structural steel-Section having two rails | M2 | 1338 |  | Included | 0 | 0 | 0
293 | 7000016250 | 10 | 10 | 80 | Civil works | 100001721 | 995428 |  | 18 |  | Supplying, filling and compacting stone boulders mixed with sand under foundations, roads, cable trenches, drains etc in layers notexceeding 250mm thickness including ramming, watering compacting | M3 | 30 |  | Included | 0 | 0 | 0
294 | 7000016250 | 10 | 10 | 90 | Civil works | 100001720 | 995428 |  | 18 |  | Supplying, filling and compacting CNS material as per specification under floors, foundations, roads, cable trenches, drains etc inlayers not exceeding 200 mm thickness | M3 | 15 |  | Included | 0 | 0 | 0
295 | 7000016250 | 10 | 10 | 100 | Civil works | 100002911 | 995432 |  | 18 |  | Earthwork in excavation & filling in all types of soil and soft/disintegrated rock in open areas/nallas/channels, to the requiredslopes, shapes, levels, elevations and profile, including trimming of bottom and slopes of excavation, bailing out rain(dewatering), pumping, removal of slush, preparing embankments/marginal banks, loosening, dressing, spreading material in layers notexceeding 200mm, as per direction of Engineer-in-Charge, water flooding, compacting to achieve 95% consolidation at optimum moisturecontent, finishing etc. all complete, for all leads and lifts within leveling boundary, including disposal of surplus earth andstacking of unsuitable material within a lead of 2.0 Km beyond substation boundary, with all labour, material, tools, tackles andequipment, safeguards and incidentals, Royalty,taxes etc. as necessary, as per drawings, specification and directions of theEngineer-in-Charge. Clearing of jungle is included in this item. (Only excavation/cutting will be measured for payment purpose.) | M3 | 200 |  | Included | 0 | 0 | 0
[11 empty] | Total Installation Charges |  |  |  | 0 |  |  | 0
[11 empty] | Total GST as confirmed by Bidder |  |  |  |  | 0
* | In case the bidder leaves the cell for confirmation of the SAC and/or GST rate “blank”, the SAC and corresponding GST rate indicated by the Employer shall be deemed to be the one confirmed by the Bidder.
Date : |  |  | --
Place : | [11 empty] | Printed Name :
Designation :
Click for Sch-4

## Sch-3 Dis (hidden)
Specification No.: 5002002072/SUB-STATION(EXCLUDIN/DOM/A00- CC CS -1 |  |  |  |  | Schedule - 3
400kV AIS Substation Extn. Package-SS01 for (i) Extension of 400/220kV Bikaner-II PS under Implementation of 220kV bays for RE generators and 400/220kV ICTs at Bikaner-II PS.; (ii) Extension of 400/220kV Patiala S/s associated with Augmentation of transformation capacity at 400/220kV Kurukshetra (PG) & Patiala (PG) Substation (iii) Extension of 400/220kV Ranchi S/s under Eastern Region Expansion Scheme-XXVI (ERES-XXVI) (iv) Extension of 765kV Chilkaluripeta S/s associated with Requirement of 765kV spare (1- Ph) Reactor unit at 765kV Chilkaluripeta (Part-B). | [7 empty] | As per Lum-sum |  | 0%
(SCHEDULE OF RATES AND PRICES : ERECTION CHARGES) | [7 empty] | AS per Percent |  | #REF!
[8 empty] | As per lum-sum on Sch-3 |  | 0%
Bidder’s Name and Address (Sole Bidder) : |  |  |  | To: |  |  |  | As per Percent on Sch-3 |  | #REF!
|  |  |  | Contracts Services, 3rd Floor |  |  |  | Total Discount |  | #REF!
Name : | …….. …….. …….. …….. …….. …….. |  |  | Power Grid Corporation of India Ltd.,
Address : | …….. …….. …….. …….. …….. …….. |  |  | "Saudamini", Plot No.-2
| …….. …….. …….. …….. …….. …….. |  |  | Sector-29, |  |  |  | Multipackage lum-sum |  | 0%
| …….. …….. …….. …….. …….. …….. |  |  | Gurgaon (Haryana) - 122001
[5 empty] | All Prices are in Indian Rupees. |  |  |  | Amount after Discount (Rs.) |  | Dis Alert | Amount after MPD (Rs.)
SI. No. | Description | Unit | Quantity | Unit Erection Charges | Total Erection Charges |  |  |  | Unit Erection Charges | Total Erection Charges |  | Unit Erection Charges | Total Erection Charges
1 | 2 | 3 | 4 | 5 | 6 = 4 x 5 |  |  |  | 5 | 6 = 4 x 5 |  | 5 | 6 = 4 x 5
#REF! | #REF!
#REF! | #REF!
| #REF! | #REF! | #REF! | #REF! | #REF!
| #REF! | #REF! | #REF! | #REF! | #REF!
#REF! | #REF! |  |  |  |  | (a) | Detailed Soil Investigation
| #REF! | #REF! | #REF! | #REF! | #REF! | (b) | All kinds of soil except fissured rock & hard rock
| #REF! | #REF! | #REF! | #REF! | #REF! | (e) | River Crossing Location
| #REF! | #REF! | #REF! | #REF! | #REF! | (f)
#REF! | #REF!
| #REF! | #REF! | #REF! | #REF! | #REF!
| #REF! | #REF! | #REF! | #REF! | #REF!
| #REF! | #REF! | #REF! | #REF! | #REF!
#REF! | #REF!
#REF! | #REF!
| #REF! | #REF! | #REF! | #REF! | #REF!
| #REF! | #REF! | #REF! | #REF! | #REF!
| #REF! | #REF! | #REF! | #REF! | #REF!
| #REF! | #REF! | #REF! | #REF! | #REF!
| #REF! | #REF! | #REF! | #REF! | #REF!
#REF! | #REF!
| #REF! | #REF! | #REF! | #REF! | #REF!
| #REF! | #REF! | #REF! | #REF! | #REF!
#REF! | #REF! | #REF! | #REF! | #REF! | #REF!
#REF! | #REF! | #REF! | #REF! | #REF! | #REF!
#REF! | #REF!
| #REF! | #REF! | #REF! | #REF! | #REF!
#REF! | #REF!
| #REF! | #REF! | #REF! | #REF! | #REF!
| #REF! | #REF! | #REF! | #REF! | #REF!
#REF! | #REF!
| #REF! | #REF! | #REF! | #REF! | #REF!
| #REF! | #REF! | #REF! | #REF! | #REF!
| #REF! | #REF! | #REF! | #REF! | #REF!
| #REF! | #REF! | #REF! | #REF! | #REF!
| #REF! | #REF! | #REF! | #REF! | #REF!
| #REF! | #REF! | #REF! | #REF! | #REF!
#REF!
| #REF! | #REF! | #REF! | #REF! | #REF!
| #REF! | #REF! | #REF! | #REF! | #REF!
| #REF! | #REF! | #REF! | #REF! | #REF!
| #REF! | #REF! | #REF! | #REF! | #REF!
#REF! | #REF!
#REF!
| #REF! | #REF! | #REF! | #REF! | #REF!
#REF! | #REF!
#REF! | #REF! | #REF! | #REF! | #REF! | #REF!
#REF! | #REF!
#REF! | #REF! | #REF! | #REF! | #REF! | #REF!
#REF! | #REF! | #REF! | #REF! | #REF! | #REF!
#REF! | #REF!
| #REF! | #REF! | #REF! | #REF! | #REF!
| Total Erection Price (A+B) |  |  |  | #REF!
Date : | --
Place : |  |  | Printed Name :
Designation :
Click for Sch-4

## Sch-4
Specification No.: 5002002072/SUB-STATION(EXCLUDIN/DOM/A00- CC CS -1 | [15 empty] | Schedule - 4
400kV AIS Substation Extn. Package-SS01 for (i) Extension of 400/220kV Bikaner-II PS under Implementation of 220kV bays for RE generators and 400/220kV ICTs at Bikaner-II PS.; (ii) Extension of 400/220kV Patiala S/s associated with Augmentation of transformation capacity at 400/220kV Kurukshetra (PG) & Patiala (PG) Substation (iii) Extension of 400/220kV Ranchi S/s under Eastern Region Expansion Scheme-XXVI (ERES-XXVI) (iv) Extension of 765kV Chilkaluripeta S/s associated with Requirement of 765kV spare (1- Ph) Reactor unit at 765kV Chilkaluripeta (Part-B).
(SCHEDULE OF RATES AND PRICES )
Bidder’s Name and Address (Sole Bidder) : | [14 empty] | To:
Contracts Services, 3rd Floor
Name : | …….. …….. …….. …….. …….. …….. | [13 empty] | Power Grid Corporation of India Ltd.,
Address : | …….. …….. …….. …….. …….. …….. | [13 empty] | "Saudamini", Plot No.-2
| …….. …….. …….. …….. …….. …….. | [13 empty] | Sector-29,
| …….. …….. …….. …….. …….. …….. | [13 empty] | Gurgaon (Haryana) - 122001
Training Charges for Training to be imparted
SI. No. | PR No | PR Line Item No | Activity Header | PR Activity No | Activity Description | Service Code | SAC (Service Accounting Codes) | Whether SAC in column '8’ is confirmed. If not indicate applicable the SAC * | Rate of GST applicable ( in %) | Whether rate of GST in column ‘4’ is confirmed. If not indicate applicable rate of GST * | Description | Unit | Quantity | Unit Training Charges excluding GST | Total Training Charges excluding GST | Total GST as confirmed by Bidder
1 | 2 | 3 | 4 | 5 | 6 | 7 | 8 | 9 | 10 | 11 | 12 | 13 | 14 | 15 | 16 = 14 x 15 | 17
[17 empty] | Revaluation of J column | Tax Calculation
NOT APPLICABLE | [16 empty] | Revaluation of J column | Tax Calculation
[15 empty] | Included | 0 | 0 | 0
[9 empty] | Total Training Charges | [5 empty] | 0 |  |  | 0
[9 empty] | Total GST as confirmed by Bidder | [6 empty] | 0
Date : | -- | [12 empty] | Printed Name :
Place : | [13 empty] | Designation :
Click for Sch-5

## Sch-4b (hidden)
Specification No.: 5002002072/SUB-STATION(EXCLUDIN/DOM/A00- CC CS -1 | [15 empty] | Schedule - 4b
400kV AIS Substation Extn. Package-SS01 for (i) Extension of 400/220kV Bikaner-II PS under Implementation of 220kV bays for RE generators and 400/220kV ICTs at Bikaner-II PS.; (ii) Extension of 400/220kV Patiala S/s associated with Augmentation of transformation capacity at 400/220kV Kurukshetra (PG) & Patiala (PG) Substation (iii) Extension of 400/220kV Ranchi S/s under Eastern Region Expansion Scheme-XXVI (ERES-XXVI) (iv) Extension of 765kV Chilkaluripeta S/s associated with Requirement of 765kV spare (1- Ph) Reactor unit at 765kV Chilkaluripeta (Part-B).
(SCHEDULE OF RATES AND PRICES )
Bidder’s Name and Address (Sole Bidder) : | [14 empty] | To:
Contracts Services, 3rd Floor
Name : | …….. …….. …….. …….. …….. …….. | [13 empty] | Power Grid Corporation of India Ltd.,
Address : | …….. …….. …….. …….. …….. …….. | [13 empty] | "Saudamini", Plot No.-2
| …….. …….. …….. …….. …….. …….. | [13 empty] | Sector-29,
| …….. …….. …….. …….. …….. …….. | [13 empty] | Gurgaon (Haryana) - 122001
Maintenance Charges during & after Defect Laibility Period
SI. No. | PR No | PR Line Item No | Activity Header | PR Activity No | Activity Description | Service Code | SAC (Service Accounting Codes) | Whether SAC in column '8’ is confirmed. If not indicate applicable the SAC * | Rate of GST applicable ( in %) | Whether rate of GST in column ‘4’ is confirmed. If not indicate applicable rate of GST * | Description | Unit | Quantity | Unit Maintenance Charges excluding GST | Total Maintenance Charges excluding GST | Total GST as confirmed by Bidder
1 | 2 | 3 | 4 | 5 | 6 | 7 | 8 | 9 | 10 | 11 | 12 | 13 | 14 | 15 | 16 = 14 x 15 | 17
| 0 | [15 empty] | Revaluation of P column | Tax Calculation
A. | #REF! | [15 empty] | Revaluation of P column | Tax Calculation
1 | [14 empty] | Included | 0 | 0 | 0
2 | [14 empty] | Included | 0 | 0 | 0
3 | [14 empty] | Included | 0 | 0 | 0
4 | [14 empty] | Included | 0 | 0 | 0
B. | #REF! | [15 empty] | Revaluation of P column | Tax Calculation
1 | [14 empty] | Included | 0 | 0 | 0
2 | [14 empty] | Included | 0 | 0 | 0
3 | [14 empty] | Included | 0 | 0 | 0
4 | [14 empty] | Included | 0 | 0 | 0
[9 empty] | Total Maintenance Charges during and after Defect Liabilty Period | [5 empty] | 0 |  |  | 0
[9 empty] | Total GST as confirmed by Bidder | [6 empty] | 0
Date : | -- | [12 empty] | Printed Name :
Place : | [13 empty] | Designation :
Click for Sch-5

## Sch-5
Specification No.: 5002002072/SUB-STATION(EXCLUDIN/DOM/A00- CC CS -1 |  |  |  | Schedule - 5
400kV AIS Substation Extn. Package-SS01 for (i) Extension of 400/220kV Bikaner-II PS under Implementation of 220kV bays for RE generators and 400/220kV ICTs at Bikaner-II PS.; (ii) Extension of 400/220kV Patiala S/s associated with Augmentation of transformation capacity at 400/220kV Kurukshetra (PG) & Patiala (PG) Substation (iii) Extension of 400/220kV Ranchi S/s under Eastern Region Expansion Scheme-XXVI (ERES-XXVI) (iv) Extension of 765kV Chilkaluripeta S/s associated with Requirement of 765kV spare (1- Ph) Reactor unit at 765kV Chilkaluripeta (Part-B).
(SUMMARY OF TAXES & DUTIES APPLICABLE ON PLANT & EQUIPMENT)
Bidder’s Name and Address (Sole Bidder) : |  |  | To:
Contracts Services, 3rd Floor
Name : | …….. …….. …….. …….. …….. …….. |  | Power Grid Corporation of India Ltd.,
Address : | …….. …….. …….. …….. …….. …….. |  | "Saudamini", Plot No.-2
| …….. …….. …….. …….. …….. …….. |  | Sector-29,
| …….. …….. …….. …….. …….. …….. |  | Gurgaon (Haryana) - 122001
Sl. No. | Item Nos. |  | Total Price (INR) |  | After Discount |  | After MPDiscount
1 | TOTAL GST ON GOODS |  |  |  | Excise Duty | #REF! | Excise Duty | #REF!
| Total GST for Supply of Goods (inter-alia including Type Test Charges) between the Contractor and the Employer (identified in Schedule 1') which are not included in the Ex-works price as per the provision of the Bidding Documents, as applicable. |  | 0
2 | TOTAL GST ON SERVICES |  |  |  | Sales Tax | 0 | Sales Tax | 0
| Total GST on Installation Services (Schedule-3), Training to be imparted in India (Schedule-4) |  | 0 |  | #REF! | 0 | #REF! | 0
| GRAND TOTAL [1+2] |  | 0 |  | Grand Total after Discount | #REF! | Grand Total after MPD | #REF!
Date : | -- | Printed Name :
Place : |  | Designation :
Click for Sch-6

## Sch-5 Dis (hidden)
Specification No.: 5002002072/SUB-STATION(EXCLUDIN/DOM/A00- CC CS -1 |  |  |  | Schedule - 5
400kV AIS Substation Extn. Package-SS01 for (i) Extension of 400/220kV Bikaner-II PS under Implementation of 220kV bays for RE generators and 400/220kV ICTs at Bikaner-II PS.; (ii) Extension of 400/220kV Patiala S/s associated with Augmentation of transformation capacity at 400/220kV Kurukshetra (PG) & Patiala (PG) Substation (iii) Extension of 400/220kV Ranchi S/s under Eastern Region Expansion Scheme-XXVI (ERES-XXVI) (iv) Extension of 765kV Chilkaluripeta S/s associated with Requirement of 765kV spare (1- Ph) Reactor unit at 765kV Chilkaluripeta (Part-B).
SUMMARY OF TAXES & DUTIES APPLICABLE ON GOODS
Bidder’s Name and Address (Sole Bidder) : |  |  | To:
Contracts Services, 3rd Floor
Name : | …….. …….. …….. …….. …….. …….. |  | Power Grid Corporation of India Ltd.,
Address : | …….. …….. …….. …….. …….. …….. |  | "Saudamini", Plot No.-2
| …….. …….. …….. …….. …….. …….. |  | Sector-29,
| …….. …….. …….. …….. …….. …….. |  | Gurgaon (Haryana) - 122001
Sl. No. | Item Nos. |  | Total Price (INR)
1 | TOTAL GST ON GOODS |  | 0
Total GST for Supply of Goods (inter-alia including Type Test Charges) between the Contractor and the Employer (identified in Schedule 1') which are not included in the Ex-works price as per the provision of the Bidding Documents, as applicable.
2 | TOTAL GST ON SERVICES |  | 0
Total GST on Installation Services (Schedule-3), Training to be imparted in India (Schedule-4a) and Maintenance Charges during and after Defect Liabilty Period (Schedule-4b)
| GRAND TOTAL [1+2] |  | 0
Date : | -- | Printed Name :
Place : |  | Designation :
Click for Sch-6

## Sch-6
Specification No.: 5002002072/SUB-STATION(EXCLUDIN/DOM/A00- CC CS -1 |  |  | Schedule - 6
400kV AIS Substation Extn. Package-SS01 for (i) Extension of 400/220kV Bikaner-II PS under Implementation of 220kV bays for RE generators and 400/220kV ICTs at Bikaner-II PS.; (ii) Extension of 400/220kV Patiala S/s associated with Augmentation of transformation capacity at 400/220kV Kurukshetra (PG) & Patiala (PG) Substation (iii) Extension of 400/220kV Ranchi S/s under Eastern Region Expansion Scheme-XXVI (ERES-XXVI) (iv) Extension of 765kV Chilkaluripeta S/s associated with Requirement of 765kV spare (1- Ph) Reactor unit at 765kV Chilkaluripeta (Part-B).
(GRAND SUMMARY)
Bidder’s Name and Address (Sole Bidder) : |  |  | To:
Contracts Services, 3rd Floor
Name : | …….. …….. …….. …….. …….. …….. |  | Power Grid Corporation of India Ltd.,
Address : | …….. …….. …….. …….. …….. …….. |  | "Saudamini", Plot No.-2
| …….. …….. …….. …….. …….. …….. |  | Sector-29,
| …….. …….. …….. …….. …….. …….. |  | Gurgaon (Haryana) - 122001
Sl. No. | Description |  | Total Price (INR)
1 | TOTAL SCHEDULE NO. 1 |  | 0
Ex-works price of Plant and Equipment including Type Test Charges
2 | TOTAL SCHEDULE NO. 2 |  | 0
Local Transportation, In-transit Insurance, loading & unloading
3 | TOTAL SCHEDULE NO. 3 |  | 0
Installation Charges
4 | TOTAL SCHEDULE NO. 4 |  | 0
Training Charges
4b | TOTAL SCHEDULE NO. 4b |  | 0
Maintenance Charges during & after Defect Laibility Period
5 | TOTAL SCHEDULE NO. 5 |  | 0
Taxes and Duties
6 | TOTAL SCHEDULE NO. 7 |  | 0
Type Test Charges [Total of this Schedule is included in Schedule - 1 above.]
| GRAND TOTAL [1+2+3+4+5] |  | 0
Date : | -- | Printed Name :
Place : |  | Designation :
Click for Sch-7

## Sch-6 After Discount
Specification No.: 5002002072/SUB-STATION(EXCLUDIN/DOM/A00- CC CS -1 |  |  | Schedule - 6 After Discount
400kV AIS Substation Extn. Package-SS01 for (i) Extension of 400/220kV Bikaner-II PS under Implementation of 220kV bays for RE generators and 400/220kV ICTs at Bikaner-II PS.; (ii) Extension of 400/220kV Patiala S/s associated with Augmentation of transformation capacity at 400/220kV Kurukshetra (PG) & Patiala (PG) Substation (iii) Extension of 400/220kV Ranchi S/s under Eastern Region Expansion Scheme-XXVI (ERES-XXVI) (iv) Extension of 765kV Chilkaluripeta S/s associated with Requirement of 765kV spare (1- Ph) Reactor unit at 765kV Chilkaluripeta (Part-B).
(GRAND SUMMARY)
Bidder’s Name and Address (Sole Bidder) : |  |  | To:
Contracts Services, 3rd Floor
Name : | …….. …….. …….. …….. …….. …….. |  | Power Grid Corporation of India Ltd.,
Address : | …….. …….. …….. …….. …….. …….. |  | "Saudamini", Plot No.-2
| …….. …….. …….. …….. …….. …….. |  | Sector-29,
| …….. …….. …….. …….. …….. …….. |  | Gurgaon (Haryana) - 122001
Sl. No. | Description |  | Total Price (INR)
1 | TOTAL SCHEDULE NO. 1 |  | 0
Ex-works price of Plant and Equipment including Type Test Charges
2 | TOTAL SCHEDULE NO. 2 |  | 0
Local Transportation, In-transit Insurance, loading & unloading
3 | TOTAL SCHEDULE NO. 3 |  | 0
Installation Charges
4 | TOTAL SCHEDULE NO. 4 |  | 0
Training Charges
4b | TOTAL SCHEDULE NO. 4b |  | 0
Maintenance Charges during & after Defect Laibility Period
5 | TOTAL SCHEDULE NO. 5 |  | 0
Taxes and Duties
6 | TOTAL SCHEDULE NO. 7 |  | 0
Type Test Charges [Total of this Schedule is included in Schedule - 1 above.]
| GRAND TOTAL [1+2+3+4+5] |  | 0
Date : | -- | Printed Name :
Place : |  | Designation :
Click for Sch-7

## Sch-7
Specification No.: 5002002072/SUB-STATION(EXCLUDIN/DOM/A00- CC CS -1 | [11 empty] | Schedule 7
400kV AIS Substation Extn. Package-SS01 for (i) Extension of 400/220kV Bikaner-II PS under Implementation of 220kV bays for RE generators and 400/220kV ICTs at Bikaner-II PS.; (ii) Extension of 400/220kV Patiala S/s associated with Augmentation of transformation capacity at 400/220kV Kurukshetra (PG) & Patiala (PG) Substation (iii) Extension of 400/220kV Ranchi S/s under Eastern Region Expansion Scheme-XXVI (ERES-XXVI) (iv) Extension of 765kV Chilkaluripeta S/s associated with Requirement of 765kV spare (1- Ph) Reactor unit at 765kV Chilkaluripeta (Part-B). | [15 empty] | As per Lum-sum |  | 0%
(SCHEDULE OF RATES AND PRICES ) | [15 empty] | AS per Percent |  | #REF!
[16 empty] | As per lum-sum on Sch-7 |  | 0%
Bidder’s Name and Address (Sole Bidder) : | [9 empty] | To: | [5 empty] | As per Percent on Sch-7 |  | #REF!
[10 empty] | Contracts Services, 3rd Floor | [5 empty] | Total Discount |  | #REF!
Name : | [7 empty] | …….. …….. …….. …….. …….. …….. |  | Power Grid Corporation of India Ltd.,
Address : | [7 empty] | …….. …….. …….. …….. …….. …….. |  | "Saudamini", Plot No.-2
[8 empty] | …….. …….. …….. …….. …….. …….. |  | Sector-29, | [5 empty] | Multipackage Discount |  | 0%
[8 empty] | …….. …….. …….. …….. …….. …….. |  | Gurgaon (Haryana) - 122001
Type tests on Earthwire, Hardwar Fittings & accessories of conductor & earthwire:
SL. NO. | PR No | Line Item No | Code | HSN Code | Whether HSN in column ‘2’ is confirmed. If not indicate applicable the HSN code * | Rate of GST applicable ( in %) | Whether rate of GST in column ‘4’ is confirmed. If not indicate applicable rate of GST * | Description of Test | Unit | Quantity | Unit Test Charge | Total Test Charges (Rs.) | Total GST as confirmed by Bidder | Revaluation of M column | Tax Calculation |  | Total Test Charges After Discount (Rs.) |  | Dis Alert | Total Test Charges After MPD (Rs.)
1 | 2 | 3 | 4 | 5 | 6 | 7 | 8 | 9 | 10 | 11 | 12 | 13 = 10 x 11 | 14
I
1 | [11 empty] | Included | 0 | 0 | 0
2 | [11 empty] | Included | 0 | 0 | 0
NOT APPLICABLE
[8 empty] | TOTAL TYPE TEST CHARGES |  |  |  | 0
[8 empty] | Total GST as confirmed by Bidder |  |  |  |  | 0
Date : |  |  |  | -- |  |  |  |  | Printed Name :
Place : | [8 empty] | Designation :
Note : |  |  |  | Bidder should indicate the name of test laboratories where type tests are proposed to be conducted
Specification No.: 5002002072/SUB-STATION(EXCLUDIN/DOM/A00- CC CS -1
400kV AIS Substation Extn. Package-SS01 for (i) Extension of 400/220kV Bikaner-II PS under Implementation of 220kV bays for RE generators and 400/220kV ICTs at Bikaner-II PS.; (ii) Extension of 400/220kV Patiala S/s associated with Augmentation of transformation capacity at 400/220kV Kurukshetra (PG) & Patiala (PG) Substation (iii) Extension of 400/220kV Ranchi S/s under Eastern Region Expansion Scheme-XXVI (ERES-XXVI) (iv) Extension of 765kV Chilkaluripeta S/s associated with Requirement of 765kV spare (1- Ph) Reactor unit at 765kV Chilkaluripeta (Part-B). | [7 empty] | 0 | 0
(SCHEDULE OF RATES AND PRICES ) | [7 empty] | 0 | 0
Bidder’s Name and Address (Sole Bidder) :
[8 empty] | 0 | 0
Name : | [7 empty] | …….. …….. …….. …….. …….. …….. | 0
Address : | [7 empty] | …….. …….. …….. …….. …….. …….. | 0
[8 empty] | …….. …….. …….. …….. …….. …….. | 0
[8 empty] | …….. …….. …….. …….. …….. …….. | 0
SL. NO. | [7 empty] | Description of Test | #REF!
#REF! | [7 empty] | #REF! | #REF!
#REF! | [7 empty] | #REF!
#REF! | [7 empty] | #REF! | #REF!
#REF! | [7 empty] | #REF! | #REF!
[8 empty] | #REF! | #REF!
#REF! | [7 empty] | #REF!
#REF! | [7 empty] | #REF!
#REF! | [7 empty] | #REF!
#REF! | [7 empty] | #REF! | #REF!
#REF! | [7 empty] | #REF! | #REF!
#REF! | [7 empty] | #REF! | #REF!
#REF! | [7 empty] | #REF! | #REF!
[8 empty] | #REF! | #REF!
#REF! | [7 empty] | #REF!
#REF! | [7 empty] | #REF! | #REF!
#REF! | [7 empty] | #REF! | #REF!
#REF! | [7 empty] | #REF! | #REF!
#REF! | [7 empty] | #REF! | #REF!
[8 empty] | #REF! | #REF!
#REF! | [7 empty] | #REF!
#REF! | [7 empty] | #REF! | #REF!
#REF! | [7 empty] | #REF! | #REF!
#REF! | [7 empty] | #REF! | #REF!
[8 empty] | #REF! | #REF!
#REF! | [7 empty] | #REF!
#REF! | [7 empty] | #REF! | #REF!
#REF! | [7 empty] | #REF! | #REF!
#REF! | [7 empty] | #REF! | #REF!
[8 empty] | #REF! | #REF!
#REF! | [7 empty] | #REF!
#REF! | [7 empty] | #REF! | #REF!
#REF! | [7 empty] | #REF! | #REF!
#REF! | [7 empty] | #REF! | #REF!
#REF! | [7 empty] | #REF! | #REF!
[8 empty] | #REF! | #REF!
[8 empty] | #REF! | #REF!
#REF! | [7 empty] | #REF!
#REF! | [7 empty] | #REF!
#REF! | [7 empty] | #REF! | #REF!
#REF! | [7 empty] | #REF! | #REF!
#REF! | [7 empty] | #REF! | #REF!
[8 empty] | #REF! | #REF!
[8 empty] | #REF! | #REF!
#REF! | [7 empty] | #REF!
#REF! | [7 empty] | #REF!
#REF! | [7 empty] | #REF! | #REF!
#REF! | [7 empty] | #REF! | #REF!
#REF! | [7 empty] | #REF! | #REF!
#REF! | [7 empty] | #REF! | #REF!
#REF! | [7 empty] | #REF! | #REF!
[8 empty] | #REF! | #REF!
#REF! | [7 empty] | #REF!
#REF! | [7 empty] | #REF! | #REF!
#REF! | [7 empty] | #REF! | #REF!
#REF! | [7 empty] | #REF! | #REF!
#REF! | [7 empty] | #REF! | #REF!
#REF! | [7 empty] | #REF! | #REF!
#REF! | [7 empty] | #REF! | #REF!
[8 empty] | #REF! | #REF!
#REF! | [7 empty] | #REF!
#REF! | [7 empty] | #REF! | #REF!
#REF! | [7 empty] | #REF! | #REF!
#REF! | [7 empty] | #REF! | #REF!
#REF! | [7 empty] | #REF! | #REF!
#REF! | [7 empty] | #REF! | #REF!
#REF! | [7 empty] | #REF! | #REF!
#REF! | [7 empty] | #REF! | #REF!
#REF! | [7 empty] | #REF! | #REF!
#REF! | [7 empty] | #REF! | #REF!
[8 empty] | #REF! | #REF!
#REF! | [7 empty] | #REF!
#REF! | [7 empty] | #REF! | #REF!
#REF! | [7 empty] | #REF! | #REF!
#REF! | [7 empty] | #REF! | #REF!
[8 empty] | #REF! | #REF!
#REF! | [7 empty] | #REF!
#REF! | [7 empty] | #REF! | #REF!
#REF! | [7 empty] | #REF! | #REF!
#REF! | [7 empty] | #REF! | #REF!
[8 empty] | #REF! | #REF!
#REF! | [7 empty] | #REF!
#REF! | [7 empty] | #REF! | #REF!
#REF! | [7 empty] | #REF! | #REF!
[8 empty] | #REF! | #REF!
#REF! | [7 empty] | #REF!
#REF! | [7 empty] | #REF! | #REF!
#REF! | [7 empty] | #REF! | #REF!
#REF! | [7 empty] | #REF! | #REF!
#REF! | [7 empty] | #REF! | #REF!
#REF! | [7 empty] | #REF! | #REF!
#REF! | [7 empty] | #REF! | #REF!
[8 empty] | #REF! | #REF!
#REF! | [7 empty] | #REF!
#REF! | [7 empty] | #REF! | #REF!
#REF! | [7 empty] | #REF! | #REF!
#REF! | [7 empty] | #REF! | #REF!
#REF! | [7 empty] | #REF! | #REF!
#REF! | [7 empty] | #REF!
#REF! | [7 empty] | #REF! | #REF!
#REF! | [7 empty] | #REF! | #REF!
#REF! | [7 empty] | #REF! | #REF!
#REF! | [7 empty] | #REF! | #REF!
[8 empty] | #REF! | #REF!
[8 empty] | #REF! | #REF!
[8 empty] | #REF! | #REF!
Click for Bid Form 2nd Envelope

## Sch-7 Dis (hidden)
Specification No.: 5002002072/SUB-STATION(EXCLUDIN/DOM/A00- CC CS -1
400kV AIS Substation Extn. Package-SS01 for (i) Extension of 400/220kV Bikaner-II PS under Implementation of 220kV bays for RE generators and 400/220kV ICTs at Bikaner-II PS.; (ii) Extension of 400/220kV Patiala S/s associated with Augmentation of transformation capacity at 400/220kV Kurukshetra (PG) & Patiala (PG) Substation (iii) Extension of 400/220kV Ranchi S/s under Eastern Region Expansion Scheme-XXVI (ERES-XXVI) (iv) Extension of 765kV Chilkaluripeta S/s associated with Requirement of 765kV spare (1- Ph) Reactor unit at 765kV Chilkaluripeta (Part-B). | [6 empty] | As per Lum-sum |  | 0%
(SCHEDULE OF RATES AND PRICES : TYPE TEST CHARGES) | [6 empty] | AS per Percent |  | #REF!
[7 empty] | As per lum-sum on Sch-7 |  | 0%
Bidder’s Name and Address (Sole Bidder) : |  |  |  | To: |  |  | As per Percent on Sch-7 |  | #REF!
|  |  |  | Contracts Services, 3rd Floor |  |  | Total Discount |  | #REF!
Name : | …….. …….. …….. …….. …….. …….. |  |  | Power Grid Corporation of India Ltd.,
Address : | …….. …….. …….. …….. …….. …….. |  |  | "Saudamini", Plot No.-2
| …….. …….. …….. …….. …….. …….. |  |  | Sector-29, |  |  | Multipackage Discount |  | 0%
| …….. …….. …….. …….. …….. …….. |  |  | Gurgaon (Haryana) - 122001
Type Tests on Earthwire
SL. NO. | Description of Test | Unit | Quantity | Unit Test Charge | Total Test Charges (Rs.) |  |  | Total Test Charges After Discount (Rs.) |  | Dis Alert | Total Test Charges After MPD (Rs.)
I | #REF!
(a) | #REF! | #REF! | #REF! | #REF! | #REF!
(b) | #REF! | #REF! | #REF! | #REF! | #REF!
| Sub-Total (I) |  |  |  | #REF!
| TOTAL TEST CHARGES (I) |  |  |  | #REF!
[7 empty] | Discount Sche-7 | #REF! |  | MPD Sche-7 | #REF!
[7 empty] | Dis Alert | #REF!
Signature :
Date : | -- | Printed Name :
Place : |  | Designation :
Common Seal :
Note : | Bidder should indicate the name of test laboratories where type tests are proposed to be conducted
Specification No.: 5002002072/SUB-STATION(EXCLUDIN/DOM/A00- CC CS -1
400kV AIS Substation Extn. Package-SS01 for (i) Extension of 400/220kV Bikaner-II PS under Implementation of 220kV bays for RE generators and 400/220kV ICTs at Bikaner-II PS.; (ii) Extension of 400/220kV Patiala S/s associated with Augmentation of transformation capacity at 400/220kV Kurukshetra (PG) & Patiala (PG) Substation (iii) Extension of 400/220kV Ranchi S/s under Eastern Region Expansion Scheme-XXVI (ERES-XXVI) (iv) Extension of 765kV Chilkaluripeta S/s associated with Requirement of 765kV spare (1- Ph) Reactor unit at 765kV Chilkaluripeta (Part-B). | 0 | 0 |  |  |  | 0
(SCHEDULE OF RATES AND PRICES : TYPE TEST CHARGES) | 0 | 0 |  |  |  | 0
Bidder’s Name and Address (Sole Bidder) : | [5 empty] | 0
| 0 | 0 |  |  |  | 0
Name : | …….. …….. …….. …….. …….. …….. | 0 |  |  |  | 0
Address : | …….. …….. …….. …….. …….. …….. | 0 |  |  |  | 0
| …….. …….. …….. …….. …….. …….. | 0 |  |  |  | 0
| …….. …….. …….. …….. …….. …….. | 0 |  |  |  | 0
SL. NO. | Description of Test | 0
#REF! | #REF! | #REF!
#REF! | #REF!
#REF! | #REF! | #REF!
#REF! | #REF! | #REF!
| #REF! | #REF!
#REF! | #REF!
#REF! | #REF!
#REF! | #REF!
#REF! | #REF! | #REF!
#REF! | #REF! | #REF!
#REF! | #REF! | #REF!
#REF! | #REF! | #REF!
| #REF! | #REF!
#REF! | #REF!
#REF! | #REF! | #REF!
#REF! | #REF! | #REF!
#REF! | #REF! | #REF!
#REF! | #REF! | #REF!
| #REF! | #REF!
#REF! | #REF!
#REF! | #REF! | #REF!
#REF! | #REF! | #REF!
#REF! | #REF! | #REF!
| #REF! | #REF!
#REF! | #REF!
#REF! | #REF! | #REF!
#REF! | #REF! | #REF!
#REF! | #REF! | #REF!
| #REF! | #REF!
#REF! | #REF!
#REF! | #REF! | #REF!
#REF! | #REF! | #REF!
#REF! | #REF! | #REF!
#REF! | #REF! | #REF!
| #REF! | #REF!
| #REF! | #REF!
#REF! | #REF!
#REF! | #REF!
#REF! | #REF! | #REF!
#REF! | #REF! | #REF!
#REF! | #REF! | #REF!
| #REF! | #REF!
| #REF! | #REF!
#REF! | #REF!
#REF! | #REF!
#REF! | #REF! | #REF!
#REF! | #REF! | #REF!
#REF! | #REF! | #REF!
#REF! | #REF! | #REF!
#REF! | #REF! | #REF!
| #REF! | #REF!
#REF! | #REF!
#REF! | #REF! | #REF!
#REF! | #REF! | #REF!
#REF! | #REF! | #REF!
#REF! | #REF! | #REF!
#REF! | #REF! | #REF!
#REF! | #REF! | #REF!
| #REF! | #REF!
#REF! | #REF!
#REF! | #REF! | #REF!
#REF! | #REF! | #REF!
#REF! | #REF! | #REF!
#REF! | #REF! | #REF!
#REF! | #REF! | #REF!
#REF! | #REF! | #REF!
#REF! | #REF! | #REF!
#REF! | #REF! | #REF!
#REF! | #REF! | #REF!
| #REF! | #REF!
#REF! | #REF!
#REF! | #REF! | #REF!
#REF! | #REF! | #REF!
#REF! | #REF! | #REF!
| #REF! | #REF!
#REF! | #REF!
#REF! | #REF! | #REF!
#REF! | #REF! | #REF!
#REF! | #REF! | #REF!
| #REF! | #REF!
#REF! | #REF!
#REF! | #REF! | #REF!
#REF! | #REF! | #REF!
| #REF! | #REF!
#REF! | #REF!
#REF! | #REF! | #REF!
#REF! | #REF! | #REF!
#REF! | #REF! | #REF!
#REF! | #REF! | #REF!
#REF! | #REF! | #REF!
#REF! | #REF! | #REF!
| #REF! | #REF!
#REF! | #REF!
#REF! | #REF! | #REF!
#REF! | #REF! | #REF!
#REF! | #REF! | #REF!
#REF! | #REF! | #REF!
#REF! | #REF!
#REF! | #REF! | #REF!
#REF! | #REF! | #REF!
#REF! | #REF! | #REF!
#REF! | #REF! | #REF!
| #REF! | #REF!
| #REF! | #REF!
| #REF! | #REF!
Click for Bid Form 2nd Envelope

## Discount
AAABBAAAABBf
Specification No.: 5002002072/SUB-STATION(EXCLUDIN/DOM/A00- CC CS -1 |  |  |  |  | Letter of Discount
LETTER OF DISCOUNT
To:
Contract Services
Power Grid Corporation of India Ltd.,
"Saudamini", Plot No.-2
Sector-29, (near IFFCO Chowk)
Gurgaon (Haryana) - 122001
Subject : |  | 400kV AIS Substation Extn. Package-SS01 for (i) Extension of 400/220kV Bikaner-II PS under Implementation of 220kV bays for RE generators and 400/220kV ICTs at Bikaner-II PS.; (ii) Extension of 400/220kV Patiala S/s associated with Augmentation of transformation capacity at 400/220kV Kurukshetra (PG) & Patiala (PG) Substation (iii) Extension of 400/220kV Ranchi S/s under Eastern Region Expansion Scheme-XXVI (ERES-XXVI) (iv) Extension of 765kV Chilkaluripeta S/s associated with Requirement of 765kV spare (1- Ph) Reactor unit at 765kV Chilkaluripeta (Part-B).
Dear Sir
With reference to the subject tender, we hereby offer unconditional discount on the prices quoted by us as per details given here below : | [6 empty] | Eq Weightage of Rs/ % | Final Discount Factor
| 1 | Discount on lum-sum basis on total price quoted by us without Taxes & Duties. [The discount shall be proportionately applicable on all the items of all the Schdules i.e. Sch-1 (without type test charges), Sch-2, Sch-3, Sch-4a, Sch-4b & Sch-7] In Rs. |  |  |  | 0 | 0%
| 2 | Discount on percent basis on total price quoted by us without Taxes & Duties. [The discount shall be applicable on all the items of all the Schdules i.e. Sch-1 (without type test charges), Sch-2 , Sch-3, Sch-4a, Sch-4b & Sch-7] In Percent (%) |  |  |  | 0 | 0%
| 3 | Discount on lum-sum basis on the Schedules as given below : [The discount shall be proportionately applicable on all the relevent items of the respective Schdules.] In Rs.
|  | Schedule-1 : Ex works prices |  | In Rs. |  | 0 | 0% | Schedule-1 : Ex-Works Price | 0%
|  | Schedule-2 : Freight & Insurance |  | In Rs. |  | 0 | 0% | Schedule-2 : Freight & Insurance | 0%
|  | Schedule-3 : Erection Charges |  | In Rs. |  | 0 | 0% | Schedule-3 : Erection Charges | 0%
|  | Schedule-4a : Training Charges |  | In Rs. |  | 0 | 0% | Schedule-4a : Training Charges | 0%
|  | Schedule-4b : Maintenance Charges during and after DLP |  | In Rs. |  | 0 | 0% | Schedule-4b : Maintenance Charges | 0%
|  | Schedule-7 : Type Test Charges |  | In Rs. |  | 0 | 0% | Schedule-7 : Type Test Charges | 0%
| 4 | Discount on percent basis on the Schedules as given below : [The discount shall be applicable on all the relevent items of the respective Schdules.] In Percent (%)
|  | Schedule-1 : Ex works prices |  | In Percent (%) |  | 0 | 0%
|  | Schedule-2 : Freight & Insurance |  | In Percent (%) |  | 0 | 0%
|  | Schedule-3 : Erection Charges |  | In Percent (%) |  | 0 | 0%
|  | Schedule-4a : Training Charges |  | In Percent (%) |  | 0 | 0%
|  | Schedule-4b : Maintenance Charges during and after DLP |  | In Percent (%) |  | 0 | 0%
|  | Schedule-7 : Type Test Charges |  | In Percent (%) |  | 0 | 0%
Discount(s) offered at sl. No. 1 to 4 will get displayed and accounted for automatically in the respective items of the Schedules.
| 5 | We hereby offer Multi-package discount as given below:
Multi-Package Discount(s) offered at sl. No. 5 will not get automatically accounted for in the respective items of the Schedules. The same shall be worked out saparately for evaluation.
Please consider this letter of discount as the integral part of our price bid.
Thanking you, we remain,
Yours faithfully,
For and on behalf of …….. …….. …….. …….. …….. ……..
Date : |  | -- | Printed Name :
Place : |  |  | Designation :
Click for Bid Form

## Octroi (hidden)
Details of Octroi
Sl No. | Description of Items | Amount on which Octroi is applicable | Rate of Octroi | Octroi
(1) | (2) | (3) | (4) | (5) =(3) x (4)
1 |  |  |  | 0
2 |  |  |  | 0
3 |  |  |  | 0
4 |  |  |  | 0
5 |  |  |  | 0
6 |  |  |  | 0
7 |  |  |  | 0
8 |  |  |  | 0
9 |  |  |  | 0
10 |  |  |  | 0
| Total |  |  | 0
Back to Sch 5

## Entry Tax (hidden)
Details of Entry Tax
Sl No. | Description of Items | Amount on which Entry Tax is applicable | Rate of Entry Tax | Entry Tax
(1) | (2) | (3) | (4) | (5) =(3) x (4)
1 |  |  |  | 0
2 |  |  |  | 0
3 |  |  |  | 0
4 |  |  |  | 0
5 |  |  |  | 0
6 |  |  |  | 0
7 |  |  |  | 0
8 |  |  |  | 0
9 |  |  |  | 0
10 |  |  |  | 0
| Total |  |  | 0
Back to Sch 5

## Other Taxes & Duties (hidden)
Details of Other Taxes & Duties
Sl No. | Description of Items | Amount on which Other Taxes & Duties are applicable | Description of Taxes & Duties | Rate of Taxes & Duties | Amount of Taxes & Duties
(1) | (2) | (3) | (4) | (5) | (6) =(3) x (4)
1 |  |  |  |  | 0
2 |  |  |  |  | 0
3 |  |  |  |  | 0
4 |  |  |  |  | 0
5 |  |  |  |  | 0
6 |  |  |  |  | 0
7 |  |  |  |  | 0
8 |  |  |  |  | 0
9 |  |  |  |  | 0
10 |  |  |  |  | 0
| Total |  |  |  | 0
Back to Sch 5

## Bid Form 2nd Envelope
Specification No.: 5002002072/SUB-STATION(EXCLUDIN/DOM/A00- CC CS -1 |  |  |  | Bid Form 2nd Envelope |  | Sole Bidder |  |  |  | 1 | st |  | 1 | January
[6 empty] | 0 |  |  |  | 2 | nd |  | 2 | February
BID FORM (Second Envelope) | [9 empty] | 3 | rd |  | 3 | March
[10 empty] | 4 | th |  | 4 | April
Bid Proposal Ref. No. | [9 empty] | 5 | th |  | 5 | May
Date : | -- | [8 empty] | 6 | th | #VALUE! | 6 | June
[10 empty] | 7 | th | #VALUE! | 7 | July
To: | [9 empty] | 8 | th | #VALUE! | 8 | August
Contracts Services, 3rd Floor | [9 empty] | 9 | th | #VALUE! | 9 | September
Power Grid Corporation of India Ltd., | [9 empty] | 10 | th |  | 10 | October
"Saudamini", Plot No.-2 | [9 empty] | 11 | th |  | 11 | November
Sector-29, | [9 empty] | 12 | th |  | 12 | December
Gurgaon (Haryana) - 122001 | [9 empty] | 13 | th
[10 empty] | 14 | th
Name of Contract : | 400kV AIS Substation Extn. Package-SS01 for (i) Extension of 400/220kV Bikaner-II PS under Implementation of 220kV bays for RE generators and 400/220kV ICTs at Bikaner-II PS.; (ii) Extension of 400/220kV Patiala S/s associated with Augmentation of transformation capacity at 400/220kV Kurukshetra (PG) & Patiala (PG) Substation (iii) Extension of 400/220kV Ranchi S/s under Eastern Region Expansion Scheme-XXVI (ERES-XXVI) (iv) Extension of 765kV Chilkaluripeta S/s associated with Requirement of 765kV spare (1- Ph) Reactor unit at 765kV Chilkaluripeta (Part-B). | [8 empty] | 15 | th
Dear Ladies and/or Gentlemen, | [9 empty] | 16 | th
1 | In continuation of First Envelope of our Bid, we hereby submit the Second Envelope of the Bid, both of which shall be read together and in conjunction with each other, and shall be construed as an integral part of our Bid. Accordingly, we the undersigned, offer to design, manufacture, test, deliver, install and commission (including carrying out Trial Operation, Performance & Guarantee Test as per provision of Technical Specification) under the above-named package in full conformity with the said Bidding Documents for the sum of Rs. 0 (Rs. Zero Only ) or such other sums as may be determined in accordance with the terms and conditions of the Bidding Documents. |  |  |  |  | In continuation of First Envelope of our Bid, we hereby submit the Second Envelope of the Bid, both of which shall be read together and in conjunction with each other, and shall be construed as an integral part of our Bid. Accordingly, we the undersigned, offer to design, manufacture, test, deliver, install and commission (including carrying out Trial Operation, Performance & Guarantee Test as per provision of Technical Specification) under the above-named package in full conformity with the said Bidding Documents for the sum of Rs. | or such other sums as may be determined in accordance with the terms and conditions of the Bidding Documents. | 0 | (Rs. Zero Only ) | 17 | th
| The above amounts are in accordance with the price schedules attached herewith and are made part of this bid. | [8 empty] | 18 | th
2 | Price Schedules | [8 empty] | 19 | th
2.1 | In line with the requirements of the Bidding documents, we enclose herewith the following Price Schedules, duly filled - in as per your proforma: | [8 empty] | 20 | th
| Schedule 1 | Plant and Equipment (Including Mandatory Spare Parts) to be supplied, including Type Test Charges. | [7 empty] | 21 | st
| Schedule 2 | Local Transportation, In-transit Insurance, loading and unloading | [7 empty] | 22 | th
| Schedule 3 | Installation Charges. | [7 empty] | 23 | th
| Schedule 4 | Training charges for training to be imparted. | [7 empty] | 24 | th
| Schedule 4b | Maintenance Charges during & after Defect Laibility Period.
| Schedule 5 | Taxes and Duties not included in Schedule 1 | [7 empty] | 25 | th
| Schedule 6 | Grand Summary [Schedule 1to 5] | [7 empty] | 26 | th
| Schedule 7 | Break-up of Type Test Charges for Type Tests to be conducted | [7 empty] | 27 | th
2.2 | We are aware that the Price Schedules do not generally give a full description of the Work to be performed under each item and we shall be deemed to have read the Technical Specifications and other sections of the Bidding Documents and Drawings to ascertain the full scope of Work included in each item while filling-in the rates and prices. We agree that the entered rates and prices shall be deemed to include for the full scope as aforesaid, including overheads and profit. | [8 empty] | 28 | th
2.3 | We declare that as specified in Clause 11.5, Section –II:ITB, Vol.-I of the Bidding Documents, prices quoted by us in the Price Schedules shall be subject to Price Adjustment during the execution of Contract in accordance with Appendix-2 (Price Adjustment) to the Contract Agreement. | [8 empty] | 29 | th
2.4 | We understand that in the price schedules, where there are errors between the total of the amounts given under the column for the price Breakdown and the amount given under the Total Price, the former shall prevail and the latter will be corrected accordingly. We further understand that where there are discrepancies between amounts stated in figures and amounts stated in words, the amount stated in words shall prevail. Similarly, any discrepancy in the total bid price and that of the summation of Schedule price (price indicated in a Schedule indicating the total of that schedule), the total bid price shall be corrected to reflect the actual summation of the Schedule prices. | [8 empty] | 30 | th
2.5 | We declare that items left blank in the Schedules will be deemed to have been included in other items. The TOTAL for each Schedule and the TOTAL of Grand Summary shall be deemed to be the total price for executing the Facilities and sections thereof in complete accordance with the Contract, whether or not each individual item has been priced. | [8 empty] | 31 | st
3 | We confirm that except as otherwise specifically provided our Bid Prices in this Second Envelope include all taxes, duties, levies and charges as may be assessed on us/our Associate (applicable for Foreign Bidder), our Sub-Contractor/Sub-Vendor or their employees by all municipal, state or national government authorities in connection with the Facilities, in and outside of India.
3.1 | 100% of applicable Taxes and Duties i.e GST which are payable by the Employer under the Contract, shall be reimbursed by the Employer on production of satisfactory documentary evidence by the Contractor in accordance with the provisions of the Bidding Documents.
3.2 | We further understand that notwithstanding 3.0 above, in case of award on us, you shall also bear and pay/reimburse to us, GST applicable on supplies by us to you, imposed on the Plant & Equipment including Mandatory Spare Parts to be incorporated into the Facilities including Type Test charges for Type test to be conducted specified in Schedule No. 1, Installation Services specified in Schedule No. 3, Charges for Training to be imparted specified in Schedule No. 4a and Maintenance Charges during & after Defect Laibility Period specified in Schedule No. 4b of the Price Schedule in this Second Envelope by the Indian Laws.
3.3 | We confirm that we have also registered/we shall also get registered in the GST Network with a GSTIN, in all the states where the project is located and the states from which we shall make our supply of goods.
4 | # (For Joint Venture only) We, the partners of Joint Venture submitting this bid, do agree and confirm that in case of Award of Contract on the Joint Venture, we shall be jointly and severally liable and responsible for the execution of the Contract in accordance with Contract terms and conditions. |  |  |  | 1
5 | We, hereby, declare that only the persons or firms interested in this proposal as principals are named here and that no other persons or firms other than those mentioned herein have any interest in this proposal or in the Contract to be entered into, if the award is made on us, that this proposal is made without any connection with any other person, firm or party likewise submitting a proposal is in all respects for and in good faith, without collusion or fraud.
Thanking you, we remain,
Yours faithfully,
For and on behalf of …….. …….. …….. …….. …….. ……..
Signature :
Date : | -- |  | Printed Name :
Place : |  |  | Designation :
Common Seal :
In case of bid from a Joint Venture, name & designation of representative of JV partner is to be provided and Bid Form is also to be signed by him.
Please provide additional information of the Bidder
Business Address :
Country of Incorporation :
State/Province to be indicated :
Name of Principal Officer :
Address of Principal Officer :
Note: Bidders may note that no prescribed proforma has been enclosed for Attachment 2 : Power of Attorney. Bidders may use their own proforma for furnishing the required information with the bid.
* * *
Back to Cover Page

## Q & C (2) (hidden)
STATEMENT OF QUOTED / CORRECTED PRICES
All Figures are in Rupees
Bidder |  | 0
Sl. No. | Price Component | Quoted Price | Corrected Price
1 | TOTAL SCHEDULE NO. 1:Ex-Works Price of Plant and Equipment including Type Test Charges | 0 |  | 0
2 | TOTAL SCHEDULE NO.2: Local Transportation, Insurance and other Incidental Services. | 0 |  | 0
3 | TOTAL SCHEDULE NO.3: Installation Charges | 0 |  | 0
4 | TOTAL SCHEDULE NO.4: Training Charges | Not Applicable |  | Not Applicable
5 | TOTAL BID PRICE: (Excluding Taxes & Duties) | 0 |  | 0
6 | DISCOUNT | #REF! |  | #REF! | #REF!
7 | NET BID PRICE (Excluding Taxes & Duties) | #REF! |  | #REF!
8 | TAXES & DUTIES PAYABLE ADDITIONALLY
| A) EXCISE DUTY | 0 |  | 0
| B) CENTRAL SALES TAX | 0 |  | 0
| C) VAT | #REF! |  | 0
| D) ENTRY TAX / OCTROI | #REF! |  | 0
E) OTHERS
| F) TOTAL TAXES & DUTIES | #REF! |  | 0
8 | TOTAL BID PRICE (INCLUDING TAXES & DUTIES) | #REF! |  | 0
9 | TOTAL SCHEDULE NO.7: Type Test Charges [Total of this Schedule is included in Schedule-1 above] | 0 |  | 0
I) | Bidder has indicated the following taxes and duties additionally applicable for their bid:
| Excise Duty % as |  |  |  | Excise Duty
| CST % as |  |  |  | CST
| #REF! |  |  |  | VAT | #REF! | #REF!
| #REF! |  |  |  | Entry Tax/ Octroi | #REF! | #REF!
| Others as |  |  |  | Others
II) | With regard to Entry Tax, it may be mentioned that the substations covered under the subject pacakge falls in State of MP, where an entry tax @ 2% of Purchase Price is applicable. In view of the above, the taxes and duties inter-alia including entry tax applicable for the bids are calculated :
a) | Ex-Works Price of Direct Supplies (after discount, if any) |  | Rs. | 0
b) | Excise Duty, as applicable on (a) above at the rate : | 10% | Rs. | 0
c) | Amount on which Sales Tax is applicable | 0 |  | 0
d) | CST, as applicable on (a) + ED (b) above at the rate : | 2% | Rs. | 0
e) | VAT, as applicable on (a) + ED (b) above at the rate : | 1% |  | 0
f) | Others [……………………………………………] |  | Rs.
g) | Purchase Price for Entry Tax (Total Ex-Works+F&I+ED+CST+Others) |  | Rs. | 0
h) | Entry Tax, as applicable on (e) above at the rate : |  | Rs. | 0
400kV AIS Substation Extn. Package-SS01 for (i) Extension of 400/220kV Bikaner-II PS under Implementation of 220kV bays for RE generators and 400/220kV ICTs at Bikaner-II PS.; (ii) Extension of 400/220kV Patiala S/s associated with Augmentation of transformation capacity at 400/220kV Kurukshetra (PG) & Patiala (PG) Substation (iii) Extension of 400/220kV Ranchi S/s under Eastern Region Expansion Scheme-XXVI (ERES-XXVI) (iv) Extension of 765kV Chilkaluripeta S/s associated with Requirement of 765kV spare (1- Ph) Reactor unit at 765kV Chilkaluripeta (Part-B). |  | Statement of Quoted / Corrected Prices |  | Page
Spec. No. | Specification No.: 5002002072/SUB-STATION(EXCLUDIN/DOM/A00- CC CS -1

## Q & C (hidden)
STATEMENT OF QUOTED / CORRECTED PRICES
All Figures are in Rupees
Bidder |  | …….. …….. …….. …….. …….. ……..
Sl. No. | Price Component | Quoted Price | Corrected Price
1 | TOTAL SCHEDULE NO. 1:Ex-Works Price of Plant and Equipment including Type Test Charges | 0 |  | 0
2 | TOTAL SCHEDULE NO.2: Local Transportation, Insurance and other Incidental Services. | 0 |  | 0
3 | TOTAL SCHEDULE NO.3: Installation Charges | 0 |  | 0
4 | TOTAL SCHEDULE NO.4: Training Charges | Not Applicable |  | Not Applicable
5 | TOTAL BID PRICE: (Excluding Taxes & Duties) | 0 |  | 0
6 | DISCOUNT | #REF! |  | #REF!
7 | NET BID PRICE (Excluding Taxes & Duties) | #REF! |  | #REF!
8 | TAXES & DUTIES PAYABLE ADDITIONALLY
| A) EXCISE DUTY | #REF! |  | 0
| B) CENTRAL SALES TAX /VAT | #REF! |  | #REF!
| C) ENTRY TAX / OCTROI | #REF! |  | #REF!
| D) OTHERS | #REF! |  | 0
| E) TOTAL TAXES & DUTIES | #REF! |  | #REF!
8 | TOTAL BID PRICE (INCLUDING TAXES & DUTIES) | #REF! |  | #REF!
9 | TOTAL SCHEDULE NO.7: Type Test Charges [Total of this Schedule is included in Schedule-1 above] | 0 |  | 0
I) | Bidder has indicated the following taxes and duties additionally applicable for their bid:
a) | Excise Duty |  | Rs. | #REF!
b) | CST /VAT |  | Rs. | #REF!
c) | Entry Tax / Octroi |  | Rs. | #REF!
d) | Others |  | Rs. | #REF!
II) | Bidder has offered following discount(s)
III) | With regard to Entry Tax, it may be mentioned that the substations covered under the subject pacakge falls in State of MP, where an entry tax @ 1% of Purchase Price is applicable. In view of the above, the taxes and duties inter-alia including entry tax applicable for the bids are calculated : |  |  |  | Details of dicounts
a) | Ex-Works Price of Direct Supplies (after discount, if any) |  | Rs. | 0 | Gross LS | #REF! | #REF! | #REF! | Gross % | #REF! | #REF! | #REF!
b) | Excise Duty @ 10.3% of (a) above |  | Rs. | 0 |  |  |  | #REF! |  |  |  | #REF!
c) | CST / VAT @ 2% of Ex-Works of Direct Supplies (a) + ED (b) above |  | Rs. | #REF! | Sch-1 Direct LS | #REF! | #REF! | #REF! | Sch-1 Direct % | #REF! | #REF! | #REF!
d) | Others |  | Rs. |  | Sch-1 BO LS | #REF! | #REF! | #REF! | Sch-1 BO % | #REF! | #REF! | #REF!
e) | Purchase Price for Entry Tax (Total Ex-Works+F&I+ED+CST+Others) |  | Rs. | #REF! | Sch-2 LS | #REF! | #REF! | #REF! | Sch-2 % | #REF! | #REF! | #REF!
f) | Entry Tax @ 1% of (e) above |  | Rs. | #REF! | Sch-3 LS | #REF! | #REF! | #REF! | Sch-3 % | #REF! | #REF! | #REF!
[5 empty] | Sch-7 LS | #REF! | #REF! | #REF! | Sch-7 % | #REF! | #REF! | #REF!
400kV AIS Substation Extn. Package-SS01 for (i) Extension of 400/220kV Bikaner-II PS under Implementation of 220kV bays for RE generators and 400/220kV ICTs at Bikaner-II PS.; (ii) Extension of 400/220kV Patiala S/s associated with Augmentation of transformation capacity at 400/220kV Kurukshetra (PG) & Patiala (PG) Substation (iii) Extension of 400/220kV Ranchi S/s under Eastern Region Expansion Scheme-XXVI (ERES-XXVI) (iv) Extension of 765kV Chilkaluripeta S/s associated with Requirement of 765kV spare (1- Ph) Reactor unit at 765kV Chilkaluripeta (Part-B). |  | Statement of Quoted / Corrected Prices |  | Page | Different Manner | #REF!
[5 empty] | Text for Discount | #REF!
#REF!
#REF!

## N to W (hidden)
0
Rs. Zero Only
0
0
0
0
0
0
1 | One
2 | Two
3 | Three
4 | Four
5 | Five
6 | Six
7 | Seven
8 | Eight
9 | Nine
10 | Ten
11 | Eleven
12 | Twelve
13 | Thirteen
14 | Fourteen
15 | Fifteen
16 | Sixteen
17 | Seventeen
18 | Eighteen
19 | Nineteen
20 | Twenty
21 | Twenty One
22 | Twenty Two
23 | Twenty Three
24 | Twenty Four
25 | Twenty Five
26 | Twenty Six
27 | Twenty Seven
28 | Twenty Eight
29 | Twenty Nine
30 | Thirty
31 | Thirty One
32 | Thirty Two
33 | Thirty Three
34 | Thirty Four
35 | Thirty Five
36 | Thirty Six
37 | Thirty Seven
38 | Thirty Eight
39 | Thirty Nine
40 | Forty
41 | Forty One
42 | Forty Two
43 | Forty Three
44 | Forty Four
45 | Forty Five
46 | Forty Six
47 | Forty Seven
48 | Forty Eight
49 | Forty Nine
50 | Fifty
51 | Fifty One
52 | Fifty Two
53 | Fifty Three
54 | Fifty Four
55 | Fifty Five
56 | Fifty Six
57 | Fifty Seven
58 | Fifty Eight
59 | Fifty Nine
60 | Sixty
61 | Sixty One
62 | Sixty Two
63 | Sixty Three
64 | Sixty Four
65 | Sixty Five
66 | Sixty Six
67 | Sixty Seven
68 | Sixty Eight
69 | Sixty Nine
70 | Seventy
71 | Seventy One
72 | Seventy Two
73 | Seventy Three
74 | Seventy Four
75 | Seventy Five
76 | Seventy Six
77 | Seventy Seven
78 | Seventy Eight
79 | Seventy Nine
80 | Eighty
81 | Eighty One
82 | Eighty Two
83 | Eighty Three
84 | Eighty Four
85 | Eighty Five
86 | Eighty Six
87 | Eighty Seven
88 | Eighty Eight
89 | Eighty Nine
90 | Ninety
91 | Ninety One
92 | Ninety Two
93 | Ninety Three
94 | Ninety Four
95 | Ninety Five
96 | Ninety Six
97 | Ninety Seven
98 | Ninety Eight
99 | Ninety Nine
100 | One Hundred