## Basic (hidden)
Package Name | 400kV GIS Substation Package SS 155 for (i) Extension of 400/220kV Navi Mumbai (GIS) (PG) S/s associated with ‘Augmentation of Transformation capacity by 400/220 kV, 1x500 MVA (3rd) ICT at Navi Mumbai (GIS) (PG) S/s in Maharashtra’ and (ii) Extension of 400kV KPS3 (GIS) S/S associated with ‘Transmission System for providing connectivity to M/s Sarjan Realties Pvt Ltd. (1100MW) at KPS3 (400kV Sec-I)’.
Direct
| 400kV GIS Substation Package SS 155 | Bought-out
Specification No. | CC/NT/W-GIS/DOM/A00/26/01351

## Cover
Price Schedules (Rev 01) | 400kV GIS Substation Package SS 155 for (i) Extension of 400/220kV Navi Mumbai (GIS) (PG) S/s associated with ‘Augmentation of Transformation capacity by 400/220 kV, 1x500 MVA (3rd) ICT at Navi Mumbai (GIS) (PG) S/s in Maharashtra’ and (ii) Extension of 400kV KPS3 (GIS) S/S associated with ‘Transmission System for providing connectivity to M/s Sarjan Realties Pvt Ltd. (1100MW) at KPS3 (400kV Sec-I)’. |  |  | 400kV GIS Substation Package SS 155
CC/NT/W-GIS/DOM/A00/26/01351
| 1 | Fill up only green shaded cells in Sch-1, Sch-2, Sch-3, Sch-4, Sch-5, Sch-7, Discount (Optional), Guarantee Declariation and Bid Form 2nd Envelope.
| 2 | All the cells in Sch-6 are auto filled, therefore no cell is required to be filled up there.
| 3 | Instructions / error messages, if any, will be displayed automatically after selecting the cell.
| 4 | After filling up all the schedues, save the file, take print out of all the schedules and Bid form and sign & stamp and submit them as hard copy of the 2nd envelope (Price part) of the bid. Also ensure to submit the soft copy of the the same file on CD/ DVD.
Click to skip Instructions & Proceed
Click for Detailed General Instructions
General guidelines for filling up the Price Schedules, Sch-1 to Sch-7

## Cover_Junk (hidden)
ORIGINAL
Price Schedules | 400kV GIS Substation Package SS 155 for (i) Extension of 400/220kV Navi Mumbai (GIS) (PG) S/s associated with ‘Augmentation of Transformation capacity by 400/220 kV, 1x500 MVA (3rd) ICT at Navi Mumbai (GIS) (PG) S/s in Maharashtra’ and (ii) Extension of 400kV KPS3 (GIS) S/S associated with ‘Transmission System for providing connectivity to M/s Sarjan Realties Pvt Ltd. (1100MW) at KPS3 (400kV Sec-I)’. |  | Substation Package SS-01
CC/NT/W-GIS/DOM/A00/26/01351
| 1 | Fill up only green shaded cells in Sch-1, Sch-2, Sch-3, Sch-5, Sch-7 and Bid Form 2nd Envelope.
| 2 | All the cells in Sch-4 & Sch-6 are auto filled, therefore no cell is required to be filled up there.
| 3 | Instructions / error messages, if any, will be displayed automatically after selecting the cell.
| 4 | After filling up all the schedues, save the file, take print out of all the schedules and Bid form and sign & stamp and submit them as hard copy of the 2nd envelope (Price part) of the bid. Also ensure to submit the soft copy of the the same file on CD/ DVD.
पावर ग्रिड कारपोरेशन ऑफ इण्डिया लिमिटेड
(भारत सरकार का उद्यम)
Power Grid Corporation of India Limited
(A Government of India Enterprises)
Click to skip Instructions & Proceed
Click for Detailed General Instructions
General guidelines for filling up the Price Schedules, Sch-1 to Sch-7

## Instructions (hidden)
General Instruction to the Bidders for filling up this workbook of Price Schedules for Package TW13
I | While filling up the worksheets following may please be observed :
| (i) | Fill up only green shaded cells.
| (ii) | Certain data type entries have been restricted, such as Numeric values or limits of numeric values.
| (iii) | Select only the options provided in pull down menus.
| (iv) | Do not link any cell of this work book with any other work book.
| (v) | Do not use copy & paste or cut & paste options for filling up the data.
| (vi) | Do not reformat any of the cell of the work book.
II | This Workbook consists of following worksheets :
Cover :
Opening page of the workbook.
Names of Bidder :
| ● | Select Sole Bidder or JV (Joint Venture) from the pull down menu. Do not leave this cell blank.
| ● | Select nos. of the JV Partners other than the Lead Partner from drop down menu.
| ● | In case of JV partners more than 2, enter details of 3rd & more partners along with details of 2nd partner.
| ● | Fill up names and address of the Sole Bidder and /or Joint Venture.
| ● | Fill up date in dd-mm-yyyy format from drop down menu.
| ● | Click for Sch-1 given at the right top of the worksheet to go to Sch-1.
Sch-1 (Ex-works Prices) :
| ● | Fill up unit rates for all the items in numeric values greater than 0 (zero). If unit rate is left blank, the corresponding item shall be deemed to be included in the total price.
| ● | Corresponding cell for mode of transaction shall be come enable only after filling up the unit rate, therefore first fill up the unit rate and then mode of transaction for the corresponding item.
| ● | Select either Direct or Bought-out from the drop down menu. Do not leave the cell blank the same shall be deemed to be Bought-out if the cell is left blank.
| ● | Total amount shall get calculated automatically.
| ● | Type Test charges shall appear automatically after filling up Sch-7 appropriately.
Sch-2 (Freight & Insurance Charges) :
| ● | Fill up unit rates for all the items in numeric values greater than 0 (zero). If unit rate is left blank, the corresponding item shall be deemed to be included in the total price.
| ● | Total amount shall get calculated automatically.
Sch-3 (Erection Charges) :
| ● | Fill up unit rates for all the items in numeric values greater than 0 (zero). If unit rate is left blank, the corresponding item shall be deemed to be included in the total price.
| ● | Total amount shall get calculated automatically.
Sch-4 (Training Charges) :
| ● | Not applicable, hence no cell is required to be filled up.
Sch-5 (Summary of Taxes and Duties applicable on the Goods) :
| ● | Fill up applicable rate of Excise Duty. The amount of Excise Duty on the items mentioned as Direct in the mode of transaction in Schedule-1 shall be calculated automatically at the rate mentioned by the bidder here.
| ● | Segregate and fill up the amount on which Sales Tax shall be applicable out of Ex-works supply items mentioned as direct in the mode of transaction in Schedule-1. Applicable Excise Duty on this amount will be calculated automatically at the rate mentioned by the bidder. Further, fill up the rate of applicable Sales Tax. Amount of Sales Tax shall be automatically calculated on the amount mentioned by the bidder as subjected to Sales Tax plus applicable Excise Duty at the rate mentioned by the Bidder.
| ● | Difference of total amount quoted by the bidder as Direct Transaction and the amount mentioned by him subjected to Sales Tax shall be considered as the amount on which VAT shall become applicable and the same shall be calculated & displayed automatically. Applicable Excise Duty on this amount at the rate mentioned by the bidder shall also be calculated & displayed automatically. Fill up the rate of applicable VAT. The amount of VAT shall be calculated automatically on the amount considered to be subjected to VAT plus applicable Excise Duty at the rate mentioned by the bidder here.
| ● | Amount as per details filled up by the bidder in the work sheets Entry Tax, Octroi and other Taxes & Duties shall be displayed in this work sheet Sch-5 but will not be added to the grand total and shall be considered as applicable.
| ● | Click at the links to go to the work sheets Entry Tax, Octroi and other Taxes & Duties one by one.
Entry Tax :
| ● | Fill the description, amount and rate of applicable Entry Tax. Total of this worksheet shall be displayed in Sch -5 (Taxes & Duties)
| ● | Click at the link to go back to Sch-5.
OCTROI :
| ● | Fill the description, amount and rate of applicable Octroi. Total of this worksheet shall be displayed in Sch -5 (Taxes & Duties)
| ● | Click at the link to go back to Sch-5.
Other Taxes & Duties :
| ● | Fill the description, amount and rate of applicable Other Taxes & Duties. Total of this worksheet shall be displayed in Sch -5 (Taxes & Duties)
| ● | Click at the link to go back to Sch-5.
Sch -6 :
| ● | Summary of all the Schedules without considering discount (mentioned in the work sheet discount) shall be displayed automatically.
| ● | No cell is required to be filled in by the bidder in this worksheet.
Sch-7 (Type Test Charges) :
| ● | Fill up the rates & location where type tests are proposed.
| ● | Total of this Sch-7 shall automatically appear in Sch-1.
Bid form 2nd Envelope :
| ● | Fill up ref. no. as bidder's ref no. of this letter.
| ● | This letter shall consider the net price as per Sch-6 (After Discount).
| ● | Fill up names & Designation of the representatives of other JV partner(s) if the bidder is JV (Joint Venture) .
| ● | Fill up additional information as required.
* * *
Happy Bidding !
Click to Proceed

## Names of Bidder
400kV GIS Substation Package SS 155 for (i) Extension of 400/220kV Navi Mumbai (GIS) (PG) S/s associated with ‘Augmentation of Transformation capacity by 400/220 kV, 1x500 MVA (3rd) ICT at Navi Mumbai (GIS) (PG) S/s in Maharashtra’ and (ii) Extension of 400kV KPS3 (GIS) S/S associated with ‘Transmission System for providing connectivity to M/s Sarjan Realties Pvt Ltd. (1100MW) at KPS3 (400kV Sec-I)’.
CC/NT/W-GIS/DOM/A00/26/01351 |  |  | Sole Bidder | 1
|  |  | JV (Joint Venture) | Other Partner
Enter following details of the bidder
Specify type of Bidder [Select from drop down menu] |  | 2 | 0
Name of Lead Partner
Address of Lead Partner
Name of other Partner - 2 (more, if any)
Address of other Partner - 2 (more, if any)
Printed Name
Designation
Date | 31
Place
Click for Sch-1

## Sch-1
CC/NT/W-GIS/DOM/A00/26/01351 | [10 empty] | Schedule-1 (Rev 01)
400kV GIS Substation Package SS 155 for (i) Extension of 400/220kV Navi Mumbai (GIS) (PG) S/s associated with ‘Augmentation of Transformation capacity by 400/220 kV, 1x500 MVA (3rd) ICT at Navi Mumbai (GIS) (PG) S/s in Maharashtra’ and (ii) Extension of 400kV KPS3 (GIS) S/S associated with ‘Transmission System for providing connectivity to M/s Sarjan Realties Pvt Ltd. (1100MW) at KPS3 (400kV Sec-I)’.
(SCHEDULE OF RATES AND PRICES)
To:
Bidder’s Name and Address (Lead Partner) : | [7 empty] | Contract Services
Name : | [7 empty] | Power Grid Corporation of India Ltd.,
Address : | [7 empty] | "Saudamini", Plot No.-2
Sector-29,
Gurugram (Haryana) - 122001
Plant and Equipment (including Mandatory Spares Parts) to be supplied, including Type Test Charges for Tests to be conducted.
(All Prices are in Indian Rupees)
SI. No. | Activity Description | Material Code | HSN Code | Whether HSN in column ‘6’ is confirmed. If not indicate applicable the HSN code # | Rate of GST applicable ( in %) | Whether rate of GST in column ‘8’ is confirmed. If not indicate applicable rate of GST # | Item Description | Unit | Qty. | Unit Ex-Works Price (excluding GST) | Total Ex-Works Price (excluding GST) |  | GST Before Discount | Discount | Total Price after discount | GST After Discount
1 | 2 | 3 | 4 | 5 | 6 | 7 | 8 | 9 | 10 | 11 | 12 = 10 X 11 | [6 empty] | 66
I | KPS-3 Extension for 2No.400kV Line Bay | [15 empty] | 0
1 | 400KV AIS Equipment | 1000020419 | 85354010 |  | 18 |  | 336kV Surge Arrester (1-phase) | EA | 3 |  | INCLUDED | 0 | 0 | 0 | 0 | 0
2 | 400KV AIS Equipment | 1000004401 | 85462040 |  | 18 |  | 420 kV, 1 phase Bus Post Insulator (except for Line Traps) | EA | 1 |  | INCLUDED | 0 | 0 | 0 | 0 | 0
3 | 400KV AIS Equipment | 1000004535 | 85359090 |  | 18 |  | 420 kV, 4400 pF Capacitive Voltage Transformer (1-Phase) | EA | 3 |  | INCLUDED | 0 | 0 | 0 | 0 | 0
4 | 400KV AIS Equipment | 1000004290 | 85176210 |  | 18 |  | 400kV,3150A,0.5mH ,63kA Line Trap | EA | 2 |  | INCLUDED | 0 | 0 | 0 | 0 | 0
5 | 400KV AIS Equipment | 1000004400 | 85462040 |  | 18 |  | 420 kV ,1 phase Bus Post Insulators for Line Traps | EA | 6 |  | INCLUDED | 0 | 0 | 0 | 0 | 0
6 | 400kV GIS Portion | 1000004505 | 85359030 |  | 18 |  | 420kV, 3150 A, 63 kA, SF6 GIS Tie baymodule(without PIR) as perSection-Project, Technicalspecification | SET | 1 |  | INCLUDED | 0 | 0 | 0 | 0 | 0
7 | 400kV GIS Portion | 1000032796 | 85389000 |  | 18 |  | 420KV, 3150A, 63KA SF6 TO AIR BUSHING including support structure | SET | 3 |  | INCLUDED | 0 | 0 | 0 | 0 | 0
8 | 400kV GIS Portion | 1000032802 | 85359030 |  | 18 |  | 420KV, 4000A,63KA GIS BUSBAR MODULE EXTENSION | SET | 2 |  | INCLUDED | 0 | 0 | 0 | 0 | 0
9 | 400kV GIS Portion | 1000004638 | 85359030 |  | 18 |  | 420 kV, 3150 A, 63 kA, SF6 GIS Linefeeder bay module(without PIR) as perSection-Project, Technicalspecification | SET | 2 |  | INCLUDED | 0 | 0 | 0 | 0 | 0
10 | 400kV GIS Portion | 1000059207 | 85359030 |  | 18 |  | 420KV, 3000A, 63KA, SINGLE PHASE, SF6 GAS INSULATED BUS DUCT (GIB)OUTSIDE GIS HALL ALONGWITH ASSOCIATED SUPPORT STRUCTURE, ETC. AS PERTECHNICAL SPECIFICATION | M | 250 |  | INCLUDED | 0 | 0 | 0 | 0 | 0
11 | 400kV GIS Portion | 1000077608 | 85359030 |  | 18 |  | 420KV,4000A, 63KA, 3-PHASE GIS EXTENSION PIECE (INTERFACE) MODULESUITABLE FOR EXTENDING EXISTING HYOSUNG MAKE GIS BUS BAR/DUCT AS PERTECHNICAL SPECIFICATION | SET | 2 |  | INCLUDED | 0 | 0 | 0 | 0 | 0
12 | Testing and Maintenace Equipment | 1000025440 | 85389000 |  | 18 |  | SF6 Gas processing Unit for 400kV GIS station | SET | 1 |  | INCLUDED | 0 | 0 | 0 | 0 | 0
13 | Testing and Maintenace Equipment | 1000032132 | 85389000 |  | 18 |  | SF6 GAS ANALYZER | EA | 1 |  | INCLUDED | 0 | 0 | 0 | 0 | 0
14 | Testing and Maintenace Equipment | 1000025329 | 90318000 |  | 18 |  | Portable Partial Discharge measurement test kitwith all necessary accessories,Industrial Grade Laptop and licensedsoftware as per Technicalspecification. | EA | 1 |  | INCLUDED | 0 | 0 | 0 | 0 | 0
15 | 400kV C&R Panels | 1000002165 | 85371000 |  | 18 |  | 400kV Circuit Breaker Relay Panel with Auto Reclose (with Automation) | EA | 3 |  | INCLUDED | 0 | 0 | 0 | 0 | 0
16 | 400kV C&R Panels | 1000002146 | 85371000 |  | 18 |  | Augmentation of existing 400kV bus bar protection scheme.(No. of baysas per specification)-(with Automation) | SET | 1 |  | INCLUDED | 0 | 0 | 0 | 0 | 0
17 | 400kV C&R Panels | 1000003398 | 85371000 |  | 18 |  | 400kV Line Protection Panel (with Automation) | EA | 1 |  | INCLUDED | 0 | 0 | 0 | 0 | 0
18 | Substation Automation System | 1000003409 | 85371000 |  | 18 |  | Augmentation of Substation automation System for 400kV Main bay as perTechnical Specification | EA | 2 |  | INCLUDED | 0 | 0 | 0 | 0 | 0
19 | Substation Automation System | 1000003411 | 85371000 |  | 18 |  | Augmentation of Substation automation System for 400kV Tie bay as perTechnical Specification | EA | 1 |  | INCLUDED | 0 | 0 | 0 | 0 | 0
20 | Erection Hardware | 1000011336 | 72169990 |  | 18 |  | Erection Hardware for 400kV I type layout for GIS terminationarrangement-Line bay as per technical specification | SET | 1 |  | INCLUDED | 0 | 0 | 0 | 0 | 0
21 | AC&Ventilation system | 1000025963 | 84151090 |  | 18 |  | Air conditioning sys-400kV GIS Hall LCC | SET | 1 |  | INCLUDED | 0 | 0 | 0 | 0 | 0
22 | AC&Ventilation system | 1000022409 | 84159000 |  | 18 |  | Ventillation system for 400kV GIS Hall Ext | SET | 1 |  | INCLUDED | 0 | 0 | 0 | 0 | 0
23 | Cable | 1000000443 | 85446020 |  | 18 |  | 1.1kV grade Power Cables (PVCinsulated)along withlugs,glands,straight joints &accessories,etc. | LS | 1 |  | INCLUDED | 0 | 0 | 0 | 0 | 0
24 | Cable | 1000000442 | 85446020 |  | 18 |  | 1.1kV grade Control Cables (PVCinsulated) along withlugs,glands,straight joints &accessories,etc. | LS | 1 |  | INCLUDED | 0 | 0 | 0 | 0 | 0
25 | Cable | 1000000444 | 85446090 |  | 18 |  | 1.1kV grade Power Cables (XLPEinsulated) along withlugs,glands,straight joints &accessories,etc. | LS | 1 |  | INCLUDED | 0 | 0 | 0 | 0 | 0
26 | Illumination | 1000038387 | 94051090 |  | 18 |  | LED FLOOD LIGHT LUMINARIESTYPE FL-1 (150W) AS PER TECHNICALSPECIFICATION | EA | 20 |  | INCLUDED | 0 | 0 | 0 | 0 | 0
27 | Illumination | 1000038325 | 94059900 |  | 18 |  | LIGHTING FIXTURE LED LUMINAIRES TYPE FL2 AS PER TECH. SPECIFICATIONS | EA | 20 |  | INCLUDED | 0 | 0 | 0 | 0 | 0
28 | Illumination | 1000004952 | 94059900 |  | 18 |  | 63A, 415V : Interlocked switch socket outdoor Receptacle (type RP) asper technical specifications | EA | 1 |  | INCLUDED | 0 | 0 | 0 | 0 | 0
29 | Illumination | 1000014547 | 85371000 |  | 18 |  | Lighting Panel type ACP-2 as per technical specification | EA | 1 |  | INCLUDED | 0 | 0 | 0 | 0 | 0
30 | Illumination | 1000049467 | 94059900 |  | 18 |  | INDOOR LIGHTNING FOR GIS BUILDING (AS PER TECHNICAL SPECIFICATION) including AHU & Relay Rooms as applicable | SET | 1 |  | INCLUDED | 0 | 0 | 0 | 0 | 0
31 | Fire Protection System | 1000012022 | 84241000 |  | 18 |  | 4.5 kg CO2 type Portable Fire extinguisher | EA | 5 |  | INCLUDED | 0 | 0 | 0 | 0 | 0
32 | Fire Protection System | 1000012024 | 84241000 |  | 18 |  | Fire Extinguisher Dry Chemical Powder Type(5 Kg) for control room. | EA | 2 |  | INCLUDED | 0 | 0 | 0 | 0 | 0
33 | Fire Protection System | 1000012010 | 85311020 |  | 18 |  | Fire Detection and Alarm System for 400kV GIS Hall | SET | 1 |  | INCLUDED | 0 | 0 | 0 | 0 | 0
34 | Fire Protection System | 1000012037 | 84819090 |  | 18 |  | Hydrant system, complete U/G piping and accessories etc. outside thePump House for Fire Protection of 400/220kV (Ext) Substation | SET | 1 |  | INCLUDED | 0 | 0 | 0 | 0 | 0
35 | Main Earthmat | 1000032055 | 72159090 |  | 18 |  | 40 MM MS ROD FOR MAIN EARTHMAT | KM | 2 |  | INCLUDED | 0 | 0 | 0 | 0 | 0
36 | VMS | 1000030433 | 85287390 |  | 18 |  | COLOR IP CAMERA, WITH PAN, TILT AND ZOOM FACILITIES, ALONGWITH ALLREQUIRED ITEMS, ACCESSORIES, LINE INTERFACE UNITS, FIBER PATCH CORDS,POWER SUPPLY UNITS, JUNCTION BOXES, CABLES, FIBER OPTIC CABLES, ETC.,AND INCLUDING INTEGRATION IN EXISTING HARDWARE AND SOFTWARE FORAUGMENTATION OF VISUAL MONITORING SYSTEM AS PER TECHNICALSPECIFICATION. | SET | 1 |  | INCLUDED | 0 | 0 | 0 | 0 | 0
37 | 400kV GIS Portion Mandetory spare | 1000049808 | 85359030 |  | 18 |  | PRESSURE SWITCHES OF EACH TYPE (FOR HYDRAULIC OPERATED MECHANISM, IFAPPLICABLE)-400KV GIS CIRCUIT BREKAER | SET | 1 |  | INCLUDED | 0 | 0 | 0 | 0 | 0
38 | 400kV GIS Portion Mandetory spare | 1000049805 | 85359030 |  | 18 |  | PRESSURE GAUGE WITH COUPLING DEVICE OF EACH TYPE (FOR HYDRAULICOPERATED MECHANISM, IF APPLICABLE)-400KV GIS CIRCUIT BREKAER | SET | 1 |  | INCLUDED | 0 | 0 | 0 | 0 | 0
39 | 400kV GIS Portion Mandetory spare | 1000058321 | 85359030 |  | 18 |  | 400KV GIS CIRCUIT BREAKER-HYDRAULIC OIL (5% OF TOTAL OIL QUANTITY)(FOR HYDRAULIC OPERATED MECHANISM, IF APPLICABLE) | SET | 1 |  | INCLUDED | 0 | 0 | 0 | 0 | 0
40 | 400kV GIS Portion Mandetory spare | 1000049799 | 85359030 |  | 18 |  | PRESSURE RELIEF DEVICE OF EACH TYPE (FOR HYDRAULIC OPERATED MECHANISM,IF APPLICABLE)-400KV GIS CIRCUIT BREKAER | SET | 1 |  | INCLUDED | 0 | 0 | 0 | 0 | 0
41 | 400kV GIS Portion Mandetory spare | 1000058325 | 85359030 |  | 18 |  | 400KV GIS CIRCUIT BREAKER-COMPLETE SPRING OPERATING MECHANISMINCLUDING CHARGING MECHANISM ETC. (FOR SPRING OPERATED MECHANISM, IFAPPLICABLE) | SET | 1 |  | INCLUDED | 0 | 0 | 0 | 0 | 0
42 | 400kV GIS Portion Mandetory spare | 1000058318 | 85359030 |  | 18 |  | 400KV GIS CIRCUIT BREAKER- COMPLETE HYDRAULIC-SPRING OPERATINGMECHANISM INCLUDING CHARGING MECHANISM ETC. (FOR HYDRAULIC-SPRINGOPERATED MECHANISM, IF APPLICABLE) | SET | 1 |  | INCLUDED | 0 | 0 | 0 | 0 | 0
43 | 400kV GIS Portion Mandetory spare | 1000049495 | 85359030 |  | 18 |  | PRESSURE SWITCHES OF EACH TYPE FOR420KV GIS CIRCUIT BREAKER (ForHydraulic-Spring Operated Mechanism, ifapplicable) | SET | 1 |  | INCLUDED | 0 | 0 | 0 | 0 | 0
44 | 400kV GIS Portion Mandetory spare | 1000049802 | 85359030 |  | 18 |  | PRESSURE GAUGE WITH COUPLING DEVICE OF EACH TYPE (FOR HYDRAULIC-SPRINGOPERATED MECHANISM, IF APPLICABLE)-400KV GIS CIRCUIT BREKAER | SET | 1 |  | INCLUDED | 0 | 0 | 0 | 0 | 0
45 | 400kV GIS Portion Mandetory spare | 1000058374 | 85359030 |  | 18 |  | 400kV GIS- Single phase of 3150Adisconnector switch including maincircuit, enclosure, driving mechanismand support insulator etc., complete inall respect (Note 1- The contractorshall supply spare for disconnectorswitch to ensure one to one replacementof all disconnector switch supplied asmain equipment without any requirementof modification in fittings at site tocover all different types ofdisconnector switch supplied. In case,quantity of supplied dis-connectorswitch types (for one to onereplacement) are more than the quantitymentioned in BPS for spare, thecontractor shall supply theseadditional types of disconnector switchwithout any additional priceimplication to POWERGRID and quantitiesof these additional type ofdisconnector switch are deem to beincluded in the quantities mentioned inBPS for spare disconnector. Note 2 - Incase, Dis-connector Switch (DS) & EarthSwitch (ES) is provided in a sameenclosure with common operatingmechanism, then the module comprisingof Dis-connector & Earth switch insingle enclosure with common operatingmechanism is to be provided under thehead of spare Dis-connector only. Note3- In case, Dis-connector Switch (DS)&Earth Switch (ES) is provided in asame enclosure with separate operatingmechanism, then the module comprisingof Dis-connector & Earth switch insingle enclosure with separateoperating mechanism is to be providedunder the head of spare Dis-connectoronly.) | EA | 2 |  | INCLUDED | 0 | 0 | 0 | 0 | 0
46 | 400kV GIS Portion Mandetory spare | 1000058314 | 85359030 |  | 18 |  | 400KV GIS- SINGLE PHASE MAINTENANCE EARTHING SWITCH INCLUDING MAINCIRCUIT, ENCLOSURE, DRIVING MECHANISM AND SUPPORT INSULATOR ETC.,COMPLETE IN ALL RESPECT (NOTE 1 - IN CASE, DIS-CONNECTOR SWITCH (DS) &EARTH SWITCH (ES) IS PROVIDED IN A SAME ENCLOSURE WITH COMMONOPERATING MECHANISM, THEN THE MODULE COMPRISING OF DIS-CONNECTOR &EARTH SWITCH IN SINGLE ENCLOSURE WITH COMMON OPERATING MECHANISM IS TOBE PROVIDED UNDER THE HEAD OF SPARE DIS-CONNECTOR ONLY. NOTE 2 - INCASE, DIS-CONNECTOR SWITCH (DS) & EARTH SWITCH (ES) IS PROVIDED IN ASAME ENCLOSURE WITH SEPARATE OPERATING MECHANISM, THEN THE MODULECOMPRISING OF DIS-CONNECTOR & EARTH SWITCH IN SINGLE ENCLOSURE WITHSEPARATE OPERATING MECHANISM IS TO BE PROVIDED UNDER THE HEAD OF SPAREDIS-CONNECTOR ONLY.) | EA | 1 |  | INCLUDED | 0 | 0 | 0 | 0 | 0
47 | 400kV GIS Portion Mandetory spare | 1000058310 | 85359030 |  | 18 |  | 400KV GIS - SINGLE PHASE FAST EARTHING SWITCH INCLUDING MAIN CIRCUIT,ENCLOSURE, DRIVING MECHANISM AND SUPPORT INSULATOR ETC., COMPLETE INALL RESPECT (NOTE 1 - IN CASE, DIS-CONNECTOR SWITCH (DS) & EARTHSWITCH (ES) IS PROVIDED IN A SAME ENCLOSURE WITH COMMON OPERATINGMECHANISM, THEN THE MODULE COMPRISING OF DIS-CONNECTOR & EARTH SWITCHIN SINGLE ENCLOSURE WITH COMMON OPERATING MECHANISM IS TO BE PROVIDEDUNDER THE HEAD OF SPARE DIS-CONNECTOR ONLY. NOTE 2 - IN CASE,DIS-CONNECTOR SWITCH (DS) & EARTH SWITCH (ES) IS PROVIDED IN A SAMEENCLOSURE WITH SEPARATE OPERATING MECHANISM, THEN THE MODULECOMPRISING OF DIS-CONNECTOR & EARTH SWITCH IN SINGLE ENCLOSURE WITHSEPARATE OPERATING MECHANISM IS TO BE PROVIDED UNDER THE HEAD OF SPAREDIS-CONNECTOR ONLY.) | EA | 1 |  | INCLUDED | 0 | 0 | 0 | 0 | 0
48 | 400kV GIS Portion Mandetory spare | 1000058305 | 85359030 |  | 18 |  | OPEN/CLOSE CONTACTOR ASSEMBLY, TIMERS, KEY INTERLOCK, INTERLOCKINGCOILS, RELAYS, PUSH BUTTONS, INDICATING LAMPS, POWER CONTACTORS,RESISTORS, FUSES, MCBS & DRIVE CONTROL CARDS ETC. (AS APPLICABLE) ONEOF EACH TYPE FOR ONE COMPLETE MOM BOX FOR 400KV GIS DISCONNECTORSWITCH | SET | 1 |  | INCLUDED | 0 | 0 | 0 | 0 | 0
49 | 400kV GIS Portion Mandetory spare | 1000058312 | 85359030 |  | 18 |  | OPEN/CLOSE CONTACTOR ASSEMBLY, TIMERS, KEY INTERLOCK, INTERLOCKINGCOILS, RELAYS, PUSH BUTTONS, INDICATING LAMPS, POWER CONTACTORS,RESISTORS, FUSES, MCBS & DRIVE CONTROL CARDS ETC. (AS APPLICABLE) ONEOF EACH TYPE FOR ONE COMPLETE MOM BOX FOR 400KV GIS MAINTENANCE EARTHSWITCH | SET | 1 |  | INCLUDED | 0 | 0 | 0 | 0 | 0
50 | 400kV GIS Portion Mandetory spare | 1000058308 | 85359030 |  | 18 |  | OPEN/CLOSE CONTACTOR ASSEMBLY, TIMERS, KEY INTERLOCK, INTERLOCKINGCOILS, RELAYS, PUSH BUTTONS, INDICATING LAMPS, POWER CONTACTORS,RESISTORS, FUSES, MCBS & DRIVE CONTROL CARDS ETC. (AS APPLICABLE) ONEOF EACH TYPE FOR ONE COMPLETE MOM BOX FOR 400KV GIS FAST EARTHINGSWITCH | SET | 1 |  | INCLUDED | 0 | 0 | 0 | 0 | 0
51 | 400kV GIS Portion Mandetory spare | 1000049776 | 85359030 |  | 18 |  | LIMIT SWITCHES AND AUX. SWITCHES FOR ONE COMPLETE MOM BOX FORDISCONNECTOR-400KV GIS | SET | 1 |  | INCLUDED | 0 | 0 | 0 | 0 | 0
52 | 400kV GIS Portion Mandetory spare | 1000049778 | 85359030 |  | 18 |  | LIMIT SWITCHES AND AUX. SWITCHES FOR ONE COMPLETE MOM BOX FORMAINTENANCE EARTHING SWITCH-400KV GIS | SET | 1 |  | INCLUDED | 0 | 0 | 0 | 0 | 0
53 | 400kV GIS Portion Mandetory spare | 1000049777 | 85359030 |  | 18 |  | LIMIT SWITCHES AND AUX. SWITCHES FOR ONE COMPLETE MOM BOX FOR FASTEARTHING SWITCH (IF APPLICABLE)-400KV GIS | SET | 1 |  | INCLUDED | 0 | 0 | 0 | 0 | 0
54 | 400kV GIS Portion Mandetory spare | 1000058306 | 85359030 |  | 18 |  | DRIVE MECHANISM FOR 400KV GIS DISCONNECTOR SWITCH | SET | 1 |  | INCLUDED | 0 | 0 | 0 | 0 | 0
55 | 400kV GIS Portion Mandetory spare | 1000058313 | 85359030 |  | 18 |  | DRIVE MECHANISM FOR 400KV GIS MAINTENANCE EARTH SWITCH | SET | 1 |  | INCLUDED | 0 | 0 | 0 | 0 | 0
56 | 400kV GIS Portion Mandetory spare | 1000058309 | 85359030 |  | 18 |  | DRIVE MECHANISM FOR 400KV GIS FAST EARTHING SWITCH | SET | 1 |  | INCLUDED | 0 | 0 | 0 | 0 | 0
57 | 400kV GIS Portion Mandetory spare | 1000058307 | 85359030 |  | 18 |  | MOTOR FOR DRIVE MECHANISM FOR 400KV GIS DISCONNECTOR SWITCH | EA | 1 |  | INCLUDED | 0 | 0 | 0 | 0 | 0
58 | 400kV GIS Portion Mandetory spare | 1000058315 | 85359030 |  | 18 |  | MOTOR FOR DRIVE MECHANISM FOR 400KVGIS MAINTENANCE EARTH SWITCH | EA | 1 |  | INCLUDED | 0 | 0 | 0 | 0 | 0
59 | 400kV GIS Portion Mandetory spare | 1000058311 | 85359030 |  | 18 |  | MOTOR FOR DRIVE MECHANISM FOR 400KV GIS FAST EARTHING SWITCH | EA | 1 |  | INCLUDED | 0 | 0 | 0 | 0 | 0
60 | 400kV GIS Portion Mandetory spare | 1000058327 | 85359030 |  | 18 |  | 400KV GIS- SINGLE PHASE OF CURRENT TRANSFORMER (3 CORES, TYPE-CTA)WITH ASSOCIATED ENCLOSURE AND PRIMARY CONDUCTOR COMPLETE IN ALLRESPECT | EA | 1 |  | INCLUDED | 0 | 0 | 0 | 0 | 0
61 | 400kV GIS Portion Mandetory spare | 1000058326 | 85359030 |  | 18 |  | 400KV GIS- SINGLE PHASE OF CURRENT TRANSFORMER (2 CORES, TYPE-CTB)WITH ASSOCIATED ENCLOSURE AND PRIMARY CONDUCTOR COMPLETE IN ALLRESPECT | EA | 1 |  | INCLUDED | 0 | 0 | 0 | 0 | 0
62 | 400kV GIS Portion Mandetory spare | 1000058332 | 85359030 |  | 18 |  | 400KV GIS-SF6 GAS PRESSURE RELIEF DEVICE ASSEMBLY OF EACH TYPE | EA | 1 |  | INCLUDED | 0 | 0 | 0 | 0 | 0
63 | 400kV GIS Portion Mandetory spare | 1000049817 | 85359030 |  | 18 |  | SF6 PRESSURE GAUGE CUM SWITCH /DENSITY MONITORS AND PRESSURESWITCH AS APPLICABLE, OF EACH TYPE-400KV GIS | SET | 2 |  | INCLUDED | 0 | 0 | 0 | 0 | 0
64 | 400kV GIS Portion Mandetory spare | 1000049753 | 85359030 |  | 18 |  | COUPLING DEVICE FOR PRESSURE GAUGE CUM SWITCH FOR CONNECTINGGAS HANDLING PLANT OF EACH TYPE-400KV GIS | SET | 1 |  | INCLUDED | 0 | 0 | 0 | 0 | 0
65 | 400kV GIS Portion Mandetory spare | 1000049762 | 85359030 |  | 18 |  | RUBBER GASKETS, Ã‚â‚¬Å’OÃ‚â‚¬Â RINGS AND SEALS FOR SF6 GAS FOR GISENCLOSURE OF EACH TYPE-400KV GIS | SET | 2 |  | INCLUDED | 0 | 0 | 0 | 0 | 0
66 | 400kV GIS Portion Mandetory spare | 1000058330 | 85359030 |  | 18 |  | 400KV GIS-MOLECULAR FILTER FOR SF6 GAS WITH FILTER BAGS (5 % OF TOTALWEIGHT) | SET | 1 |  | INCLUDED | 0 | 0 | 0 | 0 | 0
67 | 400kV GIS Portion Mandetory spare | 1000049750 | 85359030 |  | 18 |  | CONTROL VALVES FOR SF6 GAS OF EACH TYPE-400KV GIS | SET | 2 |  | INCLUDED | 0 | 0 | 0 | 0 | 0
68 | 400kV GIS Portion Mandetory spare | 1000058331 | 85359030 |  | 18 |  | 400KV GIS-SF6 GAS (5 % OF TOTAL GAS QUANTITY) | LOT | 1 |  | INCLUDED | 0 | 0 | 0 | 0 | 0
69 | 400kV GIS Portion Mandetory spare | 1000049783 | 85359030 |  | 18 |  | LOCKING DEVICE TO KEEP THE DIS-CONNECTORS (ISOLATORS)AND EARTHING/FAST EARTHING SWITCHES IN CLOSE OR OPEN POSITION IN CASEOF REMOVAL OF THE DRIVING MECHANISM-400KV GIS | SET | 2 |  | INCLUDED | 0 | 0 | 0 | 0 | 0
70 | 400kV GIS Portion Mandetory spare | 1000049505 | 85359030 |  | 18 |  | UHF PD SENSORS OF EACH TYPE ALONG WITH BNC CONNECTOR FOR 420KV GIS | EA | 3 |  | INCLUDED | 0 | 0 | 0 | 0 | 0
71 | 400kV GIS Portion Mandetory spare | 1000058334 | 85359030 |  | 18 |  | 400KV GIS-SUPPORT INSULATORS (GAS THROUGH) OF EACH TYPE (COMPLETE WITHMETAL RING ETC.) ALONG WITH ASSOCIATED CONTACTS AND SHIELDS | EA | 3 |  | INCLUDED | 0 | 0 | 0 | 0 | 0
72 | 400kV GIS Portion Mandetory spare | 1000058329 | 85359030 |  | 18 |  | 400KV GIS-GAS BARRIERS OF EACH TYPE (COMPLETE WITH METAL RING ETC.)ALONG WITH ASSOCIATED CONTACTS AND SHIELDS | EA | 3 |  | INCLUDED | 0 | 0 | 0 | 0 | 0
73 | 400kV GIS Portion Mandetory spare | 1000058333 | 85359030 |  | 18 |  | 400KV GIS- 3150A SF6 TO AIR BUSHING COMPLETE IN ALL RESPECT | EA | 1 |  | INCLUDED | 0 | 0 | 0 | 0 | 0
74 | 400kV GIS Portion Mandetory spare | 1000049498 | 85359030 |  | 18 |  | LCC SPARES - AUX. RELAYS, CONTACTORS,PUSH BUTTONS, SWITCHES,LAMPS,ANNUNCIATION WINDOWS, MCB, FUSES,TIMERS, TERMINAL BLOCKS ETC. OF EACHTYPE & RATING-400kV GIS | SET | 1 |  | INCLUDED | 0 | 0 | 0 | 0 | 0
75 | 400kV GIS Portion Mandetory spare | 1000058317 | 85359030 |  | 18 |  | 400KV GIS-ONE POLE OF 3150A CIRCUIT BREAKER WITHOUT PIR WITHINTERRUPTER, MAIN CIRCUIT, ENCLOSURE AND OPERATING MECHANISM COMPLETEIN ALL RESPECT | SET | 1 |  | INCLUDED | 0 | 0 | 0 | 0 | 0
76 | 400kV GIS Portion Mandetory spare | 1000021873 | 85389000 |  | 18 |  | Trip coil assembly with resistor for420kV GIS Circuit Breaker (asapplicable) | SET | 3 |  | INCLUDED | 0 | 0 | 0 | 0 | 0
77 | 400kV GIS Portion Mandetory spare | 1000009208 | 85389000 |  | 18 |  | Closing coil assembly with resistor for420kV GIS Circuit Breaker (asapplicable) | SET | 3 |  | INCLUDED | 0 | 0 | 0 | 0 | 0
78 | 400kV GIS Portion Mandetory spare | 1000058324 | 85359030 |  | 18 |  | RELAYS, POWER CONTACTORS, PUSH BUTTONS, TIMERS & MCBS ETC. (ASAPPLICABLE) OF EACH TYPE FOR 400KV GIS CIRCUIT BREAKER | SET | 1 |  | INCLUDED | 0 | 0 | 0 | 0 | 0
79 | 400kV GIS Portion Mandetory spare | 1000007067 | 85389000 |  | 18 |  | Auxiliary switch assembly of each type for 420kV GIS Circuit Breaker | SET | 1 |  | INCLUDED | 0 | 0 | 0 | 0 | 0
80 | 400kV GIS Portion Mandetory spare | 1000058323 | 85359030 |  | 18 |  | 400KV GIS CIRCUIT BREAKER-OPERATION COUNTER | EA | 1 |  | INCLUDED | 0 | 0 | 0 | 0 | 0
81 | 400kV GIS Portion Mandetory spare | 1000058320 | 85359030 |  | 18 |  | 400KV GIS CIRCUIT BREAKER-HYDRAULIC OPERATING MECHANISM WITH DRIVEMOTOR (FOR HYDRAULIC OPERATED MECHANISM, IF APPLICABLE) | SET | 1 |  | INCLUDED | 0 | 0 | 0 | 0 | 0
82 | 400kV GIS Portion Mandetory spare | 1000049759 | 85359030 |  | 18 |  | HYDRAULIC FILTER OF EACH TYPE (FOR HYDRAULIC OPERATED MECHANISM, IFPPLICABLE)-400KV GIS CIRCUIT BREKAER | SET | 1 |  | INCLUDED | 0 | 0 | 0 | 0 | 0
83 | 400kV GIS Portion Mandetory spare | 1000058319 | 85359030 |  | 18 |  | 400KV GIS CIRCUIT BREAKER- HOSE PIPE OF EACH TYPE (AS APPLICABLE) (FORHYDRAULIC OPERATED MECHANISM, IF APPLICABLE) | SET | 1 |  | INCLUDED | 0 | 0 | 0 | 0 | 0
84 | 400kV GIS Portion Mandetory spare | 1000058322 | 85359030 |  | 18 |  | 400KV GIS CIRCUIT BREAKER - N2 ACCUMULATOR (FOR HYDRAULIC OPERATEDMECHANISM, IF APPLICABLE) | SET | 1 |  | INCLUDED | 0 | 0 | 0 | 0 | 0
85 | 400kV GIS Portion Mandetory spare | 1000049835 | 85359030 |  | 18 |  | VALVES OF EACH TYPE (FOR HYDRAULIC OPERATED MECHANISM, IFAPPLICABLE)-400KV GIS CIRCUIT BREKAER | SET | 1 |  | INCLUDED | 0 | 0 | 0 | 0 | 0
86 | 400kV GIS Portion Mandetory spare | 1000049795 | 85359030 |  | 18 |  | PIPE LENGTH (COPPER & STEEL) OF EACH SIZE & TYPE (FOR HYDRAULICOPERATED MECHANISM, IF APPLICABLE)-400KV GIS CIRCUIT BREKAER | SET | 1 |  | INCLUDED | 0 | 0 | 0 | 0 | 0
87 | Other Mandatory spare | 1000024186 | 85354010 |  | 18 |  | SPARES FOR 336KV SURGE ARRESTER | LS | 1 |  | INCLUDED | 0 | 0 | 0 | 0 | 0
88 | Other Mandatory spare | 1000019912 | 85371000 |  | 18 |  | Relay & protection Panels (with automation) | LS | 1 |  | INCLUDED | 0 | 0 | 0 | 0 | 0
89 | Other Mandatory spare | 1000062002 | 85371000 |  | 18 |  | BAY CONTROL UNIT (IED) OF MAIN SYSTEM | EA | 1 |  | INCLUDED | 0 | 0 | 0 | 0 | 0
90 | Other Mandatory spare | 1000062004 | 85371000 |  | 18 |  | ETHERNET SWITCH SUITABLE FOR 19Ã‚â‚¬Â RACK MOUNTING WITH 24 FIBER OPTICPORTS | EA | 1 |  | INCLUDED | 0 | 0 | 0 | 0 | 0
91 | Other Mandatory spare | 1000025943 | 85359090 |  | 18 |  | Spare-420kV CVT 1 | SET | 1 |  | INCLUDED | 0 | 0 | 0 | 0 | 0
92 | PMU & associated item (KPS3) | 1000017518 | 85364900 |  | 18 |  | PMU with GPS Clock (clock can be either internal or external) | EA | 1 |  | INCLUDED | 0 | 0 | 0 | 0 | 0
93 | PMU & associated item (KPS3) | 1000022512 | 90311000 |  | 18 |  | WAMS Hardware - Time System (GPS receiver) | EA | 1 |  | INCLUDED | 0 | 0 | 0 | 0 | 0
94 | PMU & associated item (KPS3) | 1000071061 | 85176290 |  | 18 |  | SUBSTATION GRADE LAYER 2 LAN SWITCH | EA | 1 |  | INCLUDED | 0 | 0 | 0 | 0 | 0
95 | PMU & associated item (KPS3) | 1000071062 | 85176290 |  | 18 |  | SUBSTATION GRADE LAYER 3 LAN SWITCH | EA | 1 |  | INCLUDED | 0 | 0 | 0 | 0 | 0
96 | PMU & associated item (KPS3) | 1000022487 | 85447090 |  | 18 |  | WAMS Miscellaneous - Armored Fibre Optic Cable and associatedtermination (e.g. L2 Switch) for connecting PMU panels located indifferent control room of a station | EA | 1 |  | INCLUDED | 0 | 0 | 0 | 0 | 0
97 | PMU & associated item (KPS3) | 1000030641 | 85389000 |  | 18 |  | LIU - FO PATCH PANEL-12 PORT | EA | 2 |  | INCLUDED | 0 | 0 | 0 | 0 | 0
98 | Supply of Steel Structures | 1000015954 | 73082011 |  | 18 |  | Fabrication, galvanising and supply of Lattice Structures (MS Steel),to be designed during detailed engineering, for towers, beams andequipment support structure including pack plates / packwashers andgusset plates excluding fasteners and foundation bolts | MT | 17 |  | INCLUDED | 0 | 0 | 0 | 0 | 0
99 | Supply of Steel Structures | 1000015953 | 73082011 |  | 18 |  | Fabrication, galvanising and supply of Lattice Structures (HT Steel),to be designed during detailed engineering, for towers, beams andequipment support structure including pack plates / packwashers andgusset plates excluding fasteners and foundation bolts | MT | 2 |  | INCLUDED | 0 | 0 | 0 | 0 | 0
100 | Supply of Steel Structures | 1000011713 | 73082011 |  | 18 |  | Fabrication, galvanising and supply of fasteners ( nuts, bolts andwashers ) including step bolts for lattice and pipe structures to bedesigned during detailed engineering | MT | 1 |  | INCLUDED | 0 | 0 | 0 | 0 | 0
101 | Supply of Steel Structures | 1000012373 | 73082011 |  | 18 |  | Fabrication, galvanising and supply of foundation bolts including nuts,checknut and washers for lattice and pipe structures to be designedduring detailed engineering | MT | 2 |  | INCLUDED | 0 | 0 | 0 | 0 | 0
II | 500 MVA (3rd) ICT at Navi Mumbai (GIS)
102 | GIS PORTION- 420 KV GIS EQUIPMENT | 1000004637 | 85359030 |  | 18 |  | 420kV, 3150 A, 63 kA, SF6 GIS ICT feederbay module as per Section-Project,Technical specification | SET | 1 |  | INCLUDED | 0 | 0 | 0 | 0 | 0
103 | GIS PORTION- 420 KV GIS EQUIPMENT | 1000032802 | 85359030 |  | 18 |  | 420KV, 4000A,63KA GIS BUSBAR MODULE EXTENSION | SET | 2 |  | INCLUDED | 0 | 0 | 0 | 0 | 0
104 | GIS PORTION- 420 KV GIS EQUIPMENT | 1000077607 | 85359030 |  | 18 |  | 420KV,4000A, 63KA, 3-PHASE GIS EXTENSION PIECE (INTERFACE) MODULESUITABLE FOR EXTENDING EXISTING HITACHI MAKE GIS BUS BAR/DUCT AS PERTECHNICAL SPECIFICATION | SET | 2 |  | INCLUDED | 0 | 0 | 0 | 0 | 0
105 | GIS PORTION- 420 KV GIS EQUIPMENT | 1000058226 | 85359030 |  | 18 |  | 400KV GIS-SF6 TO OIL INTERFACE MOD- TR | SET | 3 |  | INCLUDED | 0 | 0 | 0 | 0 | 0
106 | GIS PORTION- 420 KV GIS EQUIPMENT | 1000059207 | 85359030 |  | 18 |  | 420KV, 3000A, 63KA, SINGLE PHASE, SF6 GAS INSULATED BUS DUCT (GIB)OUTSIDE GIS HALL ALONGWITH ASSOCIATED SUPPORT STRUCTURE, ETC. AS PERTECHNICAL SPECIFICATION | M | 150 |  | INCLUDED | 0 | 0 | 0 | 0 | 0
107 | GIS PORTION- 420 KV GIS EQUIPMENT | 1000009713 | 85389000 |  | 18 |  | Controlled Switching Device for 420 kV, 3-ph Circuit Breaker | EA | 1 |  | INCLUDED | 0 | 0 | 0 | 0 | 0
108 | GIS PORTION- 420 KV GIS EQUIPMENT | 1000058335 | 85359030 |  | 18 |  | 400KV GIS- SINGLE PHASE GAS INSULATED SURGE ARRESTER WITH ASSOCIATEDENCLOSURE AND INSULATOR COMPLETE IN ALL RESPECT | EA | 3 |  | INCLUDED | 0 | 0 | 0 | 0 | 0
109 | GIS PORTION- 245KV GIS EQUIPMENT | 1000001690 | 85359030 |  | 18 |  | 245kV, 1600 A, 50 kA, SF6 GIS ICT feederbay module as per Section-Project,Technical specification | SET | 1 |  | INCLUDED | 0 | 0 | 0 | 0 | 0
110 | GIS PORTION- 245KV GIS EQUIPMENT | 1000032784 | 85359030 |  | 18 |  | 245 KV,3000 A, 50 KA SF6 GIS BUS BAR MODULE EXTENSION AS PERSECTION-PROJECT, TECHNICAL SPECIFICATION | SET | 2 |  | INCLUDED | 0 | 0 | 0 | 0 | 0
111 | GIS PORTION- 245KV GIS EQUIPMENT | 1000077600 | 85359030 |  | 18 |  | 245KV,3000A, 50KA, 3-PHASE GIS EXTENSION PIECE (INTERFACE) MODULESUITABLE FOR EXTENDING EXISTING HITACHI MAKE GIS BUS BAR/DUCT AS PERTECHNICAL SPECIFICATION | SET | 2 |  | INCLUDED | 0 | 0 | 0 | 0 | 0
112 | ERECTION HARDWARE | 1000011330 | 72169990 |  | 18 |  | Erection Hardware for 400kV DM type layout for GIS terminationarrangement-Transformer bay as per technical specification | SET | 1 |  | INCLUDED | 0 | 0 | 0 | 0 | 0
113 | ERECTION HARDWARE | 1000011252 | 72169990 |  | 18 |  | Erection Hardware for 220kV DM-type layout for GIS terminationarrangement-Transformer bay as per technical specification | SET | 1 |  | INCLUDED | 0 | 0 | 0 | 0 | 0
114 | GIS PORTION-TESTING & MAINTENANCE | 1000038259 | 84289090 |  | 18 |  | SCISSOR LIFT | EA | 1 |  | INCLUDED | 0 | 0 | 0 | 0 | 0
115 | GIS PORTION-TESTING & MAINTENANCE | 1000025329 | 90318000 |  | 18 |  | Portable Partial Discharge measurement test kitwith all necessary accessories,Industrial Grade Laptop and licensedsoftware as per Technicalspecification. | EA | 1 |  | INCLUDED | 0 | 0 | 0 | 0 | 0
116 | GIS PORTION-TESTING & MAINTENANCE | 1000025436 | 90271000 |  | 18 |  | SF6 Gas Leakage Detector | EA | 1 |  | INCLUDED | 0 | 0 | 0 | 0 | 0
117 | GIS PORTION-TESTING & MAINTENANCE | 1000032132 | 85389000 |  | 18 |  | SF6 GAS ANALYZER | EA | 1 |  | INCLUDED | 0 | 0 | 0 | 0 | 0
118 | GIS PORTION-TESTING & MAINTENANCE | 1000025440 | 85389000 |  | 18 |  | SF6 Gas processing Unit for 400kV GIS station | SET | 1 |  | INCLUDED | 0 | 0 | 0 | 0 | 0
119 | 220KV EHV CABLE & ASSOCIATED EQUIP | 1000032030 | 85446090 |  | 18 |  | 220KV HV POWER CABLE ALONG WITH ACCESSORIES | KM | 0.3 |  | INCLUDED | 0 | 0 | 0 | 0 | 0
120 | 220KV EHV CABLE & ASSOCIATED EQUIP | 1000079663 | 85446090 |  | 18 |  | 220KV CABLE TERMINATION KIT ALONG WITH ASSOCIATED SUPPORT STRUCTURE,ACCESSORIES ETC. FOR TERMINATION AT TRANSFORMER SIDE | SET | 3 |  | INCLUDED | 0 | 0 | 0 | 0 | 0
121 | 220KV EHV CABLE & ASSOCIATED EQUIP | 1000079662 | 85446090 |  | 18 |  | 220 KV CABLE TERMINATION KIT ALONG WITH ASSOCIATED SUPPORT STRUCTURE,ACCESSORIES ETC. FOR TERMINATION AT GIS BAY SIDE | SET | 3 |  | INCLUDED | 0 | 0 | 0 | 0 | 0
122 | CONTROL & RELAY PANEL | 1000055446 | 85371000 |  | 18 |  | 400KV CIRCUIT BREAKER RELAY PANEL (WITH AUTOMATION) | EA | 1 |  | INCLUDED | 0 | 0 | 0 | 0 | 0
123 | CONTROL & RELAY PANEL | 1000004274 | 85371000 |  | 18 |  | 400kV Transformer Protection Panel (For both HV & MV side)-(withAutomation) | EA | 1 |  | INCLUDED | 0 | 0 | 0 | 0 | 0
124 | CONTROL & RELAY PANEL | 1000055443 | 85371000 |  | 18 |  | 220KV CIRCUIT BREAKER RELAY PANEL (WITH AUTOMATION) | EA | 1 |  | INCLUDED | 0 | 0 | 0 | 0 | 0
125 | SUBSTATION AUTOMATION SYSTEM | 1000003409 | 85371000 |  | 18 |  | Augmentation of Substation automation System for 400kV Main bay as perTechnical Specification | EA | 1 |  | INCLUDED | 0 | 0 | 0 | 0 | 0
126 | SUBSTATION AUTOMATION SYSTEM | 1000001333 | 85371000 |  | 18 |  | Augmentation of Substation automation System for 220kV bay as perTechnical Specification | EA | 1 |  | INCLUDED | 0 | 0 | 0 | 0 | 0
127 | FIRE PROTECTION SYSTEM | 1000012069 | 84248990 |  | 18 |  | HVW spray system, Hydrant system and complete U/G & O/G piping andaccessories etc. out side the pump house for 500MVA , 400KV/220/33kV, 3-phase Autotransformer | SET | 1 |  | INCLUDED | 0 | 0 | 0 | 0 | 0
128 | FIRE PROTECTION SYSTEM | 1000029281 | 85311020 |  | 18 |  | Hydrant system, complete U/G piping and accessories etc. outside thePump House for 220kV GIS Building Extension. | LOT | 1 |  | INCLUDED | 0 | 0 | 0 | 0 | 0
129 | FIRE PROTECTION SYSTEM | 1000012009 | 85311020 |  | 18 |  | Fire Detection and Alarm System for 220kV GIS Hall | SET | 1 |  | INCLUDED | 0 | 0 | 0 | 0 | 0
130 | FIRE PROTECTION SYSTEM | 1000049459 | 84818090 |  | 18 |  | FIRE PROTECTION SYSTEM FOR LOCAL RELAY ROOM FOR 220KV GIS | SET | 1 |  | INCLUDED | 0 | 0 | 0 | 0 | 0
131 | FIRE PROTECTION SYSTEM | 1000012022 | 84241000 |  | 18 |  | 4.5 kg CO2 type Portable Fire extinguisher | EA | 5 |  | INCLUDED | 0 | 0 | 0 | 0 | 0
132 | FIRE PROTECTION SYSTEM | 1000012026 | 84241000 |  | 18 |  | 6Kg dry chemical powered type Portable Fire extinguisher | EA | 2 |  | INCLUDED | 0 | 0 | 0 | 0 | 0
133 | POWER & CONTROL CABLES | 1000000443 | 85446020 |  | 18 |  | 1.1kV grade Power Cables (PVCinsulated)along withlugs,glands,straight joints &accessories,etc. | LS | 1 |  | INCLUDED | 0 | 0 | 0 | 0 | 0
134 | POWER & CONTROL CABLES | 1000000442 | 85446020 |  | 18 |  | 1.1kV grade Control Cables (PVCinsulated) along withlugs,glands,straight joints &accessories,etc. | LS | 1 |  | INCLUDED | 0 | 0 | 0 | 0 | 0
135 | POWER & CONTROL CABLES | 1000000444 | 85446090 |  | 18 |  | 1.1kV grade Power Cables (XLPEinsulated) along withlugs,glands,straight joints &accessories,etc. | LS | 1 |  | INCLUDED | 0 | 0 | 0 | 0 | 0
136 | AC AND VENTILATION SYSTEM | 1000022407 | 84159000 |  | 18 |  | Ventillation system for 220kV GIS Hall Ext | SET | 1 |  | INCLUDED | 0 | 0 | 0 | 0 | 0
137 | AC AND VENTILATION SYSTEM | 1000032700 | 84151090 |  | 18 |  | AIRCONDITIONING SYSTEM FOR LCR IN 245KV GIS BUILDING | SET | 1 |  | INCLUDED | 0 | 0 | 0 | 0 | 0
138 | ILLUMINATION SYSTEM | 1000014547 | 85371000 |  | 18 |  | Lighting Panel type ACP-2 as per technical specification | EA | 1 |  | INCLUDED | 0 | 0 | 0 | 0 | 0
139 | ILLUMINATION SYSTEM | 1000038039 | 94051090 |  | 18 |  | LIGHTING FIXTURE LED LUMINAIRES TYPE FL-1 AS PER TECH. SPECIFICATIONS | EA | 3 |  | INCLUDED | 0 | 0 | 0 | 0 | 0
140 | ILLUMINATION SYSTEM | 1000038325 | 94059900 |  | 18 |  | LIGHTING FIXTURE LED LUMINAIRES TYPE FL2 AS PER TECH. SPECIFICATIONS | EA | 5 |  | INCLUDED | 0 | 0 | 0 | 0 | 0
141 | ILLUMINATION SYSTEM | 1000038385 | 94059900 |  | 18 |  | FIRE WALL MOUNTED LED LUMINARIE TYPE FL-2 (250W) | EA | 4 |  | INCLUDED | 0 | 0 | 0 | 0 | 0
142 | ILLUMINATION SYSTEM | 1000001894 | 94059900 |  | 18 |  | Outdoor Power Receptacle for oilfiltration unit (250A) | EA | 1 |  | INCLUDED | 0 | 0 | 0 | 0 | 0
143 | ILLUMINATION SYSTEM | 1000049467 | 94059900 |  | 18 |  | INDOOR LIGHTNING FOR GIS BUILDING (AS PER TECHNICAL SPECIFICATION) including AHU & Relay Rooms as applicable | SET | 1 |  | INCLUDED | 0 | 0 | 0 | 0 | 0
144 | VISUAL MONITORING SYSTEM | 1000030433 | 85287390 |  | 18 |  | COLOR IP CAMERA, WITH PAN, TILT AND ZOOM FACILITIES, ALONGWITH ALLREQUIRED ITEMS, ACCESSORIES, LINE INTERFACE UNITS, FIBER PATCH CORDS,POWER SUPPLY UNITS, JUNCTION BOXES, CABLES, FIBER OPTIC CABLES, ETC.,AND INCLUDING INTEGRATION IN EXISTING HARDWARE AND SOFTWARE FORAUGMENTATION OF VISUAL MONITORING SYSTEM AS PER TECHNICALSPECIFICATION. | SET | 1 |  | INCLUDED | 0 | 0 | 0 | 0 | 0
145 | MAIN EARTHMAT | 1000032055 | 72159090 |  | 18 |  | 40 MM MS ROD FOR MAIN EARTHMAT | KM | 0.5 |  | INCLUDED | 0 | 0 | 0 | 0 | 0
146 | LCLM | 1000078276 | 73082011 |  | 18 |  | HIGH MAST FOR LIGHTING CUM LIGHTNING PROTECTION (30M HEIGHT WITH 1.0 MHIGH SPIKE), INCLUDING HARDWARE, LANTERN CARRIAGES,PULLEY SYSTEM WITHWIRE ROPES,NUTS, BOLTS,FOUNDATION BOLTS, ALL TYPE OF WASHERS ETC.COMPLETE IN ALL RESPECT. | EA | 1 |  | INCLUDED | 0 | 0 | 0 | 0 | 0
147 | MANDATORY SPARES-AIS | 1000019912 | 85371000 |  | 18 |  | Relay & protection Panels (with automation) | LS | 1 |  | INCLUDED | 0 | 0 | 0 | 0 | 0
148 | MANDATORY SPARES-AIS | 1000019925 | 84819090 |  | 18 |  | Spares for Fire Protection System | LS | 1 |  | INCLUDED | 0 | 0 | 0 | 0 | 0
149 | MANDATORY SPARES FOR SAS-AIS | 1000062002 | 85371000 |  | 18 |  | BAY CONTROL UNIT (IED) OF MAIN SYSTEM | EA | 1 |  | INCLUDED | 0 | 0 | 0 | 0 | 0
150 | MANDATORY SPARES FOR SAS-AIS | 1000062004 | 85371000 |  | 18 |  | ETHERNET SWITCH SUITABLE FOR 19Ã‚â‚¬Â RACK MOUNTING WITH 24 FIBER OPTICPORTS | EA | 1 |  | INCLUDED | 0 | 0 | 0 | 0 | 0
151 | GIS PORTION-MANDATORY SPARES | 1000058332 | 85359030 |  | 18 |  | 400KV GIS-SF6 GAS PRESSURE RELIEF DEVICE ASSEMBLY OF EACH TYPE | EA | 1 |  | INCLUDED | 0 | 0 | 0 | 0 | 0
152 | GIS PORTION-MANDATORY SPARES | 1000049817 | 85359030 |  | 18 |  | SF6 PRESSURE GAUGE CUM SWITCH /DENSITY MONITORS AND PRESSURESWITCH AS APPLICABLE, OF EACH TYPE-400KV GIS | SET | 2 |  | INCLUDED | 0 | 0 | 0 | 0 | 0
153 | GIS PORTION-MANDATORY SPARES | 1000049753 | 85359030 |  | 18 |  | COUPLING DEVICE FOR PRESSURE GAUGE CUM SWITCH FOR CONNECTINGGAS HANDLING PLANT OF EACH TYPE-400KV GIS | SET | 1 |  | INCLUDED | 0 | 0 | 0 | 0 | 0
154 | GIS PORTION-MANDATORY SPARES | 1000049762 | 85359030 |  | 18 |  | RUBBER GASKETS, Ã‚â‚¬Å’OÃ‚â‚¬Â RINGS AND SEALS FOR SF6 GAS FOR GISENCLOSURE OF EACH TYPE-400KV GIS | SET | 2 |  | INCLUDED | 0 | 0 | 0 | 0 | 0
155 | GIS PORTION-MANDATORY SPARES | 1000058330 | 85359030 |  | 18 |  | 400KV GIS-MOLECULAR FILTER FOR SF6 GAS WITH FILTER BAGS (5 % OF TOTALWEIGHT) | SET | 1 |  | INCLUDED | 0 | 0 | 0 | 0 | 0
156 | GIS PORTION-MANDATORY SPARES | 1000049750 | 85359030 |  | 18 |  | CONTROL VALVES FOR SF6 GAS OF EACH TYPE-400KV GIS | SET | 2 |  | INCLUDED | 0 | 0 | 0 | 0 | 0
157 | GIS PORTION-MANDATORY SPARES | 1000058331 | 85359030 |  | 18 |  | 400KV GIS-SF6 GAS (5 % OF TOTAL GAS QUANTITY) | LOT | 1 |  | INCLUDED | 0 | 0 | 0 | 0 | 0
158 | GIS PORTION-MANDATORY SPARES | 1000049783 | 85359030 |  | 18 |  | LOCKING DEVICE TO KEEP THE DIS-CONNECTORS (ISOLATORS)AND EARTHING/FAST EARTHING SWITCHES IN CLOSE OR OPEN POSITION IN CASEOF REMOVAL OF THE DRIVING MECHANISM-400KV GIS | SET | 2 |  | INCLUDED | 0 | 0 | 0 | 0 | 0
159 | GIS PORTION-MANDATORY SPARES | 1000049505 | 85359030 |  | 18 |  | UHF PD SENSORS OF EACH TYPE ALONG WITH BNC CONNECTOR FOR 420KV GIS | EA | 3 |  | INCLUDED | 0 | 0 | 0 | 0 | 0
160 | GIS PORTION-MANDATORY SPARES | 1000058334 | 85359030 |  | 18 |  | 400KV GIS-SUPPORT INSULATORS (GAS THROUGH) OF EACH TYPE (COMPLETE WITHMETAL RING ETC.) ALONG WITH ASSOCIATED CONTACTS AND SHIELDS | EA | 3 |  | INCLUDED | 0 | 0 | 0 | 0 | 0
161 | GIS PORTION-MANDATORY SPARES | 1000058329 | 85359030 |  | 18 |  | 400KV GIS-GAS BARRIERS OF EACH TYPE (COMPLETE WITH METAL RING ETC.)ALONG WITH ASSOCIATED CONTACTS AND SHIELDS | EA | 3 |  | INCLUDED | 0 | 0 | 0 | 0 | 0
162 | GIS PORTION-MANDATORY SPARES | 1000049498 | 85359030 |  | 18 |  | LCC SPARES - AUX. RELAYS, CONTACTORS,PUSH BUTTONS, SWITCHES,LAMPS,ANNUNCIATION WINDOWS, MCB, FUSES,TIMERS, TERMINAL BLOCKS ETC. OF EACHTYPE & RATING-400kV GIS | SET | 1 |  | INCLUDED | 0 | 0 | 0 | 0 | 0
163 | GIS PORTION-MANDATORY SPARES | 1000058317 | 85359030 |  | 18 |  | 400KV GIS-ONE POLE OF 3150A CIRCUIT BREAKER WITHOUT PIR WITHINTERRUPTER, MAIN CIRCUIT, ENCLOSURE AND OPERATING MECHANISM COMPLETEIN ALL RESPECT | SET | 1 |  | INCLUDED | 0 | 0 | 0 | 0 | 0
164 | GIS PORTION-MANDATORY SPARES | 1000021873 | 85389000 |  | 18 |  | Trip coil assembly with resistor for420kV GIS Circuit Breaker (asapplicable) | SET | 3 |  | INCLUDED | 0 | 0 | 0 | 0 | 0
165 | GIS PORTION-MANDATORY SPARES | 1000009208 | 85389000 |  | 18 |  | Closing coil assembly with resistor for420kV GIS Circuit Breaker (asapplicable) | SET | 3 |  | INCLUDED | 0 | 0 | 0 | 0 | 0
166 | GIS PORTION-MANDATORY SPARES | 1000058324 | 85359030 |  | 18 |  | RELAYS, POWER CONTACTORS, PUSH BUTTONS, TIMERS & MCBS ETC. (ASAPPLICABLE) OF EACH TYPE FOR 400KV GIS CIRCUIT BREAKER | SET | 1 |  | INCLUDED | 0 | 0 | 0 | 0 | 0
167 | GIS PORTION-MANDATORY SPARES | 1000007067 | 85389000 |  | 18 |  | Auxiliary switch assembly of each type for 420kV GIS Circuit Breaker | SET | 1 |  | INCLUDED | 0 | 0 | 0 | 0 | 0
168 | GIS PORTION-MANDATORY SPARES | 1000058323 | 85359030 |  | 18 |  | 400KV GIS CIRCUIT BREAKER-OPERATION COUNTER | EA | 1 |  | INCLUDED | 0 | 0 | 0 | 0 | 0
169 | GIS PORTION-MANDATORY SPARES | 1000058325 | 85359030 |  | 18 |  | 400KV GIS CIRCUIT BREAKER-COMPLETE SPRING OPERATING MECHANISMINCLUDING CHARGING MECHANISM ETC. (FOR SPRING OPERATED MECHANISM, IFAPPLICABLE) | SET | 1 |  | INCLUDED | 0 | 0 | 0 | 0 | 0
170 | GIS PORTION-MANDATORY SPARES | 1000058374 | 85359030 |  | 18 |  | 400kV GIS- Single phase of 3150Adisconnector switch including maincircuit, enclosure, driving mechanismand support insulator etc., complete inall respect (Note 1- The contractorshall supply spare for disconnectorswitch to ensure one to one replacementof all disconnector switch supplied asmain equipment without any requirementof modification in fittings at site tocover all different types ofdisconnector switch supplied. In case,quantity of supplied dis-connectorswitch types (for one to onereplacement) are more than the quantitymentioned in BPS for spare, thecontractor shall supply theseadditional types of disconnector switchwithout any additional priceimplication to POWERGRID and quantitiesof these additional type ofdisconnector switch are deem to beincluded in the quantities mentioned inBPS for spare disconnector. Note 2 - Incase, Dis-connector Switch (DS) & EarthSwitch (ES) is provided in a sameenclosure with common operatingmechanism, then the module comprisingof Dis-connector & Earth switch insingle enclosure with common operatingmechanism is to be provided under thehead of spare Dis-connector only. Note3- In case, Dis-connector Switch (DS)&Earth Switch (ES) is provided in asame enclosure with separate operatingmechanism, then the module comprisingof Dis-connector & Earth switch insingle enclosure with separateoperating mechanism is to be providedunder the head of spare Dis-connectoronly.) | EA | 2 |  | INCLUDED | 0 | 0 | 0 | 0 | 0
171 | GIS PORTION-MANDATORY SPARES | 1000058314 | 85359030 |  | 18 |  | 400KV GIS- SINGLE PHASE MAINTENANCE EARTHING SWITCH INCLUDING MAINCIRCUIT, ENCLOSURE, DRIVING MECHANISM AND SUPPORT INSULATOR ETC.,COMPLETE IN ALL RESPECT (NOTE 1 - IN CASE, DIS-CONNECTOR SWITCH (DS) &EARTH SWITCH (ES) IS PROVIDED IN A SAME ENCLOSURE WITH COMMONOPERATING MECHANISM, THEN THE MODULE COMPRISING OF DIS-CONNECTOR &EARTH SWITCH IN SINGLE ENCLOSURE WITH COMMON OPERATING MECHANISM IS TOBE PROVIDED UNDER THE HEAD OF SPARE DIS-CONNECTOR ONLY. NOTE 2 - INCASE, DIS-CONNECTOR SWITCH (DS) & EARTH SWITCH (ES) IS PROVIDED IN ASAME ENCLOSURE WITH SEPARATE OPERATING MECHANISM, THEN THE MODULECOMPRISING OF DIS-CONNECTOR & EARTH SWITCH IN SINGLE ENCLOSURE WITHSEPARATE OPERATING MECHANISM IS TO BE PROVIDED UNDER THE HEAD OF SPAREDIS-CONNECTOR ONLY.) | EA | 1 |  | INCLUDED | 0 | 0 | 0 | 0 | 0
172 | GIS PORTION-MANDATORY SPARES | 1000058305 | 85359030 |  | 18 |  | OPEN/CLOSE CONTACTOR ASSEMBLY, TIMERS, KEY INTERLOCK, INTERLOCKINGCOILS, RELAYS, PUSH BUTTONS, INDICATING LAMPS, POWER CONTACTORS,RESISTORS, FUSES, MCBS & DRIVE CONTROL CARDS ETC. (AS APPLICABLE) ONEOF EACH TYPE FOR ONE COMPLETE MOM BOX FOR 400KV GIS DISCONNECTORSWITCH | SET | 1 |  | INCLUDED | 0 | 0 | 0 | 0 | 0
173 | GIS PORTION-MANDATORY SPARES | 1000058312 | 85359030 |  | 18 |  | OPEN/CLOSE CONTACTOR ASSEMBLY, TIMERS, KEY INTERLOCK, INTERLOCKINGCOILS, RELAYS, PUSH BUTTONS, INDICATING LAMPS, POWER CONTACTORS,RESISTORS, FUSES, MCBS & DRIVE CONTROL CARDS ETC. (AS APPLICABLE) ONEOF EACH TYPE FOR ONE COMPLETE MOM BOX FOR 400KV GIS MAINTENANCE EARTHSWITCH | SET | 1 |  | INCLUDED | 0 | 0 | 0 | 0 | 0
174 | GIS PORTION-MANDATORY SPARES | 1000049776 | 85359030 |  | 18 |  | LIMIT SWITCHES AND AUX. SWITCHES FOR ONE COMPLETE MOM BOX FORDISCONNECTOR-400KV GIS | SET | 1 |  | INCLUDED | 0 | 0 | 0 | 0 | 0
175 | GIS PORTION-MANDATORY SPARES | 1000049778 | 85359030 |  | 18 |  | LIMIT SWITCHES AND AUX. SWITCHES FOR ONE COMPLETE MOM BOX FORMAINTENANCE EARTHING SWITCH-400KV GIS | SET | 1 |  | INCLUDED | 0 | 0 | 0 | 0 | 0
176 | GIS PORTION-MANDATORY SPARES | 1000058306 | 85359030 |  | 18 |  | DRIVE MECHANISM FOR 400KV GIS DISCONNECTOR SWITCH | SET | 1 |  | INCLUDED | 0 | 0 | 0 | 0 | 0
177 | GIS PORTION-MANDATORY SPARES | 1000058313 | 85359030 |  | 18 |  | DRIVE MECHANISM FOR 400KV GIS MAINTENANCE EARTH SWITCH | SET | 1 |  | INCLUDED | 0 | 0 | 0 | 0 | 0
178 | GIS PORTION-MANDATORY SPARES | 1000058307 | 85359030 |  | 18 |  | MOTOR FOR DRIVE MECHANISM FOR 400KV GIS DISCONNECTOR SWITCH | EA | 1 |  | INCLUDED | 0 | 0 | 0 | 0 | 0
179 | GIS PORTION-MANDATORY SPARES | 1000058315 | 85359030 |  | 18 |  | MOTOR FOR DRIVE MECHANISM FOR 400KVGIS MAINTENANCE EARTH SWITCH | EA | 1 |  | INCLUDED | 0 | 0 | 0 | 0 | 0
180 | GIS PORTION-MANDATORY SPARES | 1000058327 | 85359030 |  | 18 |  | 400KV GIS- SINGLE PHASE OF CURRENT TRANSFORMER (3 CORES, TYPE-CTA)WITH ASSOCIATED ENCLOSURE AND PRIMARY CONDUCTOR COMPLETE IN ALLRESPECT | EA | 1 |  | INCLUDED | 0 | 0 | 0 | 0 | 0
181 | GIS PORTION-MANDATORY SPARES | 1000058326 | 85359030 |  | 18 |  | 400KV GIS- SINGLE PHASE OF CURRENT TRANSFORMER (2 CORES, TYPE-CTB)WITH ASSOCIATED ENCLOSURE AND PRIMARY CONDUCTOR COMPLETE IN ALLRESPECT | EA | 1 |  | INCLUDED | 0 | 0 | 0 | 0 | 0
182 | GIS PORTION-MANDATORY SPARES | 1000058335 | 85359030 |  | 18 |  | 400KV GIS- SINGLE PHASE GAS INSULATED SURGE ARRESTER WITH ASSOCIATEDENCLOSURE AND INSULATOR COMPLETE IN ALL RESPECT | EA | 1 |  | INCLUDED | 0 | 0 | 0 | 0 | 0
183 | GIS PORTION-MANDATORY SPARES | 1000058336 | 85359030 |  | 18 |  | 400KV GIS- SURGE COUNTER/ MONITOR | EA | 1 |  | INCLUDED | 0 | 0 | 0 | 0 | 0
184 | GIS PORTION-MANDATORY SPARES | 1000058295 | 85359030 |  | 18 |  | 220KV GIS- CABLE CONNECTION ENCLOSURE WITH MAIN CIRCUIT | SET | 1 |  | INCLUDED | 0 | 0 | 0 | 0 | 0
185 | GIS PORTION-MANDATORY SPARES | 1000058300 | 85359030 |  | 18 |  | 220KV GIS-SF6 GAS PRESSURE RELIEF DEVICE ASSEMBLY OF EACH TYPE | EA | 1 |  | INCLUDED | 0 | 0 | 0 | 0 | 0
186 | GIS PORTION-MANDATORY SPARES | 1000049816 | 85359030 |  | 18 |  | SF6 PRESSURE GAUGE CUM SWITCH /DENSITY MONITORS AND PRESSURESWITCH AS APPLICABLE, OF EACH TYPE-220KV GIS | SET | 2 |  | INCLUDED | 0 | 0 | 0 | 0 | 0
187 | GIS PORTION-MANDATORY SPARES | 1000049752 | 85359030 |  | 18 |  | COUPLING DEVICE FOR PRESSURE GAUGE CUM SWITCH FOR CONNECTINGGAS HANDLING PLANT OF EACH TYPE-220KV GIS | SET | 1 |  | INCLUDED | 0 | 0 | 0 | 0 | 0
188 | GIS PORTION-MANDATORY SPARES | 1000049761 | 85359030 |  | 18 |  | RUBBER GASKETS, Ã‚â‚¬Å’OÃ‚â‚¬Â RINGS AND SEALS FOR SF6 GAS FOR GISENCLOSURE OF EACH TYPE-220KV GIS | SET | 2 |  | INCLUDED | 0 | 0 | 0 | 0 | 0
189 | GIS PORTION-MANDATORY SPARES | 1000058298 | 85359030 |  | 18 |  | 220KV GIS-MOLECULAR FILTER FOR SF6 GAS WITH FILTER BAGS (5 % OF TOTALWEIGHT) | SET | 1 |  | INCLUDED | 0 | 0 | 0 | 0 | 0
190 | GIS PORTION-MANDATORY SPARES | 1000049749 | 85359030 |  | 18 |  | CONTROL VALVES FOR SF6 GAS OF EACH TYPE-220KV GIS | SET | 2 |  | INCLUDED | 0 | 0 | 0 | 0 | 0
191 | GIS PORTION-MANDATORY SPARES | 1000058299 | 85359030 |  | 18 |  | 220KV GIS-SF6 GAS (5 % OF TOTAL GAS QUANTITY) | LOT | 1 |  | INCLUDED | 0 | 0 | 0 | 0 | 0
192 | GIS PORTION-MANDATORY SPARES | 1000049782 | 85359030 |  | 18 |  | LOCKING DEVICE TO KEEP THE DIS-CONNECTORS (ISOLATORS)AND EARTHING/FAST EARTHING SWITCHES (AS APPLICABLE) IN CLOSE OR OPENPOSITION IN CASE OF REMOVAL OF THE DRIVING MECHANISM-220KV GIS | SET | 2 |  | INCLUDED | 0 | 0 | 0 | 0 | 0
193 | GIS PORTION-MANDATORY SPARES | 1000049504 | 85359030 |  | 18 |  | UHF PD SENSORS OF EACH TYPE ALONG WITH BNC CONNECTOR FOR 245KV GIS | EA | 3 |  | INCLUDED | 0 | 0 | 0 | 0 | 0
194 | GIS PORTION-MANDATORY SPARES | 1000058302 | 85359030 |  | 18 |  | 220KV GIS-SUPPORT INSULATORS (GAS THROUGH) OF EACH TYPE (COMPLETE WITHMETAL RING ETC.) ALONG WITH ASSOCIATED CONTACTS AND SHIELDS | EA | 3 |  | INCLUDED | 0 | 0 | 0 | 0 | 0
195 | GIS PORTION-MANDATORY SPARES | 1000058297 | 85359030 |  | 18 |  | 220KV GIS-GAS BARRIERS OF EACH TYPE (COMPLETE WITH METAL RING ETC.)ALONG WITH ASSOCIATED CONTACTS AND SHIELDS | EA | 3 |  | INCLUDED | 0 | 0 | 0 | 0 | 0
196 | GIS PORTION-MANDATORY SPARES | 1000049497 | 85359030 |  | 18 |  | LCC SPARES - AUX. RELAYS, CONTACTORS,PUSH BUTTONS, SWITCHES, LAMPS,ANNUNCIATION WINDOWS, MCB, FUSES,TIMERS, TERMINAL BLOCKS ETC. OF EACHTYPE & RATING-220kV GIS | SET | 1 |  | INCLUDED | 0 | 0 | 0 | 0 | 0
197 | GIS PORTION-MANDATORY SPARES | 1000058284 | 85359030 |  | 18 |  | 220KV GIS-ONE POLE OF 1600A CIRCUIT BREAKER WITH INTERRUPTER, MAINCIRCUIT, ENCLOSURE AND OPERATING MECHANISM COMPLETE IN ALL RESPECT | SET | 1 |  | INCLUDED | 0 | 0 | 0 | 0 | 0
198 | GIS PORTION-MANDATORY SPARES | 1000021871 | 85389000 |  | 18 |  | Trip coil assembly with resistor for245kV GIS Circuit Breaker (asapplicable) | SET | 3 |  | INCLUDED | 0 | 0 | 0 | 0 | 0
199 | GIS PORTION-MANDATORY SPARES | 1000009185 | 85389000 |  | 18 |  | Closing coil assembly with resistor for245kV GIS Circuit Breaker (asapplicable) | SET | 3 |  | INCLUDED | 0 | 0 | 0 | 0 | 0
200 | GIS PORTION-MANDATORY SPARES | 1000058292 | 85359030 |  | 18 |  | RELAYS, POWER CONTACTORS, PUSH BUTTONS, TIMERS & MCBS ETC. (ASAPPLICABLE) OF EACH TYPE FOR 220KV GIS CIRCUIT BREAKER | SET | 1 |  | INCLUDED | 0 | 0 | 0 | 0 | 0
201 | GIS PORTION-MANDATORY SPARES | 1000007066 | 85389000 |  | 18 |  | Auxiliary switch assembly of each type for 245kV GIS Circuit Breaker | SET | 1 |  | INCLUDED | 0 | 0 | 0 | 0 | 0
202 | GIS PORTION-MANDATORY SPARES | 1000058291 | 85359030 |  | 18 |  | 220KV GIS CIRCUIT BREAKER-OPERATION COUNTER | EA | 1 |  | INCLUDED | 0 | 0 | 0 | 0 | 0
203 | GIS PORTION-MANDATORY SPARES | 1000058293 | 85359030 |  | 18 |  | 220KV GIS CIRCUIT BREAKER-COMPLETE SPRING OPERATING MECHANISMINCLUDING CHARGING MECHANISM ETC. (FOR SPRING OPERATED MECHANISM, IFAPPLICABLE) | SET | 1 |  | INCLUDED | 0 | 0 | 0 | 0 | 0
204 | GIS PORTION-MANDATORY SPARES | 1000058371 | 85359030 |  | 18 |  | 220kV GIS- Three phase of 1600Adisconnector switch including maincircuit, enclosure, driving mechanismand support insulator etc., complete inall respect (Note 1- The contractorshall supply spare for disconnectorswitch to ensure one to one replacementof all disconnector switch supplied asmain equipment without any requirementof modification in fittings at site tocover all different types ofdisconnector switch supplied. In case,quantity of supplied dis-connectorswitch types (for one to onereplacement) are more than the quantitymentioned in BPS for spare, thecontractor shall supply theseadditional types of disconnector switchwithout any additional priceimplication to POWERGRID and quantitiesof these additional type ofdisconnector switch are deem to beincluded in the quantities mentioned inBPS for spare disconnector. Note 2 - Incase, Dis-connector Switch (DS) & EarthSwitch (ES) is provided in a sameenclosure with common operatingmechanism, then the module comprisingof Dis-connector & Earth switch insingle enclosure with common operatingmechanism is to be provided under thehead of spare Dis-connector only. Note3- In case, Dis-connector Switch (DS)&Earth Switch (ES) is provided in asame enclosure with separate operatingmechanism, then the module comprisingof Dis-connector & Earth switch insingle enclosure with separateoperating mechanism is to be providedunder the head of spare Dis-connectoronly.) | EA | 2 |  | INCLUDED | 0 | 0 | 0 | 0 | 0
205 | GIS PORTION-MANDATORY SPARES | 1000058282 | 85359030 |  | 18 |  | 220KV GIS- THREE PHASE MAINTENANCE EARTHING SWITCH INCLUDING MAINCIRCUIT, ENCLOSURE, DRIVING MECHANISM AND SUPPORT INSULATOR ETC.,COMPLETE IN ALL RESPECT (NOTE 1 - IN CASE, DIS-CONNECTOR SWITCH (DS) &EARTH SWITCH (ES) IS PROVIDED IN A SAME ENCLOSURE WITH COMMONOPERATING MECHANISM, THEN THE MODULE COMPRISING OF DIS-CONNECTOR &EARTH SWITCH IN SINGLE ENCLOSURE WITH COMMON OPERATING MECHANISM IS TOBE PROVIDED UNDER THE HEAD OF SPARE DIS-CONNECTOR ONLY. NOTE 2 - INCASE, DIS-CONNECTOR SWITCH (DS) & EARTH SWITCH (ES) IS PROVIDED IN ASAME ENCLOSURE WITH SEPARATE OPERATING MECHANISM, THEN THE MODULECOMPRISING OF DIS-CONNECTOR & EARTH SWITCH IN SINGLE ENCLOSURE WITHSEPARATE OPERATING MECHANISM IS TO BE PROVIDED UNDER THE HEAD OF SPAREDIS-CONNECTOR ONLY.) | EA | 1 |  | INCLUDED | 0 | 0 | 0 | 0 | 0
206 | GIS PORTION-MANDATORY SPARES | 1000058273 | 85359030 |  | 18 |  | OPEN/CLOSE CONTACTOR ASSEMBLY, TIMERS, KEY INTERLOCK, INTERLOCKINGCOILS, RELAYS, PUSH BUTTONS, INDICATING LAMPS, POWER CONTACTORS,RESISTORS, FUSES, MCBS & DRIVE CONTROL CARDS ETC. (AS APPLICABLE) ONEOF EACH TYPE FOR ONE COMPLETE MOM BOX FOR 220KV GIS DISCONNECTORSWITCH | SET | 1 |  | INCLUDED | 0 | 0 | 0 | 0 | 0
207 | GIS PORTION-MANDATORY SPARES | 1000058280 | 85359030 |  | 18 |  | OPEN/CLOSE CONTACTOR ASSEMBLY, TIMERS, KEY INTERLOCK, INTERLOCKINGCOILS, RELAYS, PUSH BUTTONS, INDICATING LAMPS, POWER CONTACTORS,RESISTORS, FUSES, MCBS & DRIVE CONTROL CARDS ETC. (AS APPLICABLE) ONEOF EACH TYPE FOR ONE COMPLETE MOM BOX FOR 220KV GIS MAINTENANCE EARTHSWITCH | SET | 1 |  | INCLUDED | 0 | 0 | 0 | 0 | 0
208 | GIS PORTION-MANDATORY SPARES | 1000049773 | 85359030 |  | 18 |  | LIMIT SWITCHES AND AUX. SWITCHES FOR ONE COMPLETE MOM BOX FORDISCONNECTOR-220KV GIS | SET | 1 |  | INCLUDED | 0 | 0 | 0 | 0 | 0
209 | GIS PORTION-MANDATORY SPARES | 1000049775 | 85359030 |  | 18 |  | LIMIT SWITCHES AND AUX. SWITCHES FOR ONE COMPLETE MOM BOX FORMAINTENANCE EARTHING SWITCH-220KV GIS | SET | 1 |  | INCLUDED | 0 | 0 | 0 | 0 | 0
210 | GIS PORTION-MANDATORY SPARES | 1000058274 | 85359030 |  | 18 |  | DRIVE MECHANISM FOR 220KV GIS DISCONNECTOR SWITCH | SET | 1 |  | INCLUDED | 0 | 0 | 0 | 0 | 0
211 | GIS PORTION-MANDATORY SPARES | 1000058281 | 85359030 |  | 18 |  | DRIVE MECHANISM FOR 220KV GIS MAINTENANCE EARTH SWITCH | SET | 1 |  | INCLUDED | 0 | 0 | 0 | 0 | 0
212 | GIS PORTION-MANDATORY SPARES | 1000058275 | 85359030 |  | 18 |  | MOTOR FOR DRIVE MECHANISM FOR 220KV GIS DISCONNECTOR SWITCH | EA | 1 |  | INCLUDED | 0 | 0 | 0 | 0 | 0
213 | GIS PORTION-MANDATORY SPARES | 1000058283 | 85359030 |  | 18 |  | MOTOR FOR DRIVE MECHANISM FOR 220KVGIS MAINTENANCE EARTH SWITCH | EA | 1 |  | INCLUDED | 0 | 0 | 0 | 0 | 0
214 | GIS PORTION-MANDATORY SPARES | 1000075085 | 85359030 |  | 18 |  | 220KV GIS- SINGLE PHASE OF CURRENT TRANSFORMER (5 CORES) WITHASSOCIATED ENCLOSURE AND PRIMARY CONDUCTOR COMPLETE IN ALL RESPECT | EA | 1 |  | INCLUDED | 0 | 0 | 0 | 0 | 0
215 | GIS PORTION-MANDATORY SPARES | 1000058303 | 85359030 |  | 18 |  | 220KV GIS- SINGLE PHASE GAS INSULATED SURGE ARRESTER WITH ASSOCIATEDENCLOSURE AND INSULATOR COMPLETE IN ALL RESPECT | EA | 1 |  | INCLUDED | 0 | 0 | 0 | 0 | 0
216 | GIS PORTION-MANDATORY SPARES | 1000058304 | 85359030 |  | 18 |  | 220KV GIS- SURGE COUNTER/ MONITOR | EA | 1 |  | INCLUDED | 0 | 0 | 0 | 0 | 0
217 | GIS PORTION-MANDATORY SPARES | 1000058226 | 85359030 |  | 18 |  | 400KV GIS-SF6 TO OIL INTERFACE MOD- TR | SET | 1 |  | INCLUDED | 0 | 0 | 0 | 0 | 0
Total Ex-Works Price | [10 empty] | 0 | 0 | 0 | 0 | 0 | 0 | 0
Total Type Test charges as per Schedule-7 | [10 empty] | 0
Total Ex-Works Price including Type Test charges | [10 empty] | 0
Note : # In case the bidder leaves the cell for confirmation of the HSN code and/or GST rate “blank”, the HSN code and corresponding GST rate indicated by the Employer shall be deemed to be the one confirmed by the Bidder.
|  |  | Date |  |  |  | Printed Name
|  |  | Place | 0 |  |  | Designation
Click for Sch-2

## Sch-2
CC/NT/W-GIS/DOM/A00/26/01351 | [6 empty] | Schedule - 2 (Rev 01)
400kV GIS Substation Package SS 155 for (i) Extension of 400/220kV Navi Mumbai (GIS) (PG) S/s associated with ‘Augmentation of Transformation capacity by 400/220 kV, 1x500 MVA (3rd) ICT at Navi Mumbai (GIS) (PG) S/s in Maharashtra’ and (ii) Extension of 400kV KPS3 (GIS) S/S associated with ‘Transmission System for providing connectivity to M/s Sarjan Realties Pvt Ltd. (1100MW) at KPS3 (400kV Sec-I)’.
(SCHEDULE OF RATES AND PRICES)
BIDDER:
To:
Bidder’s Name and Address (Lead Partner) : |  |  |  |  | Contract Services
Name : |  |  |  |  | Power Grid Corporation of India Ltd.,
Address: |  |  |  |  | "Saudamini", Plot No.-2
Sector-29,
Gurugram (Haryana) - 122001
Local Transportation, In-transit Insurance, Loading and Unloading
(All Prices are in Indian Rupees)
SI. No. | Activity Description | Material Code | Description | Unit | Quantity | Unit Freight, In-transit Insurance, loading & Unloading Charges | Total Freight, In-transit Insurance, loading & Unloading Charges
1 | 2 | 3 | 4 | 5 | 6 | 7 | 8 = 6 X 7
I | KPS-3 Extension for 2No.400kV Line Bay
1 | 400KV AIS Equipment | 1000020419 | 336kV Surge Arrester (1-phase) | EA | 3 |  | INCLUDED
2 | 400KV AIS Equipment | 1000004401 | 420 kV, 1 phase Bus Post Insulator (except for Line Traps) | EA | 1 |  | INCLUDED
3 | 400KV AIS Equipment | 1000004535 | 420 kV, 4400 pF Capacitive Voltage Transformer (1-Phase) | EA | 3 |  | INCLUDED
4 | 400KV AIS Equipment | 1000004290 | 400kV,3150A,0.5mH ,63kA Line Trap | EA | 2 |  | INCLUDED
5 | 400KV AIS Equipment | 1000004400 | 420 kV ,1 phase Bus Post Insulators for Line Traps | EA | 6 |  | INCLUDED
6 | 400kV GIS Portion | 1000004505 | 420kV, 3150 A, 63 kA, SF6 GIS Tie baymodule(without PIR) as perSection-Project, Technicalspecification | SET | 1 |  | INCLUDED
7 | 400kV GIS Portion | 1000032796 | 420KV, 3150A, 63KA SF6 TO AIR BUSHING including support structure | SET | 3 |  | INCLUDED
8 | 400kV GIS Portion | 1000032802 | 420KV, 4000A,63KA GIS BUSBAR MODULE EXTENSION | SET | 2 |  | INCLUDED
9 | 400kV GIS Portion | 1000004638 | 420 kV, 3150 A, 63 kA, SF6 GIS Linefeeder bay module(without PIR) as perSection-Project, Technicalspecification | SET | 2 |  | INCLUDED
10 | 400kV GIS Portion | 1000059207 | 420KV, 3000A, 63KA, SINGLE PHASE, SF6 GAS INSULATED BUS DUCT (GIB)OUTSIDE GIS HALL ALONGWITH ASSOCIATED SUPPORT STRUCTURE, ETC. AS PERTECHNICAL SPECIFICATION | M | 250 |  | INCLUDED
11 | 400kV GIS Portion | 1000077608 | 420KV,4000A, 63KA, 3-PHASE GIS EXTENSION PIECE (INTERFACE) MODULESUITABLE FOR EXTENDING EXISTING HYOSUNG MAKE GIS BUS BAR/DUCT AS PERTECHNICAL SPECIFICATION | SET | 2 |  | INCLUDED
12 | Testing and Maintenace Equipment | 1000025440 | SF6 Gas processing Unit for 400kV GIS station | SET | 1 |  | INCLUDED
13 | Testing and Maintenace Equipment | 1000032132 | SF6 GAS ANALYZER | EA | 1 |  | INCLUDED
14 | Testing and Maintenace Equipment | 1000025329 | Portable Partial Discharge measurement test kitwith all necessary accessories,Industrial Grade Laptop and licensedsoftware as per Technicalspecification. | EA | 1 |  | INCLUDED
15 | 400kV C&R Panels | 1000002165 | 400kV Circuit Breaker Relay Panel with Auto Reclose (with Automation) | EA | 3 |  | INCLUDED
16 | 400kV C&R Panels | 1000002146 | Augmentation of existing 400kV bus bar protection scheme.(No. of baysas per specification)-(with Automation) | SET | 1 |  | INCLUDED
17 | 400kV C&R Panels | 1000003398 | 400kV Line Protection Panel (with Automation) | EA | 1 |  | INCLUDED
18 | Substation Automation System | 1000003409 | Augmentation of Substation automation System for 400kV Main bay as perTechnical Specification | EA | 2 |  | INCLUDED
19 | Substation Automation System | 1000003411 | Augmentation of Substation automation System for 400kV Tie bay as perTechnical Specification | EA | 1 |  | INCLUDED
20 | Erection Hardware | 1000011336 | Erection Hardware for 400kV I type layout for GIS terminationarrangement-Line bay as per technical specification | SET | 1 |  | INCLUDED
21 | AC&Ventilation system | 1000025963 | Air conditioning sys-400kV GIS Hall LCC | SET | 1 |  | INCLUDED
22 | AC&Ventilation system | 1000022409 | Ventillation system for 400kV GIS Hall Ext | SET | 1 |  | INCLUDED
23 | Cable | 1000000443 | 1.1kV grade Power Cables (PVCinsulated)along withlugs,glands,straight joints &accessories,etc. | LS | 1 |  | INCLUDED
24 | Cable | 1000000442 | 1.1kV grade Control Cables (PVCinsulated) along withlugs,glands,straight joints &accessories,etc. | LS | 1 |  | INCLUDED
25 | Cable | 1000000444 | 1.1kV grade Power Cables (XLPEinsulated) along withlugs,glands,straight joints &accessories,etc. | LS | 1 |  | INCLUDED
26 | Illumination | 1000038387 | LED FLOOD LIGHT LUMINARIESTYPE FL-1 (150W) AS PER TECHNICALSPECIFICATION | EA | 20 |  | INCLUDED
27 | Illumination | 1000038325 | LIGHTING FIXTURE LED LUMINAIRES TYPE FL2 AS PER TECH. SPECIFICATIONS | EA | 20 |  | INCLUDED
28 | Illumination | 1000004952 | 63A, 415V : Interlocked switch socket outdoor Receptacle (type RP) asper technical specifications | EA | 1 |  | INCLUDED
29 | Illumination | 1000014547 | Lighting Panel type ACP-2 as per technical specification | EA | 1 |  | INCLUDED
30 | Illumination | 1000049467 | INDOOR LIGHTNING FOR GIS BUILDING (AS PER TECHNICAL SPECIFICATION) including AHU & Relay Rooms as applicable | SET | 1 |  | INCLUDED
31 | Fire Protection System | 1000012022 | 4.5 kg CO2 type Portable Fire extinguisher | EA | 5 |  | INCLUDED
32 | Fire Protection System | 1000012024 | Fire Extinguisher Dry Chemical Powder Type(5 Kg) for control room. | EA | 2 |  | INCLUDED
33 | Fire Protection System | 1000012010 | Fire Detection and Alarm System for 400kV GIS Hall | SET | 1 |  | INCLUDED
34 | Fire Protection System | 1000012037 | Hydrant system, complete U/G piping and accessories etc. outside thePump House for Fire Protection of 400/220kV (Ext) Substation | SET | 1 |  | INCLUDED
35 | Main Earthmat | 1000032055 | 40 MM MS ROD FOR MAIN EARTHMAT | KM | 2 |  | INCLUDED
36 | VMS | 1000030433 | COLOR IP CAMERA, WITH PAN, TILT AND ZOOM FACILITIES, ALONGWITH ALLREQUIRED ITEMS, ACCESSORIES, LINE INTERFACE UNITS, FIBER PATCH CORDS,POWER SUPPLY UNITS, JUNCTION BOXES, CABLES, FIBER OPTIC CABLES, ETC.,AND INCLUDING INTEGRATION IN EXISTING HARDWARE AND SOFTWARE FORAUGMENTATION OF VISUAL MONITORING SYSTEM AS PER TECHNICALSPECIFICATION. | SET | 1 |  | INCLUDED
37 | 400kV GIS Portion Mandetory spare | 1000049808 | PRESSURE SWITCHES OF EACH TYPE (FOR HYDRAULIC OPERATED MECHANISM, IFAPPLICABLE)-400KV GIS CIRCUIT BREKAER | SET | 1 |  | INCLUDED
38 | 400kV GIS Portion Mandetory spare | 1000049805 | PRESSURE GAUGE WITH COUPLING DEVICE OF EACH TYPE (FOR HYDRAULICOPERATED MECHANISM, IF APPLICABLE)-400KV GIS CIRCUIT BREKAER | SET | 1 |  | INCLUDED
39 | 400kV GIS Portion Mandetory spare | 1000058321 | 400KV GIS CIRCUIT BREAKER-HYDRAULIC OIL (5% OF TOTAL OIL QUANTITY)(FOR HYDRAULIC OPERATED MECHANISM, IF APPLICABLE) | SET | 1 |  | INCLUDED
40 | 400kV GIS Portion Mandetory spare | 1000049799 | PRESSURE RELIEF DEVICE OF EACH TYPE (FOR HYDRAULIC OPERATED MECHANISM,IF APPLICABLE)-400KV GIS CIRCUIT BREKAER | SET | 1 |  | INCLUDED
41 | 400kV GIS Portion Mandetory spare | 1000058325 | 400KV GIS CIRCUIT BREAKER-COMPLETE SPRING OPERATING MECHANISMINCLUDING CHARGING MECHANISM ETC. (FOR SPRING OPERATED MECHANISM, IFAPPLICABLE) | SET | 1 |  | INCLUDED
42 | 400kV GIS Portion Mandetory spare | 1000058318 | 400KV GIS CIRCUIT BREAKER- COMPLETE HYDRAULIC-SPRING OPERATINGMECHANISM INCLUDING CHARGING MECHANISM ETC. (FOR HYDRAULIC-SPRINGOPERATED MECHANISM, IF APPLICABLE) | SET | 1 |  | INCLUDED
43 | 400kV GIS Portion Mandetory spare | 1000049495 | PRESSURE SWITCHES OF EACH TYPE FOR420KV GIS CIRCUIT BREAKER (ForHydraulic-Spring Operated Mechanism, ifapplicable) | SET | 1 |  | INCLUDED
44 | 400kV GIS Portion Mandetory spare | 1000049802 | PRESSURE GAUGE WITH COUPLING DEVICE OF EACH TYPE (FOR HYDRAULIC-SPRINGOPERATED MECHANISM, IF APPLICABLE)-400KV GIS CIRCUIT BREKAER | SET | 1 |  | INCLUDED
45 | 400kV GIS Portion Mandetory spare | 1000058374 | 400kV GIS- Single phase of 3150Adisconnector switch including maincircuit, enclosure, driving mechanismand support insulator etc., complete inall respect (Note 1- The contractorshall supply spare for disconnectorswitch to ensure one to one replacementof all disconnector switch supplied asmain equipment without any requirementof modification in fittings at site tocover all different types ofdisconnector switch supplied. In case,quantity of supplied dis-connectorswitch types (for one to onereplacement) are more than the quantitymentioned in BPS for spare, thecontractor shall supply theseadditional types of disconnector switchwithout any additional priceimplication to POWERGRID and quantitiesof these additional type ofdisconnector switch are deem to beincluded in the quantities mentioned inBPS for spare disconnector. Note 2 - Incase, Dis-connector Switch (DS) & EarthSwitch (ES) is provided in a sameenclosure with common operatingmechanism, then the module comprisingof Dis-connector & Earth switch insingle enclosure with common operatingmechanism is to be provided under thehead of spare Dis-connector only. Note3- In case, Dis-connector Switch (DS)&Earth Switch (ES) is provided in asame enclosure with separate operatingmechanism, then the module comprisingof Dis-connector & Earth switch insingle enclosure with separateoperating mechanism is to be providedunder the head of spare Dis-connectoronly.) | EA | 2 |  | INCLUDED
46 | 400kV GIS Portion Mandetory spare | 1000058314 | 400KV GIS- SINGLE PHASE MAINTENANCE EARTHING SWITCH INCLUDING MAINCIRCUIT, ENCLOSURE, DRIVING MECHANISM AND SUPPORT INSULATOR ETC.,COMPLETE IN ALL RESPECT (NOTE 1 - IN CASE, DIS-CONNECTOR SWITCH (DS) &EARTH SWITCH (ES) IS PROVIDED IN A SAME ENCLOSURE WITH COMMONOPERATING MECHANISM, THEN THE MODULE COMPRISING OF DIS-CONNECTOR &EARTH SWITCH IN SINGLE ENCLOSURE WITH COMMON OPERATING MECHANISM IS TOBE PROVIDED UNDER THE HEAD OF SPARE DIS-CONNECTOR ONLY. NOTE 2 - INCASE, DIS-CONNECTOR SWITCH (DS) & EARTH SWITCH (ES) IS PROVIDED IN ASAME ENCLOSURE WITH SEPARATE OPERATING MECHANISM, THEN THE MODULECOMPRISING OF DIS-CONNECTOR & EARTH SWITCH IN SINGLE ENCLOSURE WITHSEPARATE OPERATING MECHANISM IS TO BE PROVIDED UNDER THE HEAD OF SPAREDIS-CONNECTOR ONLY.) | EA | 1 |  | INCLUDED
47 | 400kV GIS Portion Mandetory spare | 1000058310 | 400KV GIS - SINGLE PHASE FAST EARTHING SWITCH INCLUDING MAIN CIRCUIT,ENCLOSURE, DRIVING MECHANISM AND SUPPORT INSULATOR ETC., COMPLETE INALL RESPECT (NOTE 1 - IN CASE, DIS-CONNECTOR SWITCH (DS) & EARTHSWITCH (ES) IS PROVIDED IN A SAME ENCLOSURE WITH COMMON OPERATINGMECHANISM, THEN THE MODULE COMPRISING OF DIS-CONNECTOR & EARTH SWITCHIN SINGLE ENCLOSURE WITH COMMON OPERATING MECHANISM IS TO BE PROVIDEDUNDER THE HEAD OF SPARE DIS-CONNECTOR ONLY. NOTE 2 - IN CASE,DIS-CONNECTOR SWITCH (DS) & EARTH SWITCH (ES) IS PROVIDED IN A SAMEENCLOSURE WITH SEPARATE OPERATING MECHANISM, THEN THE MODULECOMPRISING OF DIS-CONNECTOR & EARTH SWITCH IN SINGLE ENCLOSURE WITHSEPARATE OPERATING MECHANISM IS TO BE PROVIDED UNDER THE HEAD OF SPAREDIS-CONNECTOR ONLY.) | EA | 1 |  | INCLUDED
48 | 400kV GIS Portion Mandetory spare | 1000058305 | OPEN/CLOSE CONTACTOR ASSEMBLY, TIMERS, KEY INTERLOCK, INTERLOCKINGCOILS, RELAYS, PUSH BUTTONS, INDICATING LAMPS, POWER CONTACTORS,RESISTORS, FUSES, MCBS & DRIVE CONTROL CARDS ETC. (AS APPLICABLE) ONEOF EACH TYPE FOR ONE COMPLETE MOM BOX FOR 400KV GIS DISCONNECTORSWITCH | SET | 1 |  | INCLUDED
49 | 400kV GIS Portion Mandetory spare | 1000058312 | OPEN/CLOSE CONTACTOR ASSEMBLY, TIMERS, KEY INTERLOCK, INTERLOCKINGCOILS, RELAYS, PUSH BUTTONS, INDICATING LAMPS, POWER CONTACTORS,RESISTORS, FUSES, MCBS & DRIVE CONTROL CARDS ETC. (AS APPLICABLE) ONEOF EACH TYPE FOR ONE COMPLETE MOM BOX FOR 400KV GIS MAINTENANCE EARTHSWITCH | SET | 1 |  | INCLUDED
50 | 400kV GIS Portion Mandetory spare | 1000058308 | OPEN/CLOSE CONTACTOR ASSEMBLY, TIMERS, KEY INTERLOCK, INTERLOCKINGCOILS, RELAYS, PUSH BUTTONS, INDICATING LAMPS, POWER CONTACTORS,RESISTORS, FUSES, MCBS & DRIVE CONTROL CARDS ETC. (AS APPLICABLE) ONEOF EACH TYPE FOR ONE COMPLETE MOM BOX FOR 400KV GIS FAST EARTHINGSWITCH | SET | 1 |  | INCLUDED
51 | 400kV GIS Portion Mandetory spare | 1000049776 | LIMIT SWITCHES AND AUX. SWITCHES FOR ONE COMPLETE MOM BOX FORDISCONNECTOR-400KV GIS | SET | 1 |  | INCLUDED
52 | 400kV GIS Portion Mandetory spare | 1000049778 | LIMIT SWITCHES AND AUX. SWITCHES FOR ONE COMPLETE MOM BOX FORMAINTENANCE EARTHING SWITCH-400KV GIS | SET | 1 |  | INCLUDED
53 | 400kV GIS Portion Mandetory spare | 1000049777 | LIMIT SWITCHES AND AUX. SWITCHES FOR ONE COMPLETE MOM BOX FOR FASTEARTHING SWITCH (IF APPLICABLE)-400KV GIS | SET | 1 |  | INCLUDED
54 | 400kV GIS Portion Mandetory spare | 1000058306 | DRIVE MECHANISM FOR 400KV GIS DISCONNECTOR SWITCH | SET | 1 |  | INCLUDED
55 | 400kV GIS Portion Mandetory spare | 1000058313 | DRIVE MECHANISM FOR 400KV GIS MAINTENANCE EARTH SWITCH | SET | 1 |  | INCLUDED
56 | 400kV GIS Portion Mandetory spare | 1000058309 | DRIVE MECHANISM FOR 400KV GIS FAST EARTHING SWITCH | SET | 1 |  | INCLUDED
57 | 400kV GIS Portion Mandetory spare | 1000058307 | MOTOR FOR DRIVE MECHANISM FOR 400KV GIS DISCONNECTOR SWITCH | EA | 1 |  | INCLUDED
58 | 400kV GIS Portion Mandetory spare | 1000058315 | MOTOR FOR DRIVE MECHANISM FOR 400KVGIS MAINTENANCE EARTH SWITCH | EA | 1 |  | INCLUDED
59 | 400kV GIS Portion Mandetory spare | 1000058311 | MOTOR FOR DRIVE MECHANISM FOR 400KV GIS FAST EARTHING SWITCH | EA | 1 |  | INCLUDED
60 | 400kV GIS Portion Mandetory spare | 1000058327 | 400KV GIS- SINGLE PHASE OF CURRENT TRANSFORMER (3 CORES, TYPE-CTA)WITH ASSOCIATED ENCLOSURE AND PRIMARY CONDUCTOR COMPLETE IN ALLRESPECT | EA | 1 |  | INCLUDED
61 | 400kV GIS Portion Mandetory spare | 1000058326 | 400KV GIS- SINGLE PHASE OF CURRENT TRANSFORMER (2 CORES, TYPE-CTB)WITH ASSOCIATED ENCLOSURE AND PRIMARY CONDUCTOR COMPLETE IN ALLRESPECT | EA | 1 |  | INCLUDED
62 | 400kV GIS Portion Mandetory spare | 1000058332 | 400KV GIS-SF6 GAS PRESSURE RELIEF DEVICE ASSEMBLY OF EACH TYPE | EA | 1 |  | INCLUDED
63 | 400kV GIS Portion Mandetory spare | 1000049817 | SF6 PRESSURE GAUGE CUM SWITCH /DENSITY MONITORS AND PRESSURESWITCH AS APPLICABLE, OF EACH TYPE-400KV GIS | SET | 2 |  | INCLUDED
64 | 400kV GIS Portion Mandetory spare | 1000049753 | COUPLING DEVICE FOR PRESSURE GAUGE CUM SWITCH FOR CONNECTINGGAS HANDLING PLANT OF EACH TYPE-400KV GIS | SET | 1 |  | INCLUDED
65 | 400kV GIS Portion Mandetory spare | 1000049762 | RUBBER GASKETS, Ã‚â‚¬Å’OÃ‚â‚¬Â RINGS AND SEALS FOR SF6 GAS FOR GISENCLOSURE OF EACH TYPE-400KV GIS | SET | 2 |  | INCLUDED
66 | 400kV GIS Portion Mandetory spare | 1000058330 | 400KV GIS-MOLECULAR FILTER FOR SF6 GAS WITH FILTER BAGS (5 % OF TOTALWEIGHT) | SET | 1 |  | INCLUDED
67 | 400kV GIS Portion Mandetory spare | 1000049750 | CONTROL VALVES FOR SF6 GAS OF EACH TYPE-400KV GIS | SET | 2 |  | INCLUDED
68 | 400kV GIS Portion Mandetory spare | 1000058331 | 400KV GIS-SF6 GAS (5 % OF TOTAL GAS QUANTITY) | LOT | 1 |  | INCLUDED
69 | 400kV GIS Portion Mandetory spare | 1000049783 | LOCKING DEVICE TO KEEP THE DIS-CONNECTORS (ISOLATORS)AND EARTHING/FAST EARTHING SWITCHES IN CLOSE OR OPEN POSITION IN CASEOF REMOVAL OF THE DRIVING MECHANISM-400KV GIS | SET | 2 |  | INCLUDED
70 | 400kV GIS Portion Mandetory spare | 1000049505 | UHF PD SENSORS OF EACH TYPE ALONG WITH BNC CONNECTOR FOR 420KV GIS | EA | 3 |  | INCLUDED
71 | 400kV GIS Portion Mandetory spare | 1000058334 | 400KV GIS-SUPPORT INSULATORS (GAS THROUGH) OF EACH TYPE (COMPLETE WITHMETAL RING ETC.) ALONG WITH ASSOCIATED CONTACTS AND SHIELDS | EA | 3 |  | INCLUDED
72 | 400kV GIS Portion Mandetory spare | 1000058329 | 400KV GIS-GAS BARRIERS OF EACH TYPE (COMPLETE WITH METAL RING ETC.)ALONG WITH ASSOCIATED CONTACTS AND SHIELDS | EA | 3 |  | INCLUDED
73 | 400kV GIS Portion Mandetory spare | 1000058333 | 400KV GIS- 3150A SF6 TO AIR BUSHING COMPLETE IN ALL RESPECT | EA | 1 |  | INCLUDED
74 | 400kV GIS Portion Mandetory spare | 1000049498 | LCC SPARES - AUX. RELAYS, CONTACTORS,PUSH BUTTONS, SWITCHES,LAMPS,ANNUNCIATION WINDOWS, MCB, FUSES,TIMERS, TERMINAL BLOCKS ETC. OF EACHTYPE & RATING-400kV GIS | SET | 1 |  | INCLUDED
75 | 400kV GIS Portion Mandetory spare | 1000058317 | 400KV GIS-ONE POLE OF 3150A CIRCUIT BREAKER WITHOUT PIR WITHINTERRUPTER, MAIN CIRCUIT, ENCLOSURE AND OPERATING MECHANISM COMPLETEIN ALL RESPECT | SET | 1 |  | INCLUDED
76 | 400kV GIS Portion Mandetory spare | 1000021873 | Trip coil assembly with resistor for420kV GIS Circuit Breaker (asapplicable) | SET | 3 |  | INCLUDED
77 | 400kV GIS Portion Mandetory spare | 1000009208 | Closing coil assembly with resistor for420kV GIS Circuit Breaker (asapplicable) | SET | 3 |  | INCLUDED
78 | 400kV GIS Portion Mandetory spare | 1000058324 | RELAYS, POWER CONTACTORS, PUSH BUTTONS, TIMERS & MCBS ETC. (ASAPPLICABLE) OF EACH TYPE FOR 400KV GIS CIRCUIT BREAKER | SET | 1 |  | INCLUDED
79 | 400kV GIS Portion Mandetory spare | 1000007067 | Auxiliary switch assembly of each type for 420kV GIS Circuit Breaker | SET | 1 |  | INCLUDED
80 | 400kV GIS Portion Mandetory spare | 1000058323 | 400KV GIS CIRCUIT BREAKER-OPERATION COUNTER | EA | 1 |  | INCLUDED
81 | 400kV GIS Portion Mandetory spare | 1000058320 | 400KV GIS CIRCUIT BREAKER-HYDRAULIC OPERATING MECHANISM WITH DRIVEMOTOR (FOR HYDRAULIC OPERATED MECHANISM, IF APPLICABLE) | SET | 1 |  | INCLUDED
82 | 400kV GIS Portion Mandetory spare | 1000049759 | HYDRAULIC FILTER OF EACH TYPE (FOR HYDRAULIC OPERATED MECHANISM, IFPPLICABLE)-400KV GIS CIRCUIT BREKAER | SET | 1 |  | INCLUDED
83 | 400kV GIS Portion Mandetory spare | 1000058319 | 400KV GIS CIRCUIT BREAKER- HOSE PIPE OF EACH TYPE (AS APPLICABLE) (FORHYDRAULIC OPERATED MECHANISM, IF APPLICABLE) | SET | 1 |  | INCLUDED
84 | 400kV GIS Portion Mandetory spare | 1000058322 | 400KV GIS CIRCUIT BREAKER - N2 ACCUMULATOR (FOR HYDRAULIC OPERATEDMECHANISM, IF APPLICABLE) | SET | 1 |  | INCLUDED
85 | 400kV GIS Portion Mandetory spare | 1000049835 | VALVES OF EACH TYPE (FOR HYDRAULIC OPERATED MECHANISM, IFAPPLICABLE)-400KV GIS CIRCUIT BREKAER | SET | 1 |  | INCLUDED
86 | 400kV GIS Portion Mandetory spare | 1000049795 | PIPE LENGTH (COPPER & STEEL) OF EACH SIZE & TYPE (FOR HYDRAULICOPERATED MECHANISM, IF APPLICABLE)-400KV GIS CIRCUIT BREKAER | SET | 1 |  | INCLUDED
87 | Other Mandatory spare | 1000024186 | SPARES FOR 336KV SURGE ARRESTER | LS | 1 |  | INCLUDED
88 | Other Mandatory spare | 1000019912 | Relay & protection Panels (with automation) | LS | 1 |  | INCLUDED
89 | Other Mandatory spare | 1000062002 | BAY CONTROL UNIT (IED) OF MAIN SYSTEM | EA | 1 |  | INCLUDED
90 | Other Mandatory spare | 1000062004 | ETHERNET SWITCH SUITABLE FOR 19Ã‚â‚¬Â RACK MOUNTING WITH 24 FIBER OPTICPORTS | EA | 1 |  | INCLUDED
91 | Other Mandatory spare | 1000025943 | Spare-420kV CVT 1 | SET | 1 |  | INCLUDED
92 | PMU & associated item (KPS3) | 1000017518 | PMU with GPS Clock (clock can be either internal or external) | EA | 1 |  | INCLUDED
93 | PMU & associated item (KPS3) | 1000022512 | WAMS Hardware - Time System (GPS receiver) | EA | 1 |  | INCLUDED
94 | PMU & associated item (KPS3) | 1000071061 | SUBSTATION GRADE LAYER 2 LAN SWITCH | EA | 1 |  | INCLUDED
95 | PMU & associated item (KPS3) | 1000071062 | SUBSTATION GRADE LAYER 3 LAN SWITCH | EA | 1 |  | INCLUDED
96 | PMU & associated item (KPS3) | 1000022487 | WAMS Miscellaneous - Armored Fibre Optic Cable and associatedtermination (e.g. L2 Switch) for connecting PMU panels located indifferent control room of a station | EA | 1 |  | INCLUDED
97 | PMU & associated item (KPS3) | 1000030641 | LIU - FO PATCH PANEL-12 PORT | EA | 2 |  | INCLUDED
98 | Supply of Steel Structures | 1000015954 | Fabrication, galvanising and supply of Lattice Structures (MS Steel),to be designed during detailed engineering, for towers, beams andequipment support structure including pack plates / packwashers andgusset plates excluding fasteners and foundation bolts | MT | 17 |  | INCLUDED
99 | Supply of Steel Structures | 1000015953 | Fabrication, galvanising and supply of Lattice Structures (HT Steel),to be designed during detailed engineering, for towers, beams andequipment support structure including pack plates / packwashers andgusset plates excluding fasteners and foundation bolts | MT | 2 |  | INCLUDED
100 | Supply of Steel Structures | 1000011713 | Fabrication, galvanising and supply of fasteners ( nuts, bolts andwashers ) including step bolts for lattice and pipe structures to bedesigned during detailed engineering | MT | 1 |  | INCLUDED
101 | Supply of Steel Structures | 1000012373 | Fabrication, galvanising and supply of foundation bolts including nuts,checknut and washers for lattice and pipe structures to be designedduring detailed engineering | MT | 2 |  | INCLUDED
II | 500 MVA (3rd) ICT at Navi Mumbai (GIS)
102 | GIS PORTION- 420 KV GIS EQUIPMENT | 1000004637 | 420kV, 3150 A, 63 kA, SF6 GIS ICT feederbay module as per Section-Project,Technical specification | SET | 1 |  | INCLUDED
103 | GIS PORTION- 420 KV GIS EQUIPMENT | 1000032802 | 420KV, 4000A,63KA GIS BUSBAR MODULE EXTENSION | SET | 2 |  | INCLUDED
104 | GIS PORTION- 420 KV GIS EQUIPMENT | 1000077607 | 420KV,4000A, 63KA, 3-PHASE GIS EXTENSION PIECE (INTERFACE) MODULESUITABLE FOR EXTENDING EXISTING HITACHI MAKE GIS BUS BAR/DUCT AS PERTECHNICAL SPECIFICATION | SET | 2 |  | INCLUDED
105 | GIS PORTION- 420 KV GIS EQUIPMENT | 1000058226 | 400KV GIS-SF6 TO OIL INTERFACE MOD- TR | SET | 3 |  | INCLUDED
106 | GIS PORTION- 420 KV GIS EQUIPMENT | 1000059207 | 420KV, 3000A, 63KA, SINGLE PHASE, SF6 GAS INSULATED BUS DUCT (GIB)OUTSIDE GIS HALL ALONGWITH ASSOCIATED SUPPORT STRUCTURE, ETC. AS PERTECHNICAL SPECIFICATION | M | 150 |  | INCLUDED
107 | GIS PORTION- 420 KV GIS EQUIPMENT | 1000009713 | Controlled Switching Device for 420 kV, 3-ph Circuit Breaker | EA | 1 |  | INCLUDED
108 | GIS PORTION- 420 KV GIS EQUIPMENT | 1000058335 | 400KV GIS- SINGLE PHASE GAS INSULATED SURGE ARRESTER WITH ASSOCIATEDENCLOSURE AND INSULATOR COMPLETE IN ALL RESPECT | EA | 3 |  | INCLUDED
109 | GIS PORTION- 245KV GIS EQUIPMENT | 1000001690 | 245kV, 1600 A, 50 kA, SF6 GIS ICT feederbay module as per Section-Project,Technical specification | SET | 1 |  | INCLUDED
110 | GIS PORTION- 245KV GIS EQUIPMENT | 1000032784 | 245 KV,3000 A, 50 KA SF6 GIS BUS BAR MODULE EXTENSION AS PERSECTION-PROJECT, TECHNICAL SPECIFICATION | SET | 2 |  | INCLUDED
111 | GIS PORTION- 245KV GIS EQUIPMENT | 1000077600 | 245KV,3000A, 50KA, 3-PHASE GIS EXTENSION PIECE (INTERFACE) MODULESUITABLE FOR EXTENDING EXISTING HITACHI MAKE GIS BUS BAR/DUCT AS PERTECHNICAL SPECIFICATION | SET | 2 |  | INCLUDED
112 | ERECTION HARDWARE | 1000011330 | Erection Hardware for 400kV DM type layout for GIS terminationarrangement-Transformer bay as per technical specification | SET | 1 |  | INCLUDED
113 | ERECTION HARDWARE | 1000011252 | Erection Hardware for 220kV DM-type layout for GIS terminationarrangement-Transformer bay as per technical specification | SET | 1 |  | INCLUDED
114 | GIS PORTION-TESTING & MAINTENANCE | 1000038259 | SCISSOR LIFT | EA | 1 |  | INCLUDED
115 | GIS PORTION-TESTING & MAINTENANCE | 1000025329 | Portable Partial Discharge measurement test kitwith all necessary accessories,Industrial Grade Laptop and licensedsoftware as per Technicalspecification. | EA | 1 |  | INCLUDED
116 | GIS PORTION-TESTING & MAINTENANCE | 1000025436 | SF6 Gas Leakage Detector | EA | 1 |  | INCLUDED
117 | GIS PORTION-TESTING & MAINTENANCE | 1000032132 | SF6 GAS ANALYZER | EA | 1 |  | INCLUDED
118 | GIS PORTION-TESTING & MAINTENANCE | 1000025440 | SF6 Gas processing Unit for 400kV GIS station | SET | 1 |  | INCLUDED
119 | 220KV EHV CABLE & ASSOCIATED EQUIP | 1000032030 | 220KV HV POWER CABLE ALONG WITH ACCESSORIES | KM | 0.3 |  | INCLUDED
120 | 220KV EHV CABLE & ASSOCIATED EQUIP | 1000079663 | 220KV CABLE TERMINATION KIT ALONG WITH ASSOCIATED SUPPORT STRUCTURE,ACCESSORIES ETC. FOR TERMINATION AT TRANSFORMER SIDE | SET | 3 |  | INCLUDED
121 | 220KV EHV CABLE & ASSOCIATED EQUIP | 1000079662 | 220 KV CABLE TERMINATION KIT ALONG WITH ASSOCIATED SUPPORT STRUCTURE,ACCESSORIES ETC. FOR TERMINATION AT GIS BAY SIDE | SET | 3 |  | INCLUDED
122 | CONTROL & RELAY PANEL | 1000055446 | 400KV CIRCUIT BREAKER RELAY PANEL (WITH AUTOMATION) | EA | 1 |  | INCLUDED
123 | CONTROL & RELAY PANEL | 1000004274 | 400kV Transformer Protection Panel (For both HV & MV side)-(withAutomation) | EA | 1 |  | INCLUDED
124 | CONTROL & RELAY PANEL | 1000055443 | 220KV CIRCUIT BREAKER RELAY PANEL (WITH AUTOMATION) | EA | 1 |  | INCLUDED
125 | SUBSTATION AUTOMATION SYSTEM | 1000003409 | Augmentation of Substation automation System for 400kV Main bay as perTechnical Specification | EA | 1 |  | INCLUDED
126 | SUBSTATION AUTOMATION SYSTEM | 1000001333 | Augmentation of Substation automation System for 220kV bay as perTechnical Specification | EA | 1 |  | INCLUDED
127 | FIRE PROTECTION SYSTEM | 1000012069 | HVW spray system, Hydrant system and complete U/G & O/G piping andaccessories etc. out side the pump house for 500MVA , 400KV/220/33kV, 3-phase Autotransformer | SET | 1 |  | INCLUDED
128 | FIRE PROTECTION SYSTEM | 1000029281 | Hydrant system, complete U/G piping and accessories etc. outside thePump House for 220kV GIS Building Extension. | LOT | 1 |  | INCLUDED
129 | FIRE PROTECTION SYSTEM | 1000012009 | Fire Detection and Alarm System for 220kV GIS Hall | SET | 1 |  | INCLUDED
130 | FIRE PROTECTION SYSTEM | 1000049459 | FIRE PROTECTION SYSTEM FOR LOCAL RELAY ROOM FOR 220KV GIS | SET | 1 |  | INCLUDED
131 | FIRE PROTECTION SYSTEM | 1000012022 | 4.5 kg CO2 type Portable Fire extinguisher | EA | 5 |  | INCLUDED
132 | FIRE PROTECTION SYSTEM | 1000012026 | 6Kg dry chemical powered type Portable Fire extinguisher | EA | 2 |  | INCLUDED
133 | POWER & CONTROL CABLES | 1000000443 | 1.1kV grade Power Cables (PVCinsulated)along withlugs,glands,straight joints &accessories,etc. | LS | 1 |  | INCLUDED
134 | POWER & CONTROL CABLES | 1000000442 | 1.1kV grade Control Cables (PVCinsulated) along withlugs,glands,straight joints &accessories,etc. | LS | 1 |  | INCLUDED
135 | POWER & CONTROL CABLES | 1000000444 | 1.1kV grade Power Cables (XLPEinsulated) along withlugs,glands,straight joints &accessories,etc. | LS | 1 |  | INCLUDED
136 | AC AND VENTILATION SYSTEM | 1000022407 | Ventillation system for 220kV GIS Hall Ext | SET | 1 |  | INCLUDED
137 | AC AND VENTILATION SYSTEM | 1000032700 | AIRCONDITIONING SYSTEM FOR LCR IN 245KV GIS BUILDING | SET | 1 |  | INCLUDED
138 | ILLUMINATION SYSTEM | 1000014547 | Lighting Panel type ACP-2 as per technical specification | EA | 1 |  | INCLUDED
139 | ILLUMINATION SYSTEM | 1000038039 | LIGHTING FIXTURE LED LUMINAIRES TYPE FL-1 AS PER TECH. SPECIFICATIONS | EA | 3 |  | INCLUDED
140 | ILLUMINATION SYSTEM | 1000038325 | LIGHTING FIXTURE LED LUMINAIRES TYPE FL2 AS PER TECH. SPECIFICATIONS | EA | 5 |  | INCLUDED
141 | ILLUMINATION SYSTEM | 1000038385 | FIRE WALL MOUNTED LED LUMINARIE TYPE FL-2 (250W) | EA | 4 |  | INCLUDED
142 | ILLUMINATION SYSTEM | 1000001894 | Outdoor Power Receptacle for oilfiltration unit (250A) | EA | 1 |  | INCLUDED
143 | ILLUMINATION SYSTEM | 1000049467 | INDOOR LIGHTNING FOR GIS BUILDING (AS PER TECHNICAL SPECIFICATION) including AHU & Relay Rooms as applicable | SET | 1 |  | INCLUDED
144 | VISUAL MONITORING SYSTEM | 1000030433 | COLOR IP CAMERA, WITH PAN, TILT AND ZOOM FACILITIES, ALONGWITH ALLREQUIRED ITEMS, ACCESSORIES, LINE INTERFACE UNITS, FIBER PATCH CORDS,POWER SUPPLY UNITS, JUNCTION BOXES, CABLES, FIBER OPTIC CABLES, ETC.,AND INCLUDING INTEGRATION IN EXISTING HARDWARE AND SOFTWARE FORAUGMENTATION OF VISUAL MONITORING SYSTEM AS PER TECHNICALSPECIFICATION. | SET | 1 |  | INCLUDED
145 | MAIN EARTHMAT | 1000032055 | 40 MM MS ROD FOR MAIN EARTHMAT | KM | 0.5 |  | INCLUDED
146 | LCLM | 1000078276 | HIGH MAST FOR LIGHTING CUM LIGHTNING PROTECTION (30M HEIGHT WITH 1.0 MHIGH SPIKE), INCLUDING HARDWARE, LANTERN CARRIAGES,PULLEY SYSTEM WITHWIRE ROPES,NUTS, BOLTS,FOUNDATION BOLTS, ALL TYPE OF WASHERS ETC.COMPLETE IN ALL RESPECT. | EA | 1 |  | INCLUDED
147 | MANDATORY SPARES-AIS | 1000019912 | Relay & protection Panels (with automation) | LS | 1 |  | INCLUDED
148 | MANDATORY SPARES-AIS | 1000019925 | Spares for Fire Protection System | LS | 1 |  | INCLUDED
149 | MANDATORY SPARES FOR SAS-AIS | 1000062002 | BAY CONTROL UNIT (IED) OF MAIN SYSTEM | EA | 1 |  | INCLUDED
150 | MANDATORY SPARES FOR SAS-AIS | 1000062004 | ETHERNET SWITCH SUITABLE FOR 19Ã‚â‚¬Â RACK MOUNTING WITH 24 FIBER OPTICPORTS | EA | 1 |  | INCLUDED
151 | GIS PORTION-MANDATORY SPARES | 1000058332 | 400KV GIS-SF6 GAS PRESSURE RELIEF DEVICE ASSEMBLY OF EACH TYPE | EA | 1 |  | INCLUDED
152 | GIS PORTION-MANDATORY SPARES | 1000049817 | SF6 PRESSURE GAUGE CUM SWITCH /DENSITY MONITORS AND PRESSURESWITCH AS APPLICABLE, OF EACH TYPE-400KV GIS | SET | 2 |  | INCLUDED
153 | GIS PORTION-MANDATORY SPARES | 1000049753 | COUPLING DEVICE FOR PRESSURE GAUGE CUM SWITCH FOR CONNECTINGGAS HANDLING PLANT OF EACH TYPE-400KV GIS | SET | 1 |  | INCLUDED
154 | GIS PORTION-MANDATORY SPARES | 1000049762 | RUBBER GASKETS, Ã‚â‚¬Å’OÃ‚â‚¬Â RINGS AND SEALS FOR SF6 GAS FOR GISENCLOSURE OF EACH TYPE-400KV GIS | SET | 2 |  | INCLUDED
155 | GIS PORTION-MANDATORY SPARES | 1000058330 | 400KV GIS-MOLECULAR FILTER FOR SF6 GAS WITH FILTER BAGS (5 % OF TOTALWEIGHT) | SET | 1 |  | INCLUDED
156 | GIS PORTION-MANDATORY SPARES | 1000049750 | CONTROL VALVES FOR SF6 GAS OF EACH TYPE-400KV GIS | SET | 2 |  | INCLUDED
157 | GIS PORTION-MANDATORY SPARES | 1000058331 | 400KV GIS-SF6 GAS (5 % OF TOTAL GAS QUANTITY) | LOT | 1 |  | INCLUDED
158 | GIS PORTION-MANDATORY SPARES | 1000049783 | LOCKING DEVICE TO KEEP THE DIS-CONNECTORS (ISOLATORS)AND EARTHING/FAST EARTHING SWITCHES IN CLOSE OR OPEN POSITION IN CASEOF REMOVAL OF THE DRIVING MECHANISM-400KV GIS | SET | 2 |  | INCLUDED
159 | GIS PORTION-MANDATORY SPARES | 1000049505 | UHF PD SENSORS OF EACH TYPE ALONG WITH BNC CONNECTOR FOR 420KV GIS | EA | 3 |  | INCLUDED
160 | GIS PORTION-MANDATORY SPARES | 1000058334 | 400KV GIS-SUPPORT INSULATORS (GAS THROUGH) OF EACH TYPE (COMPLETE WITHMETAL RING ETC.) ALONG WITH ASSOCIATED CONTACTS AND SHIELDS | EA | 3 |  | INCLUDED
161 | GIS PORTION-MANDATORY SPARES | 1000058329 | 400KV GIS-GAS BARRIERS OF EACH TYPE (COMPLETE WITH METAL RING ETC.)ALONG WITH ASSOCIATED CONTACTS AND SHIELDS | EA | 3 |  | INCLUDED
162 | GIS PORTION-MANDATORY SPARES | 1000049498 | LCC SPARES - AUX. RELAYS, CONTACTORS,PUSH BUTTONS, SWITCHES,LAMPS,ANNUNCIATION WINDOWS, MCB, FUSES,TIMERS, TERMINAL BLOCKS ETC. OF EACHTYPE & RATING-400kV GIS | SET | 1 |  | INCLUDED
163 | GIS PORTION-MANDATORY SPARES | 1000058317 | 400KV GIS-ONE POLE OF 3150A CIRCUIT BREAKER WITHOUT PIR WITHINTERRUPTER, MAIN CIRCUIT, ENCLOSURE AND OPERATING MECHANISM COMPLETEIN ALL RESPECT | SET | 1 |  | INCLUDED
164 | GIS PORTION-MANDATORY SPARES | 1000021873 | Trip coil assembly with resistor for420kV GIS Circuit Breaker (asapplicable) | SET | 3 |  | INCLUDED
165 | GIS PORTION-MANDATORY SPARES | 1000009208 | Closing coil assembly with resistor for420kV GIS Circuit Breaker (asapplicable) | SET | 3 |  | INCLUDED
166 | GIS PORTION-MANDATORY SPARES | 1000058324 | RELAYS, POWER CONTACTORS, PUSH BUTTONS, TIMERS & MCBS ETC. (ASAPPLICABLE) OF EACH TYPE FOR 400KV GIS CIRCUIT BREAKER | SET | 1 |  | INCLUDED
167 | GIS PORTION-MANDATORY SPARES | 1000007067 | Auxiliary switch assembly of each type for 420kV GIS Circuit Breaker | SET | 1 |  | INCLUDED
168 | GIS PORTION-MANDATORY SPARES | 1000058323 | 400KV GIS CIRCUIT BREAKER-OPERATION COUNTER | EA | 1 |  | INCLUDED
169 | GIS PORTION-MANDATORY SPARES | 1000058325 | 400KV GIS CIRCUIT BREAKER-COMPLETE SPRING OPERATING MECHANISMINCLUDING CHARGING MECHANISM ETC. (FOR SPRING OPERATED MECHANISM, IFAPPLICABLE) | SET | 1 |  | INCLUDED
170 | GIS PORTION-MANDATORY SPARES | 1000058374 | 400kV GIS- Single phase of 3150Adisconnector switch including maincircuit, enclosure, driving mechanismand support insulator etc., complete inall respect (Note 1- The contractorshall supply spare for disconnectorswitch to ensure one to one replacementof all disconnector switch supplied asmain equipment without any requirementof modification in fittings at site tocover all different types ofdisconnector switch supplied. In case,quantity of supplied dis-connectorswitch types (for one to onereplacement) are more than the quantitymentioned in BPS for spare, thecontractor shall supply theseadditional types of disconnector switchwithout any additional priceimplication to POWERGRID and quantitiesof these additional type ofdisconnector switch are deem to beincluded in the quantities mentioned inBPS for spare disconnector. Note 2 - Incase, Dis-connector Switch (DS) & EarthSwitch (ES) is provided in a sameenclosure with common operatingmechanism, then the module comprisingof Dis-connector & Earth switch insingle enclosure with common operatingmechanism is to be provided under thehead of spare Dis-connector only. Note3- In case, Dis-connector Switch (DS)&Earth Switch (ES) is provided in asame enclosure with separate operatingmechanism, then the module comprisingof Dis-connector & Earth switch insingle enclosure with separateoperating mechanism is to be providedunder the head of spare Dis-connectoronly.) | EA | 2 |  | INCLUDED
171 | GIS PORTION-MANDATORY SPARES | 1000058314 | 400KV GIS- SINGLE PHASE MAINTENANCE EARTHING SWITCH INCLUDING MAINCIRCUIT, ENCLOSURE, DRIVING MECHANISM AND SUPPORT INSULATOR ETC.,COMPLETE IN ALL RESPECT (NOTE 1 - IN CASE, DIS-CONNECTOR SWITCH (DS) &EARTH SWITCH (ES) IS PROVIDED IN A SAME ENCLOSURE WITH COMMONOPERATING MECHANISM, THEN THE MODULE COMPRISING OF DIS-CONNECTOR &EARTH SWITCH IN SINGLE ENCLOSURE WITH COMMON OPERATING MECHANISM IS TOBE PROVIDED UNDER THE HEAD OF SPARE DIS-CONNECTOR ONLY. NOTE 2 - INCASE, DIS-CONNECTOR SWITCH (DS) & EARTH SWITCH (ES) IS PROVIDED IN ASAME ENCLOSURE WITH SEPARATE OPERATING MECHANISM, THEN THE MODULECOMPRISING OF DIS-CONNECTOR & EARTH SWITCH IN SINGLE ENCLOSURE WITHSEPARATE OPERATING MECHANISM IS TO BE PROVIDED UNDER THE HEAD OF SPAREDIS-CONNECTOR ONLY.) | EA | 1 |  | INCLUDED
172 | GIS PORTION-MANDATORY SPARES | 1000058305 | OPEN/CLOSE CONTACTOR ASSEMBLY, TIMERS, KEY INTERLOCK, INTERLOCKINGCOILS, RELAYS, PUSH BUTTONS, INDICATING LAMPS, POWER CONTACTORS,RESISTORS, FUSES, MCBS & DRIVE CONTROL CARDS ETC. (AS APPLICABLE) ONEOF EACH TYPE FOR ONE COMPLETE MOM BOX FOR 400KV GIS DISCONNECTORSWITCH | SET | 1 |  | INCLUDED
173 | GIS PORTION-MANDATORY SPARES | 1000058312 | OPEN/CLOSE CONTACTOR ASSEMBLY, TIMERS, KEY INTERLOCK, INTERLOCKINGCOILS, RELAYS, PUSH BUTTONS, INDICATING LAMPS, POWER CONTACTORS,RESISTORS, FUSES, MCBS & DRIVE CONTROL CARDS ETC. (AS APPLICABLE) ONEOF EACH TYPE FOR ONE COMPLETE MOM BOX FOR 400KV GIS MAINTENANCE EARTHSWITCH | SET | 1 |  | INCLUDED
174 | GIS PORTION-MANDATORY SPARES | 1000049776 | LIMIT SWITCHES AND AUX. SWITCHES FOR ONE COMPLETE MOM BOX FORDISCONNECTOR-400KV GIS | SET | 1 |  | INCLUDED
175 | GIS PORTION-MANDATORY SPARES | 1000049778 | LIMIT SWITCHES AND AUX. SWITCHES FOR ONE COMPLETE MOM BOX FORMAINTENANCE EARTHING SWITCH-400KV GIS | SET | 1 |  | INCLUDED
176 | GIS PORTION-MANDATORY SPARES | 1000058306 | DRIVE MECHANISM FOR 400KV GIS DISCONNECTOR SWITCH | SET | 1 |  | INCLUDED
177 | GIS PORTION-MANDATORY SPARES | 1000058313 | DRIVE MECHANISM FOR 400KV GIS MAINTENANCE EARTH SWITCH | SET | 1 |  | INCLUDED
178 | GIS PORTION-MANDATORY SPARES | 1000058307 | MOTOR FOR DRIVE MECHANISM FOR 400KV GIS DISCONNECTOR SWITCH | EA | 1 |  | INCLUDED
179 | GIS PORTION-MANDATORY SPARES | 1000058315 | MOTOR FOR DRIVE MECHANISM FOR 400KVGIS MAINTENANCE EARTH SWITCH | EA | 1 |  | INCLUDED
180 | GIS PORTION-MANDATORY SPARES | 1000058327 | 400KV GIS- SINGLE PHASE OF CURRENT TRANSFORMER (3 CORES, TYPE-CTA)WITH ASSOCIATED ENCLOSURE AND PRIMARY CONDUCTOR COMPLETE IN ALLRESPECT | EA | 1 |  | INCLUDED
181 | GIS PORTION-MANDATORY SPARES | 1000058326 | 400KV GIS- SINGLE PHASE OF CURRENT TRANSFORMER (2 CORES, TYPE-CTB)WITH ASSOCIATED ENCLOSURE AND PRIMARY CONDUCTOR COMPLETE IN ALLRESPECT | EA | 1 |  | INCLUDED
182 | GIS PORTION-MANDATORY SPARES | 1000058335 | 400KV GIS- SINGLE PHASE GAS INSULATED SURGE ARRESTER WITH ASSOCIATEDENCLOSURE AND INSULATOR COMPLETE IN ALL RESPECT | EA | 1 |  | INCLUDED
183 | GIS PORTION-MANDATORY SPARES | 1000058336 | 400KV GIS- SURGE COUNTER/ MONITOR | EA | 1 |  | INCLUDED
184 | GIS PORTION-MANDATORY SPARES | 1000058295 | 220KV GIS- CABLE CONNECTION ENCLOSURE WITH MAIN CIRCUIT | SET | 1 |  | INCLUDED
185 | GIS PORTION-MANDATORY SPARES | 1000058300 | 220KV GIS-SF6 GAS PRESSURE RELIEF DEVICE ASSEMBLY OF EACH TYPE | EA | 1 |  | INCLUDED
186 | GIS PORTION-MANDATORY SPARES | 1000049816 | SF6 PRESSURE GAUGE CUM SWITCH /DENSITY MONITORS AND PRESSURESWITCH AS APPLICABLE, OF EACH TYPE-220KV GIS | SET | 2 |  | INCLUDED
187 | GIS PORTION-MANDATORY SPARES | 1000049752 | COUPLING DEVICE FOR PRESSURE GAUGE CUM SWITCH FOR CONNECTINGGAS HANDLING PLANT OF EACH TYPE-220KV GIS | SET | 1 |  | INCLUDED
188 | GIS PORTION-MANDATORY SPARES | 1000049761 | RUBBER GASKETS, Ã‚â‚¬Å’OÃ‚â‚¬Â RINGS AND SEALS FOR SF6 GAS FOR GISENCLOSURE OF EACH TYPE-220KV GIS | SET | 2 |  | INCLUDED
189 | GIS PORTION-MANDATORY SPARES | 1000058298 | 220KV GIS-MOLECULAR FILTER FOR SF6 GAS WITH FILTER BAGS (5 % OF TOTALWEIGHT) | SET | 1 |  | INCLUDED
190 | GIS PORTION-MANDATORY SPARES | 1000049749 | CONTROL VALVES FOR SF6 GAS OF EACH TYPE-220KV GIS | SET | 2 |  | INCLUDED
191 | GIS PORTION-MANDATORY SPARES | 1000058299 | 220KV GIS-SF6 GAS (5 % OF TOTAL GAS QUANTITY) | LOT | 1 |  | INCLUDED
192 | GIS PORTION-MANDATORY SPARES | 1000049782 | LOCKING DEVICE TO KEEP THE DIS-CONNECTORS (ISOLATORS)AND EARTHING/FAST EARTHING SWITCHES (AS APPLICABLE) IN CLOSE OR OPENPOSITION IN CASE OF REMOVAL OF THE DRIVING MECHANISM-220KV GIS | SET | 2 |  | INCLUDED
193 | GIS PORTION-MANDATORY SPARES | 1000049504 | UHF PD SENSORS OF EACH TYPE ALONG WITH BNC CONNECTOR FOR 245KV GIS | EA | 3 |  | INCLUDED
194 | GIS PORTION-MANDATORY SPARES | 1000058302 | 220KV GIS-SUPPORT INSULATORS (GAS THROUGH) OF EACH TYPE (COMPLETE WITHMETAL RING ETC.) ALONG WITH ASSOCIATED CONTACTS AND SHIELDS | EA | 3 |  | INCLUDED
195 | GIS PORTION-MANDATORY SPARES | 1000058297 | 220KV GIS-GAS BARRIERS OF EACH TYPE (COMPLETE WITH METAL RING ETC.)ALONG WITH ASSOCIATED CONTACTS AND SHIELDS | EA | 3 |  | INCLUDED
196 | GIS PORTION-MANDATORY SPARES | 1000049497 | LCC SPARES - AUX. RELAYS, CONTACTORS,PUSH BUTTONS, SWITCHES, LAMPS,ANNUNCIATION WINDOWS, MCB, FUSES,TIMERS, TERMINAL BLOCKS ETC. OF EACHTYPE & RATING-220kV GIS | SET | 1 |  | INCLUDED
197 | GIS PORTION-MANDATORY SPARES | 1000058284 | 220KV GIS-ONE POLE OF 1600A CIRCUIT BREAKER WITH INTERRUPTER, MAINCIRCUIT, ENCLOSURE AND OPERATING MECHANISM COMPLETE IN ALL RESPECT | SET | 1 |  | INCLUDED
198 | GIS PORTION-MANDATORY SPARES | 1000021871 | Trip coil assembly with resistor for245kV GIS Circuit Breaker (asapplicable) | SET | 3 |  | INCLUDED
199 | GIS PORTION-MANDATORY SPARES | 1000009185 | Closing coil assembly with resistor for245kV GIS Circuit Breaker (asapplicable) | SET | 3 |  | INCLUDED
200 | GIS PORTION-MANDATORY SPARES | 1000058292 | RELAYS, POWER CONTACTORS, PUSH BUTTONS, TIMERS & MCBS ETC. (ASAPPLICABLE) OF EACH TYPE FOR 220KV GIS CIRCUIT BREAKER | SET | 1 |  | INCLUDED
201 | GIS PORTION-MANDATORY SPARES | 1000007066 | Auxiliary switch assembly of each type for 245kV GIS Circuit Breaker | SET | 1 |  | INCLUDED
202 | GIS PORTION-MANDATORY SPARES | 1000058291 | 220KV GIS CIRCUIT BREAKER-OPERATION COUNTER | EA | 1 |  | INCLUDED
203 | GIS PORTION-MANDATORY SPARES | 1000058293 | 220KV GIS CIRCUIT BREAKER-COMPLETE SPRING OPERATING MECHANISMINCLUDING CHARGING MECHANISM ETC. (FOR SPRING OPERATED MECHANISM, IFAPPLICABLE) | SET | 1 |  | INCLUDED
204 | GIS PORTION-MANDATORY SPARES | 1000058371 | 220kV GIS- Three phase of 1600Adisconnector switch including maincircuit, enclosure, driving mechanismand support insulator etc., complete inall respect (Note 1- The contractorshall supply spare for disconnectorswitch to ensure one to one replacementof all disconnector switch supplied asmain equipment without any requirementof modification in fittings at site tocover all different types ofdisconnector switch supplied. In case,quantity of supplied dis-connectorswitch types (for one to onereplacement) are more than the quantitymentioned in BPS for spare, thecontractor shall supply theseadditional types of disconnector switchwithout any additional priceimplication to POWERGRID and quantitiesof these additional type ofdisconnector switch are deem to beincluded in the quantities mentioned inBPS for spare disconnector. Note 2 - Incase, Dis-connector Switch (DS) & EarthSwitch (ES) is provided in a sameenclosure with common operatingmechanism, then the module comprisingof Dis-connector & Earth switch insingle enclosure with common operatingmechanism is to be provided under thehead of spare Dis-connector only. Note3- In case, Dis-connector Switch (DS)&Earth Switch (ES) is provided in asame enclosure with separate operatingmechanism, then the module comprisingof Dis-connector & Earth switch insingle enclosure with separateoperating mechanism is to be providedunder the head of spare Dis-connectoronly.) | EA | 2 |  | INCLUDED
205 | GIS PORTION-MANDATORY SPARES | 1000058282 | 220KV GIS- THREE PHASE MAINTENANCE EARTHING SWITCH INCLUDING MAINCIRCUIT, ENCLOSURE, DRIVING MECHANISM AND SUPPORT INSULATOR ETC.,COMPLETE IN ALL RESPECT (NOTE 1 - IN CASE, DIS-CONNECTOR SWITCH (DS) &EARTH SWITCH (ES) IS PROVIDED IN A SAME ENCLOSURE WITH COMMONOPERATING MECHANISM, THEN THE MODULE COMPRISING OF DIS-CONNECTOR &EARTH SWITCH IN SINGLE ENCLOSURE WITH COMMON OPERATING MECHANISM IS TOBE PROVIDED UNDER THE HEAD OF SPARE DIS-CONNECTOR ONLY. NOTE 2 - INCASE, DIS-CONNECTOR SWITCH (DS) & EARTH SWITCH (ES) IS PROVIDED IN ASAME ENCLOSURE WITH SEPARATE OPERATING MECHANISM, THEN THE MODULECOMPRISING OF DIS-CONNECTOR & EARTH SWITCH IN SINGLE ENCLOSURE WITHSEPARATE OPERATING MECHANISM IS TO BE PROVIDED UNDER THE HEAD OF SPAREDIS-CONNECTOR ONLY.) | EA | 1 |  | INCLUDED
206 | GIS PORTION-MANDATORY SPARES | 1000058273 | OPEN/CLOSE CONTACTOR ASSEMBLY, TIMERS, KEY INTERLOCK, INTERLOCKINGCOILS, RELAYS, PUSH BUTTONS, INDICATING LAMPS, POWER CONTACTORS,RESISTORS, FUSES, MCBS & DRIVE CONTROL CARDS ETC. (AS APPLICABLE) ONEOF EACH TYPE FOR ONE COMPLETE MOM BOX FOR 220KV GIS DISCONNECTORSWITCH | SET | 1 |  | INCLUDED
207 | GIS PORTION-MANDATORY SPARES | 1000058280 | OPEN/CLOSE CONTACTOR ASSEMBLY, TIMERS, KEY INTERLOCK, INTERLOCKINGCOILS, RELAYS, PUSH BUTTONS, INDICATING LAMPS, POWER CONTACTORS,RESISTORS, FUSES, MCBS & DRIVE CONTROL CARDS ETC. (AS APPLICABLE) ONEOF EACH TYPE FOR ONE COMPLETE MOM BOX FOR 220KV GIS MAINTENANCE EARTHSWITCH | SET | 1 |  | INCLUDED
208 | GIS PORTION-MANDATORY SPARES | 1000049773 | LIMIT SWITCHES AND AUX. SWITCHES FOR ONE COMPLETE MOM BOX FORDISCONNECTOR-220KV GIS | SET | 1 |  | INCLUDED
209 | GIS PORTION-MANDATORY SPARES | 1000049775 | LIMIT SWITCHES AND AUX. SWITCHES FOR ONE COMPLETE MOM BOX FORMAINTENANCE EARTHING SWITCH-220KV GIS | SET | 1 |  | INCLUDED
210 | GIS PORTION-MANDATORY SPARES | 1000058274 | DRIVE MECHANISM FOR 220KV GIS DISCONNECTOR SWITCH | SET | 1 |  | INCLUDED
211 | GIS PORTION-MANDATORY SPARES | 1000058281 | DRIVE MECHANISM FOR 220KV GIS MAINTENANCE EARTH SWITCH | SET | 1 |  | INCLUDED
212 | GIS PORTION-MANDATORY SPARES | 1000058275 | MOTOR FOR DRIVE MECHANISM FOR 220KV GIS DISCONNECTOR SWITCH | EA | 1 |  | INCLUDED
213 | GIS PORTION-MANDATORY SPARES | 1000058283 | MOTOR FOR DRIVE MECHANISM FOR 220KVGIS MAINTENANCE EARTH SWITCH | EA | 1 |  | INCLUDED
214 | GIS PORTION-MANDATORY SPARES | 1000075085 | 220KV GIS- SINGLE PHASE OF CURRENT TRANSFORMER (5 CORES) WITHASSOCIATED ENCLOSURE AND PRIMARY CONDUCTOR COMPLETE IN ALL RESPECT | EA | 1 |  | INCLUDED
215 | GIS PORTION-MANDATORY SPARES | 1000058303 | 220KV GIS- SINGLE PHASE GAS INSULATED SURGE ARRESTER WITH ASSOCIATEDENCLOSURE AND INSULATOR COMPLETE IN ALL RESPECT | EA | 1 |  | INCLUDED
216 | GIS PORTION-MANDATORY SPARES | 1000058304 | 220KV GIS- SURGE COUNTER/ MONITOR | EA | 1 |  | INCLUDED
217 | GIS PORTION-MANDATORY SPARES | 1000058226 | 400KV GIS-SF6 TO OIL INTERFACE MOD- TR | SET | 1 |  | INCLUDED
0
|  | Date |  | Printed Name
|  | Place | 0 | Designation

## Sch-3
CC/NT/W-GIS/DOM/A00/26/01351 | [10 empty] | Schedule - 3 (Rev 01)
400kV GIS Substation Package SS 155 for (i) Extension of 400/220kV Navi Mumbai (GIS) (PG) S/s associated with ‘Augmentation of Transformation capacity by 400/220 kV, 1x500 MVA (3rd) ICT at Navi Mumbai (GIS) (PG) S/s in Maharashtra’ and (ii) Extension of 400kV KPS3 (GIS) S/S associated with ‘Transmission System for providing connectivity to M/s Sarjan Realties Pvt Ltd. (1100MW) at KPS3 (400kV Sec-I)’.
(SCHEDULE OF RATES AND PRICES )
BIDDER:
To:
Bidder’s Name and Address (Lead Partner) : | [7 empty] | Contract Services
Name : | [7 empty] | Power Grid Corporation of India Ltd.,
Address : | [7 empty] | "Saudamini", Plot No.-2
Sector-29,
Gurugram (Haryana) - 122001
Installation Charges : | [9 empty] | (All Prices are in Indian Rupees)
SI. No. | Activity Description | Service Code | SAC (Service Accounting Codes) | Whether SAC in column ‘8’ is confirmed. If not indicate applicable the SAC # | Rate of GST applicable ( in %) | Whether rate of GST in column ‘10’ is confirmed. If not indicate applicable rate of GST # | Description | Unit | Quantity | Unit Erection Charges | Total Erection Charges |  | GST Before Discount | Discount | Total Price after discount | GST After Discount
1 | 2 | 3 | 4 | 5 | 6 | 7 | 8 | 9 | 10 | 11 | 12 =10*11
I | KPS-3 Extension for 2No.400kV Line Bay | [10 empty] | 0 |  |  |  |  | 0 | 18 | 0
1 | Insta. 400kV AIS Portion | 100000328 | 998736 |  | 18 |  | 336kV Surge Arrester (1-phase) | EA | 3 |  | INCLUDED | 0 | 0 | 0 | 0 | 0 |  | 18 | 0
2 | Insta. 400kV AIS Portion | 100000340 | 998736 |  | 18 |  | 420 kV Bus Post Insulator (Except for wave traps) | EA | 1 |  | INCLUDED | 0 | 0 | 0 | 0 | 0 |  | 18 | 0
3 | Insta. 400kV AIS Portion | 100000275 | 998736 |  | 18 |  | 420 kV, 4400 pF Capacitive Voltage Transformer (1-Phase) | EA | 3 |  | INCLUDED | 0 | 0 | 0 | 0 | 0 |  | 18 | 0
4 | Insta. 400kV AIS Portion | 100002042 | 998734 |  | 18 |  | 400kV,3150A,0.5mH ,63kA Line Trap | EA | 2 |  | INCLUDED | 0 | 0 | 0 | 0 | 0 |  | 18 | 0
5 | Insta. 400kV AIS Portion | 100000883 | 998734 |  | 18 |  | 420 kV ,1 phase Bus Post Insulators for Line Traps | EA | 6 |  | INCLUDED | 0 | 0 | 0 | 0 | 0 |  | 18 | 0
6 | Insta. 400kV GIS Portion | 100002132 | 998736 |  | 18 |  | 420kV, 3150 A, 63 kA, SF6 GIS Tie bay module(without PIR) as per Section-Project, Technical specification | SET | 1 |  | INCLUDED | 0 | 0 | 0 | 0 | 0 |  | 18 | 0
7 | Insta. 400kV GIS Portion | 100002392 | 998736 |  | 18 |  | 420kV, SF6 to Air Bushing alongwithassociated support structure for 3150A,63 kA for 1 sec. Single Phase | EA | 3 |  | INCLUDED | 0 | 0 | 0 | 0 | 0 |  | 18 | 0
8 | Insta. 400kV GIS Portion | 100003557 | 998736 |  | 18 |  | Extension of 420kV , 4000 A, 63 kA3 -phase SF6 GIS bus bar | SET | 2 |  | INCLUDED | 0 | 0 | 0 | 0 | 0 |  | 18 | 0
9 | Insta. 400kV GIS Portion | 100002099 | 998736 |  | 18 |  | 420 kV, 3150 A, 63 kA, SF6 GIS Line feeder bay module(without PIR) as per Section-Project, Technical specification | SET | 2 |  | INCLUDED | 0 | 0 | 0 | 0 | 0 |  | 18 | 0
10 | Insta. 400kV GIS Portion | 100023509 | 998736 |  | 18 |  | 420kV, 3000A, 63kA, Single phase, SF6 Gas Insulated Bus Duct (GIB) outside GIS Hall alongwith associated support structure, etc. asper Technical Specification | M | 250 |  | INCLUDED | 0 | 0 | 0 | 0 | 0 |  | 18 | 0
11 | Insta. 400kV GIS Portion | 100057110 | 998736 |  | 18 |  | 420kV,4000A, 63kA, 3-Phase GIS Extension Piece (Interface) module suitable for extending existing HYOSUNG make GIS Bus Bar/Duct asper Technical Specification | SET | 2 |  | INCLUDED | 0 | 0 | 0 | 0 | 0 |  | 18 | 0
12 | Insta. 400kV C&R Panels | 100000728 | 998736 |  | 18 |  | 400kV Circuit Breaker Relay Panel with Auto Reclose (with Automation) | EA | 3 |  | INCLUDED | 0 | 0 | 0 | 0 | 0 |  | 18 | 0
13 | Insta. 400kV C&R Panels | 100000730 | 998736 |  | 18 |  | 400kV Line Protection Panel (with Automation) | EA | 1 |  | INCLUDED | 0 | 0 | 0 | 0 | 0 |  | 18 | 0
14 | Insta. 400kV C&R Panels | 100000735 | 998736 |  | 18 |  | Augmentation of existing 400kV bus bar protection scheme.(No. of bays as per specification)-(with Automation) | SET | 1 |  | INCLUDED | 0 | 0 | 0 | 0 | 0 |  | 18 | 0
15 | Insta. Substation Automation System | 100002069 | 998736 |  | 18 |  | Augmentation of Substation automation System for 400kV Main bay as per Technical Specification | EA | 2 |  | INCLUDED | 0 | 0 | 0 | 0 | 0 |  | 18 | 0
16 | Insta. Substation Automation System | 100002075 | 998736 |  | 18 |  | Augmentation of Substation automation System for 400kV Tie bay as per Technical Specification | EA | 1 |  | INCLUDED | 0 | 0 | 0 | 0 | 0 |  | 18 | 0
17 | Insta. Erection Hardware | 100002187 | 998731 |  | 18 |  | Erection Hardware for 400kV I type layout for GIS termination arrangement-Line bay as per technical specification | SET | 1 |  | INCLUDED | 0 | 0 | 0 | 0 | 0 |  | 18 | 0
18 | Insta. Ac & Ventilation system | 100002754 | 995463 |  | 18 |  | Airconditioning system-LCR-400kV GIS HALL | LS | 1 |  | INCLUDED | 0 | 0 | 0 | 0 | 0 |  | 18 | 0
19 | Insta. Ac & Ventilation system | 100001878 | 995463 |  | 18 |  | Ventillation system for 400kV GIS Hall Ext | SET | 1 |  | INCLUDED | 0 | 0 | 0 | 0 | 0 |  | 18 | 0
20 | Insta. Cable | 100002182 | 998736 |  | 18 |  | 1.1kV grade Control Cables (PVCinsulated) along withlugs,glands,straight joints &accessories,etc. | LS | 1 |  | INCLUDED | 0 | 0 | 0 | 0 | 0 |  | 18 | 0
21 | Insta. Cable | 100002181 | 998736 |  | 18 |  | 1.1kV grade Power Cables (PVCinsulated)along withlugs,glands,straight joints &accessories,etc. | LS | 1 |  | INCLUDED | 0 | 0 | 0 | 0 | 0 |  | 18 | 0
22 | Insta. Cable | 100002180 | 998736 |  | 18 |  | 1.1kV grade Power Cables (XLPEinsulated) along withlugs,glands,straight joints &accessories,etc. | LS | 1 |  | INCLUDED | 0 | 0 | 0 | 0 | 0 |  | 18 | 0
23 | Insta. Illumination | 100004930 | 998731 |  | 18 |  | LED Flood Light Luminaries Type-FL-1 as per technical specification | EA | 20 |  | INCLUDED | 0 | 0 | 0 | 0 | 0 |  | 18 | 0
24 | Insta. Illumination | 100004926 | 998731 |  | 18 |  | Lighting Fixture LED Luminaires type FL2 as per tech. specifications | EA | 20 |  | INCLUDED | 0 | 0 | 0 | 0 | 0 |  | 18 | 0
25 | Insta. Illumination | 100001052 | 998731 |  | 18 |  | 63A, 415V : Interlocked switch socket outdoor Receptacle (type RP) as per technical specifications | EA | 1 |  | INCLUDED | 0 | 0 | 0 | 0 | 0 |  | 18 | 0
26 | Insta. Illumination | 100001021 | 995461 |  | 18 |  | Lighting Panel type ACP-2 as per technical specification | EA | 1 |  | INCLUDED | 0 | 0 | 0 | 0 | 0 |  | 18 | 0
27 | Insta. Illumination | 100008185 | 998736 |  | 18 |  | Indoor Lightning for GIS Building (As per Technical specification) including AHU & Relay Rooms as applicable | SET | 1 |  | INCLUDED | 0 | 0 | 0 | 0 | 0 |  | 18 | 0
28 | Insta. Fire protection system | 100000975 | 995461 |  | 18 |  | 4.5 kg CO2 type Portable Fire extinguisher | EA | 5 |  | INCLUDED | 0 | 0 | 0 | 0 | 0 |  | 18 | 0
29 | Insta. Fire protection system | 100002752 | 998736 |  | 18 |  | 5Kg dry chemical powered type Portable Fire extinguisher | EA | 2 |  | INCLUDED | 0 | 0 | 0 | 0 | 0 |  | 18 | 0
30 | Insta. Fire protection system | 100002059 | 995461 |  | 18 |  | Fire Detection and Alarm System for 400kV GIS Hall | SET | 1 |  | INCLUDED | 0 | 0 | 0 | 0 | 0 |  | 18 | 0
31 | Insta. Fire protection system | 100001868 | 998736 |  | 18 |  | Hydrant system, complete U/G piping and accessories etc. outside the Pump House for Fire Protection of 400/220kV (Ext) Substation | SET | 1 |  | INCLUDED | 0 | 0 | 0 | 0 | 0 |  | 18 | 0
32 | Earthmat Insta | 100003103 | 998731 |  | 18 |  | 40 mm MS rod for Main Earthmat | KM | 2 |  | INCLUDED | 0 | 0 | 0 | 0 | 0 |  | 18 | 0
33 | Insta VMS | 100002500 | 998731 |  | 18 |  | Color IP camera, with PAN, TILT and ZOOM facilities, alongwith all required Items, Accessories, Line Interface units, Fiber patchcords, Power supply units, Junction Boxes, Cables, Fiber Optic Cables, etc., and including Integration in existing Hardware andSoftware for Augmentation of Visual Monitoring System as per technical specification. | SET | 1 |  | INCLUDED | 0 | 0 | 0 | 0 | 0 |  | 18 | 0
34 | PMU & associated item (KPS3) | 170000502 | 998713 |  | 18 |  | Service:- Phasor Measurement Unit (PMU) | EA | 1 |  | INCLUDED | 0 | 0 | 0 | 0 | 0 |  | 18 | 0
35 | PMU & associated item (KPS3) | 170000530 | 998734 |  | 18 |  | WAMS TIME SYSTEM(GPS RECEIVER) | EA | 1 |  | INCLUDED | 0 | 0 | 0 | 0 | 0 |  | 18 | 0
36 | PMU & associated item (KPS3) | 170004701 | 998734 |  | 18 |  | SUBSTATION GRADE Layer 2 LAN SWITCH | EA | 1 |  | INCLUDED | 0 | 0 | 0 | 0 | 0 |  | 18 | 0
37 | PMU & associated item (KPS3) | 170004700 | 998734 |  | 18 |  | SUBSTATION GRADE Layer 3 LAN SWITCH | EA | 1 |  | INCLUDED | 0 | 0 | 0 | 0 | 0 |  | 18 | 0
38 | PMU & associated item (KPS3) | 170000504 | 998713 |  | 18 |  | Services:- Armored Fibre Optic Cable and associated termination equipment | LOT | 1 |  | INCLUDED | 0 | 0 | 0 | 0 | 0 |  | 18 | 0
39 | PMU & associated item (KPS3) | 170003449 | 998316 |  | 18 |  | SUPPLY, INSTALLATION, TESTING AND COMMISSIONING OF LIU-FO PATCH PANEL-12 PORT | EA | 2 |  | INCLUDED | 0 | 0 | 0 | 0 | 0 |  | 18 | 0
40 | PMU & associated item (KPS3) | 170000501 | 998734 |  | 18 |  | Integration of PMU with the PDC (Phasor Data Concentrator) of RLDCs and respective SLDCs as required. | LOT | 1 |  | INCLUDED | 0 | 0 | 0 | 0 | 0 |  | 18 | 0
41 | CIVIL WORKS | 100004518 | 995433 |  | 18 |  | Excavation in all kind of soil including rock for all leads and lifts, backfilling, disposal of surplus earth within a lead up to2Km as per technical specification. The surplus earth shall be roughly graded . | M3 | 8116 |  | INCLUDED | 0 | 0 | 0 | 0 | 0 |  | 18 | 0
42 | CIVIL WORKS | 100001325 | 995454 |  | 18 |  | Providing and laying of Plain Cement Concrete (PCC) (1:4:8) | M3 | 74 |  | INCLUDED | 0 | 0 | 0 | 0 | 0 |  | 18 | 0
43 | CIVIL WORKS | 100001326 | 995454 |  | 18 |  | Providing and laying of Plain Cement Concrete (PCC) (1:2:4) | M3 | 8 |  | INCLUDED | 0 | 0 | 0 | 0 | 0 |  | 18 | 0
44 | CIVIL WORKS | 100016607 | 995451 |  | 18 |  | Providing and laying of Reinforced Cement Concrete M30 including pre cast, shuttering, Grouting of pockets & underpinning butexcluding steel reinforcement | M3 | 800 |  | INCLUDED | 0 | 0 | 0 | 0 | 0 |  | 18 | 0
45 | CIVIL WORKS | 100016681 | 995454 |  | 18 |  | Reinforcement steel meeting corrosion resistance properties as per IS:1786 and manufacturer specificationâ€‹ | MT | 64 |  | INCLUDED | 0 | 0 | 0 | 0 | 0 |  | 18 | 0
46 | CIVIL WORKS | 100001714 | 995428 |  | 18 |  | Stone spreading in switchyard excluding PCC | M2 | 5000 |  | INCLUDED | 0 | 0 | 0 | 0 | 0 |  | 18 | 0
47 | CIVIL WORKS | 100001713 | 995424 |  | 18 |  | Antiweed treatment | M2 | 5000 |  | INCLUDED | 0 | 0 | 0 | 0 | 0 |  | 18 | 0
48 | CIVIL WORKS | 100001376 | 995428 |  | 18 |  | Removing,cleaning and washing of existing stones and respreading of stones in switchyard after doing anti-weed treatment excludingPCC | M2 | 1500 |  | INCLUDED | 0 | 0 | 0 | 0 | 0 |  | 18 | 0
49 | CIVIL WORKS | 100048595 | 995423 |  | 18 |  | Providing & laying non-woven Geo-synthetics fabric of minimum 200 GSM in separration layer between sub garde and stone spreading inswitchyard as per Technical Specification and direction of Engineer-in-Charge. | M2 | 5150 |  | INCLUDED | 0 | 0 | 0 | 0 | 0 |  | 18 | 0
50 | CIVIL WORKS | 100008110 | 995421 |  | 18 |  | 3.75m wide Bitumen road with earthen shoulder including 100 mm dia RCC Hume Pipe @ 100 metre interval as per drawing and TS (as perDSR item no 16.35 and 16.30.1) and including 225 mm thick WBM in three equal layers of 75 mm each as per CPWD specification. | M2 | 188 |  | INCLUDED | 0 | 0 | 0 | 0 | 0 |  | 18 | 0
51 | CIVIL WORKS | 100001409 | 995462 |  | 18 |  | Supplying and erecting dewatering pumps-5 HP | EA | 1 |  | INCLUDED | 0 | 0 | 0 | 0 | 0 |  | 18 | 0
52 | CIVIL WORKS | 100015791 | 995454 |  | 18 |  | All civil works for Drains construction of Section A-A including crossings if any as per technical specification and tender drawingscomplete in all respect with all labour and materials. | M | 50 |  | INCLUDED | 0 | 0 | 0 | 0 | 0 |  | 18 | 0
53 | CIVIL WORKS | 100015792 | 995454 |  | 18 |  | All civil works for Drains construction of Section B-B including crossings if any as per technical specification and tender drawingscomplete in all respect with all labour and materials. | M | 50 |  | INCLUDED | 0 | 0 | 0 | 0 | 0 |  | 18 | 0
54 | CIVIL WORKS | 100015793 | 995454 |  | 18 |  | All civil works for Drains construction of Section C-C including crossings if any as per technical specification and tender drawingscomplete in all respect with all labour and materials. | M | 25 |  | INCLUDED | 0 | 0 | 0 | 0 | 0 |  | 18 | 0
55 | CIVIL WORKS | 100015794 | 995454 |  | 18 |  | All civil works for Drains construction of Section D-D including crossings if any as per technical specification and tender drawingscomplete in all respect with all labour and materials. | M | 25 |  | INCLUDED | 0 | 0 | 0 | 0 | 0 |  | 18 | 0
56 | CIVIL WORKS | 100001721 | 995428 |  | 18 |  | Supplying, filling and compacting stone boulders mixed with sand under foundations, roads, cable trenches, drains etc in layers notexceeding 250mm thickness including ramming, watering compacting | M3 | 200 |  | INCLUDED | 0 | 0 | 0 | 0 | 0 |  | 18 | 0
57 | CIVIL WORKS | 100008611 | 995477 |  | 18 |  | Swtichyard fencing: Providing and fixing fencing of GI barbed wire consisting of galvanized MS tubular posts at 3 m intervals; GIbarded wire shall run horizontally from post to post at a spacing of 300 mm (vertically) and a cross formation in each panel,complete as per technical specification and drawing. | M | 50 |  | INCLUDED | 0 | 0 | 0 | 0 | 0 |  | 18 | 0
58 | CIVIL WORKS | 100002583 | 995432 |  | 18 |  | Supply of earth (excluding rock & boulders) at site including royalty, carriage and filling in specified areas in layers notexceeding 200mm in depth, compacting under optimum moisture condition to achieve 95% of Proctor density, finishing etc. allcomplete, for all leads & lifts, with all labour, material, tools, tackles, equipments, safeguards & incidentals as necessary as perdrawings, specification and direction of the Engineer- in- Charge. | M3 | 10000 |  | INCLUDED | 0 | 0 | 0 | 0 | 0 |  | 18 | 0
59 | CIVIL WORKS | 100002911 | 995432 |  | 18 |  | Earthwork in excavation & filling in all types of soil and soft/disintegrated rock in open areas/nallas/channels, to the requiredslopes, shapes, levels, elevations and profile, including trimming of bottom and slopes of excavation, bailing out rain(dewatering), pumping, removal of slush, preparing embankments/marginal banks, loosening, dressing, spreading material in layers notexceeding 200mm, as per direction of Engineer-in-Charge, water flooding, compacting to achieve 95% consolidation at optimum moisturecontent, finishing etc. all complete, for all leads and lifts within leveling boundary, including disposal of surplus earth andstacking of unsuitable material within a lead of 2.0 Km beyond substation boundary, with all labour, material, tools, tackles andequipment, safeguards and incidentals, Royalty,taxes etc. as necessary, as per drawings, specification and directions of theEngineer-in-Charge. Clearing of jungle is included in this item. (Only excavation/cutting will be measured for payment purpose.) | M3 | 100 |  | INCLUDED | 0 | 0 | 0 | 0 | 0 |  | 18 | 0
60 | CIVIL WORKS | 100001747 | 995414 |  | 18 |  | PEB - Ext of 400 kV GIS - Civil Works. All civil works as per drawing and specifications complete, including - brickwork, finishing(external and internal), windows etc. However, excavation, PCC, RCC and reinforcement shall be paid separately as per BPS. | M2 | 279 |  | INCLUDED | 0 | 0 | 0 | 0 | 0 |  | 18 | 0
61 | CIVIL WORKS | 100004431 | 995416 |  | 18 |  | 400 kV PEB Panel Room for GIS Hall - Civil Works All civil works complete as per TS, including - brickwork, finishing (externaland internal), windows etc. However, excavation, concrete (all types) and reinforcement steel shall be measured and paid separatelyas per respective item of BPS. | M2 | 45 |  | INCLUDED | 0 | 0 | 0 | 0 | 0 |  | 18 | 0
62 | CIVIL WORKS | 100004427 | 995416 |  | 18 |  | 400 kV PEB AHU Room for GIS Hall - Civil Works All civil works complete as per TS, including - brickwork, finishing (external andinternal), windows etc. However, excavation, concrete (all types) and reinforcement steel shall be measured and paid separately asper respective item of BPS. | M2 | 25 |  | INCLUDED | 0 | 0 | 0 | 0 | 0 |  | 18 | 0
63 | CIVIL WORKS | 100044459 | 995451 |  | 18 |  | Supply and Installation of 800mm dia vibro stone columns as per approved drawing, using bottom feed method as per IS 15284 (PT-1),2003 as per site requirements including all T&Ps, materials etc. complete in all respect. This includes setting up of column, supplyof required stone aggregate, feeding of the stone from the stone stack, automatic real time monitoring of depth and compactioneffect for each column, preparation of records, submission and preparation of as built drawings etc. The rates are inclusive of allmaterials, labour, T&P etc. required for completion of the work in all respect.Mode of Measurement - For payment purpose, length ofboring shall be measured from Stone Column Cut-off Level to Termination level of Stone Column. | RM | 14000 |  | INCLUDED | 0 | 0 | 0 | 0 | 0 |  | 18 | 0
64 | CIVIL WORKS | 100044490 | 995451 |  | 18 |  | Providing and laying of granular material blanket by using clean medium to coarse sand, over the top of the stone column at cutofflevel. The blanket material should be laid after ensuring complete removal of slush deposited during boring/charging operationsetc.The granular blanket shall be compacted by suitable means such as rolling or tamping to densify the layer. The rates areinclusive of all materials, labour, T&P etc. required for completion of the work in all respect. The volume of compacted layer shallbe measured for the payment purpose. | M3 | 1600 |  | INCLUDED | 0 | 0 | 0 | 0 | 0 |  | 18 | 0
65 | CIVIL WORKS | 100044496 | 995451 |  | 18 |  | Routine vertical load testing (Plate load test) of single stone column of 800 mm dia as per approved drawing andIS:15284(Pt.I):2003, complete with all labour, equipment, kentledge, material etc. | EA | 1 |  | INCLUDED | 0 | 0 | 0 | 0 | 0 |  | 18 | 0
66 | CIVIL WORKS | 100044497 | 995451 |  | 18 |  | Routine vertical load testing (Plate load test) of group of 3 stone columns of 800 mm dia as per approved drawing andIS:15284(Pt.I):2003, complete with all labour, equipment, kentledge, material etc. | EA | 1 |  | INCLUDED | 0 | 0 | 0 | 0 | 0 |  | 18 | 0
67 | CIVIL WORKS | 100057250 | 995454 |  | 18 |  | Supplying and laying of HDPE pipe including Pull pits for outdoor cable laying, as per Technical Specifications. | LOT | 1 |  | INCLUDED | 0 | 0 | 0 | 0 | 0 |  | 18 | 0
68 | CIVIL WORKS | 120001752 | 995428 |  | 18 |  | 16.11 Dry stone pitching 22.5 cm thick including supply of stones and preparing surface complete. | M2 | 150 |  | INCLUDED | 0 | 0 | 0 | 0 | 0 |  | 18 | 0
69 | CIVIL WORKS | 120003321 | 995421 |  | 18 |  | Providing & making Gabion structure with Mechanically Woven Double Twisted Hexagonal Shaped Wire mesh Gabion Boxes as per IS16014:2012,MORTH Clause 2500, of required size, Mesh Type 10x12(D=100 mm with tolerance of Â± 2%) Zinic+PVC coated, Mesh wirediameter2.7/3.7mm, mechanically edged/selvedged with partitions at every 1m interval and shall have minimum 10 numbers of openingsper meter of mesh perpendicular to twist, tying with lacing wire of diameter 2.2/3.2mm(ID/OD), supplied @3% by weight of Gabionboxes, filled with boulders with least dimension of 200 mm, as per drawing, all complete as per directions of Engineer-incharge. | M3 | 100 |  | INCLUDED | 0 | 0 | 0 | 0 | 0 |  | 18 | 0
70 | CIVIL WORKS | 100001447 | 995429 |  | 18 |  | Dismantling of existing fencing | M | 10 |  | INCLUDED | 0 | 0 | 0 | 0 | 0 |  | 18 | 0
71 | CIVIL WORKS | 100003295 | 995429 |  | 18 |  | Dismantling of RCC in foundation including disposal of debris and reinforcement bars of dismantled RCC works within substationboundaries as per direction of enginner incahrge | M3 | 10 |  | INCLUDED | 0 | 0 | 0 | 0 | 0 |  | 18 | 0
72 | CIVIL WORKS | 100001442 | 995456 |  | 18 |  | Dismantling of existing brick drain (300mm widex500mm deep) | M | 25 |  | INCLUDED | 0 | 0 | 0 | 0 | 0 |  | 18 | 0
73 | CIVIL WORKS | 100001443 | 995429 |  | 18 |  | Dismantling of existing -3.75m black top road | RM | 50 |  | INCLUDED | 0 | 0 | 0 | 0 | 0 |  | 18 | 0
74 | ERECTION OF STEEL STRUCTURES | 100001210 | 995455 |  | 18 |  | Erection of Lattice Structures (MS Steel), to be designed during detailed engineering, for towers, beams and equipment supportstructure including pack plates / packwashers and gusset plates excluding fasteners and foundation bolts | MT | 17 |  | INCLUDED | 0 | 0 | 0 | 0 | 0 |  | 18 | 0
75 | ERECTION OF STEEL STRUCTURES | 100001209 | 995455 |  | 18 |  | Erection of Lattice Structures (HT Steel), to be designed during detailed engineering, for towers, beams and equipment supportstructure including pack plates / packwashers and gusset plates excluding fasteners and foundation bolts. | MT | 2 |  | INCLUDED | 0 | 0 | 0 | 0 | 0 |  | 18 | 0
76 | ERECTION OF STEEL STRUCTURES | 100001680 | 995455 |  | 18 |  | Erection of fasteners ( nuts, bolts and washers ) including step bolts for lattice and pipe structures to be designed duringdetailed engineering | MT | 1 |  | INCLUDED | 0 | 0 | 0 | 0 | 0 |  | 18 | 0
77 | ERECTION OF STEEL STRUCTURES | 100001681 | 995455 |  | 18 |  | Erection of foundation bolts including nuts, checknut and washers for lattice and pipe structures to be designed during detailedengineering | MT | 2 |  | INCLUDED | 0 | 0 | 0 | 0 | 0 |  | 18 | 0
II | 500 MVA (3rd) ICT at Navi Mumbai (GIS) | [16 empty] | 18 | -18
78 | Inst. GIS PORTION- 420 KV GIS EQUIPMENT | 100001826 | 998736 |  | 18 |  | 420kV, 3150 A, 63 kA, SF6 GIS ICT feeder bay module as per Section-Project, Technical specification | SET | 1 |  | INCLUDED | 0 | 0 | 0 | 0 | 0 |  | 18 | 0
79 | Inst. GIS PORTION- 420 KV GIS EQUIPMENT | 100057113 | 998736 |  | 18 |  | 420kV,4000A, 63kA, 3-Phase GIS Extension Piece (Interface) module suitable for extending existing HITACHI make GIS Bus Bar/Duct asper Technical Specification | SET | 2 |  | INCLUDED | 0 | 0 | 0 | 0 | 0 |  | 18 | 0
80 | Inst. GIS PORTION- 420 KV GIS EQUIPMENT | 100023002 | 998736 |  | 18 |  | 400kV GIS- 3150A, 63kA for 1 Sec, 1- phase Gas insulated interface module along with associated active parts to facilitate thedirect inter-connection of GIS duct with the Transformer | SET | 3 |  | INCLUDED | 0 | 0 | 0 | 0 | 0 |  | 18 | 0
81 | Inst. GIS PORTION- 420 KV GIS EQUIPMENT | 100023509 | 998736 |  | 18 |  | 420kV, 3000A, 63kA, Single phase, SF6 Gas Insulated Bus Duct (GIB) outside GIS Hall alongwith associated support structure, etc. asper Technical Specification | M | 150 |  | INCLUDED | 0 | 0 | 0 | 0 | 0 |  | 18 | 0
82 | Inst. GIS PORTION- 420 KV GIS EQUIPMENT | 100000268 | 998736 |  | 18 |  | Controlled Switching Device for 420 kV, 3-ph Circuit Breaker | EA | 1 |  | INCLUDED | 0 | 0 | 0 | 0 | 0 |  | 18 | 0
83 | Inst. GIS PORTION- 420 KV GIS EQUIPMENT | 100023031 | 998736 |  | 18 |  | 400kV GIS- Single Phase Gas insulated Surge arrester with associated enclosure and insulator complete in all respect | EA | 3 |  | INCLUDED | 0 | 0 | 0 | 0 | 0 |  | 18 | 0
84 | Inst. GIS PORTION- 420 KV GIS EQUIPMENT | 100003557 | 998736 |  | 18 |  | Extension of 420kV , 4000 A, 63 kA3 -phase SF6 GIS bus bar | SET | 2 |  | INCLUDED | 0 | 0 | 0 | 0 | 0 |  | 18 | 0
85 | Inst. GIS PORTION- 245KV GIS EQUIPMENT | 100000367 | 998736 |  | 18 |  | 245kV, 1600 A, 50 kA, SF6 GIS ICT feeder bay module | SET | 1 |  | INCLUDED | 0 | 0 | 0 | 0 | 0 |  | 18 | 0
86 | Inst. GIS PORTION- 245KV GIS EQUIPMENT | 100003578 | 998736 |  | 18 |  | 245 kV,3000 A, 50 kA SF6 GIS Bus bar module Extension as per Section-Project, Technical specification | SET | 2 |  | INCLUDED | 0 | 0 | 0 | 0 | 0 |  | 18 | 0
87 | Inst. GIS PORTION- 245KV GIS EQUIPMENT | 100057118 | 998736 |  | 18 |  | 245kV,3000A, 50kA, 3-Phase GIS Extension Piece (Interface) module suitable for extending existing HITACHI make GIS Bus Bar/Duct asper Technical Specification | SET | 2 |  | INCLUDED | 0 | 0 | 0 | 0 | 0 |  | 18 | 0
88 | Inst. ERECTION HARDWARE | 100002162 | 998731 |  | 18 |  | Erection Hardware for 400kV DM type layout for GIS termination arrangement-Transformer bay as per technical specification | SET | 1 |  | INCLUDED | 0 | 0 | 0 | 0 | 0 |  | 18 | 0
89 | Inst. ERECTION HARDWARE | 100000513 | 998731 |  | 18 |  | Erection Hardware for 220kV DM-type layout for GIS termination arrangement-Transformer bay as per specification | SET | 1 |  | INCLUDED | 0 | 0 | 0 | 0 | 0 |  | 18 | 0
90 | Inst. 220KV EHV CABLE & ASSOCIATED EQUIP | 100003013 | 998736 |  | 18 |  | 220kV HV Power Cable along with accessories | KM | 0.3 |  | INCLUDED | 0 | 0 | 0 | 0 | 0 |  | 18 | 0
91 | Inst. 220KV EHV CABLE & ASSOCIATED EQUIP | 100057950 | 995461 |  | 18 |  | 220KV CABLE TERMINATION KIT ALONG WITH ASSOCIATED SUPPORT STRUCTURE, ACCESSORIES ETC. FOR TERMINATION AT TRANSFORMER SIDE | SET | 3 |  | INCLUDED | 0 | 0 | 0 | 0 | 0 |  | 18 | 0
92 | Inst. 220KV EHV CABLE & ASSOCIATED EQUIP | 100057951 | 995461 |  | 18 |  | 220 KV CABLE TERMINATION KIT ALONG WITH ASSOCIATED SUPPORT STRUCTURE, ACCESSORIES ETC. FOR TERMINATION AT GIS BAY SIDE | SET | 3 |  | INCLUDED | 0 | 0 | 0 | 0 | 0 |  | 18 | 0
93 | Inst. CONTROL & RELAY PANEL | 100000731 | 998736 |  | 18 |  | 400kV Transformer Protection Panel (For both HV & MV side)-(with Automation) | EA | 1 |  | INCLUDED | 0 | 0 | 0 | 0 | 0 |  | 18 | 0
94 | Inst. CONTROL & RELAY PANEL | 100016779 | 998736 |  | 18 |  | 400kV Circuit Breaker Relay Panel (with Automation) | EA | 1 |  | INCLUDED | 0 | 0 | 0 | 0 | 0 |  | 18 | 0
95 | Inst. CONTROL & RELAY PANEL | 100000735 | 998736 |  | 18 |  | Augmentation of existing 400kV bus bar protection scheme.(No. of bays as per specification)-(with Automation) | SET | 1 |  | INCLUDED | 0 | 0 | 0 | 0 | 0 |  | 18 | 0
96 | Inst. CONTROL & RELAY PANEL | 100016778 | 998736 |  | 18 |  | 220kV Circuit Breaker Relay Panel (with Automation) | EA | 1 |  | INCLUDED | 0 | 0 | 0 | 0 | 0 |  | 18 | 0
97 | Inst. CONTROL & RELAY PANEL | 100000743 | 998736 |  | 18 |  | Augmentation of existing 220kV bus bar protection scheme.(No. of bays as per specification)-(with Automation) | SET | 1 |  | INCLUDED | 0 | 0 | 0 | 0 | 0 |  | 18 | 0
98 | Inst. SUBSTATION AUTOMATION SYSTEM | 100002070 | 998736 |  | 18 |  | Augmentation of Substation automation System for 220kV bay as per Technical Specification | EA | 1 |  | INCLUDED | 0 | 0 | 0 | 0 | 0 |  | 18 | 0
99 | Inst. SUBSTATION AUTOMATION SYSTEM | 100002069 | 998736 |  | 18 |  | Augmentation of Substation automation System for 400kV Main bay as per Technical Specification | EA | 1 |  | INCLUDED | 0 | 0 | 0 | 0 | 0 |  | 18 | 0
100 | Inst. FIRE PROTECTION SYSTEM | 100000983 | 998736 |  | 18 |  | HVW spray system, Hydrant system and complete U/G & O/G piping and accessories etc. out side the pump house for 500MVA ,400KV/220/33 kV, 3-phase Autotransformer | SET | 1 |  | INCLUDED | 0 | 0 | 0 | 0 | 0 |  | 18 | 0
101 | Inst. FIRE PROTECTION SYSTEM | 100002060 | 995461 |  | 18 |  | Fire Detection and Alarm System for 220kV GIS Hall | SET | 1 |  | INCLUDED | 0 | 0 | 0 | 0 | 0
102 | Inst. FIRE PROTECTION SYSTEM | 100008182 | 998736 |  | 18 |  | Fire Protection System for local relay room for 220kV GIS | SET | 1 |  | INCLUDED | 0 | 0 | 0 | 0 | 0
103 | Inst. FIRE PROTECTION SYSTEM | 100000975 | 995461 |  | 18 |  | 4.5 kg CO2 type Portable Fire extinguisher | EA | 5 |  | INCLUDED | 0 | 0 | 0 | 0 | 0
104 | Inst. FIRE PROTECTION SYSTEM | 100000976 | 998736 |  | 18 |  | 6Kg dry chemical powered type Portable Fire extinguisher | EA | 2 |  | INCLUDED | 0 | 0 | 0 | 0 | 0
105 | Inst. FIRE PROTECTION SYSTEM | 100002374 | 998736 |  | 18 |  | Hydrant system, complete U/G piping and accessories etc. outside the Pump House for 220kV GIS Building Extension. | SET | 1 |  | INCLUDED | 0 | 0 | 0 | 0 | 0
106 | Inst. POWER & CONTROL CABLES | 100002181 | 998736 |  | 18 |  | 1.1kV grade Power Cables (PVCinsulated)along withlugs,glands,straight joints &accessories,etc. | LS | 1 |  | INCLUDED | 0 | 0 | 0 | 0 | 0
107 | Inst. POWER & CONTROL CABLES | 100002182 | 998736 |  | 18 |  | 1.1kV grade Control Cables (PVCinsulated) along withlugs,glands,straight joints &accessories,etc. | LS | 1 |  | INCLUDED | 0 | 0 | 0 | 0 | 0
108 | Inst. POWER & CONTROL CABLES | 100002180 | 998736 |  | 18 |  | 1.1kV grade Power Cables (XLPEinsulated) along withlugs,glands,straight joints &accessories,etc. | LS | 1 |  | INCLUDED | 0 | 0 | 0 | 0 | 0
109 | Inst. AC AND VENTILATION SYSTEM | 100001879 | 995463 |  | 18 |  | Ventillation system for 220kV GIS Hall Ext | SET | 1 |  | INCLUDED | 0 | 0 | 0 | 0 | 0
110 | Inst. AC AND VENTILATION SYSTEM | 100003516 | 995463 |  | 18 |  | Airconditioning system for LCR in 245kV GIS building | LS | 1 |  | INCLUDED | 0 | 0 | 0 | 0 | 0
111 | Inst. ILLUMINATION SYSTEM | 100001021 | 995461 |  | 18 |  | Lighting Panel type ACP-2 as per technical specification | EA | 1 |  | INCLUDED | 0 | 0 | 0 | 0 | 0
112 | Inst. ILLUMINATION SYSTEM | 100004852 | 998731 |  | 18 |  | Lighting Fixture LED Luminaires type FL-1 as per tech. specifications | EA | 3 |  | INCLUDED | 0 | 0 | 0 | 0 | 0
113 | Inst. ILLUMINATION SYSTEM | 100004926 | 998731 |  | 18 |  | Lighting Fixture LED Luminaires type FL2 as per tech. specifications | EA | 5 |  | INCLUDED | 0 | 0 | 0 | 0 | 0
114 | Inst. ILLUMINATION SYSTEM | 100004937 | 998731 |  | 18 |  | Fire Wall Mounted LED Luminarie Type FL-2 (250W) | EA | 4 |  | INCLUDED | 0 | 0 | 0 | 0 | 0
115 | Inst. ILLUMINATION SYSTEM | 100001885 | 998739 |  | 18 |  | Outdoor Power Receptacle for oilfiltration unit (250A) | EA | 1 |  | INCLUDED | 0 | 0 | 0 | 0 | 0
116 | Inst. ILLUMINATION SYSTEM | 100008185 | 998736 |  | 18 |  | Indoor Lightning for GIS Building (As per Technical specification) including AHU & Relay Rooms as applicable | SET | 1 |  | INCLUDED | 0 | 0 | 0 | 0 | 0
117 | Inst. VISUAL MONITORING SYSTEM | 100002500 | 998731 |  | 18 |  | Color IP camera, with PAN, TILT and ZOOM facilities, alongwith all required Items, Accessories, Line Interface units, Fiber patchcords, Power supply units, Junction Boxes, Cables, Fiber Optic Cables, etc., and including Integration in existing Hardware andSoftware for Augmentation of Visual Monitoring System as per technical specification. | SET | 1 |  | INCLUDED | 0 | 0 | 0 | 0 | 0
118 | Inst. MAIN EARTHMAT | 100003103 | 998731 |  | 18 |  | 40 mm MS rod for Main Earthmat | KM | 0.5 |  | INCLUDED | 0 | 0 | 0 | 0 | 0
119 | Inst. LCLM | 100057596 | 995455 |  | 18 |  | High Mast for Lighting cum Lightning protection (30M height with 1.0M high spike), including Hardware, Lantern carriages,pulleysystem with wire ropes,nuts, bolts, foundation bolts, all type of washers etc. complete in all respect. | EA | 1 |  | INCLUDED | 0 | 0 | 0 | 0 | 0
120 | CIVIL WORK | 100004518 | 995433 |  | 18 |  | Excavation in all kind of soil including rock for all leads and lifts, backfilling, disposal of surplus earth within a lead up to2Km as per technical specification. The surplus earth shall be roughly graded . | M3 | 2000 |  | INCLUDED | 0 | 0 | 0 | 0 | 0
121 | CIVIL WORK | 100011662 | 995433 |  | 18 |  | Excavation in hard rock which require blasting (including chemical blasting and rock excavated using specialized tools) for allfoundation works including stacking, measuring, disposal etc.for all leads and lifts as per technical specification. | M3 | 200 |  | INCLUDED | 0 | 0 | 0 | 0 | 0
122 | CIVIL WORK | 100001325 | 995454 |  | 18 |  | Providing and laying of Plain Cement Concrete (PCC) (1:4:8) | M3 | 115 |  | INCLUDED | 0 | 0 | 0 | 0 | 0
123 | CIVIL WORK | 100001326 | 995454 |  | 18 |  | Providing and laying of Plain Cement Concrete (PCC) (1:2:4) | M3 | 15 |  | INCLUDED | 0 | 0 | 0 | 0 | 0
124 | CIVIL WORK | 100016607 | 995451 |  | 18 |  | Providing and laying of Reinforced Cement Concrete M30 including pre cast, shuttering, Grouting of pockets & underpinning butexcluding steel reinforcement | M3 | 900 |  | INCLUDED | 0 | 0 | 0 | 0 | 0
125 | CIVIL WORK | 100016681 | 995454 |  | 18 |  | Reinforcement steel meeting corrosion resistance properties as per IS:1786 and manufacturer specificationâ€‹ | MT | 100 |  | INCLUDED | 0 | 0 | 0 | 0 | 0
126 | CIVIL WORK | 100001330 | 995428 |  | 18 |  | Stone filling (40 mm size) for transformer/Reactor foundation | M3 | 21 |  | INCLUDED | 0 | 0 | 0 | 0 | 0
127 | CIVIL WORK | 100001331 | 995455 |  | 18 |  | Misc. Structural steel including rails, embedments, edge protection angles, gratings etc. but excluding the reinforcement steel andsteel for lattice and pipe structures. | MT | 30 |  | INCLUDED | 0 | 0 | 0 | 0 | 0
128 | CIVIL WORK | 100001712 | 995428 |  | 18 |  | Removing,cleaning and washing of existing stones and respreading of stones in switchyard excluding PCC | M2 | 200 |  | INCLUDED | 0 | 0 | 0 | 0 | 0
129 | CIVIL WORK | 100054773 | 995454 |  | 18 |  | External finishing/ painting of fire wall with cement wash | M2 | 240 |  | INCLUDED | 0 | 0 | 0 | 0 | 0
130 | CIVIL WORK | 100004507 | 995421 |  | 18 |  | 3.75m wide Cement Concrete road with PCC shoulder including 100 mm dia RCC Hume Pipe @ 100 metre interval as per drawing and TS.However, reinforcement steel and all type concrete shall be paid separately under relevant items | M2 | 201 |  | INCLUDED | 0 | 0 | 0 | 0 | 0
131 | CIVIL WORK | 100001457 | 995421 |  | 18 |  | Construction of rail cum road as per drawing including all item such as excavation,compactions, rolling watering, WBM etc. butexcluding concrete reinforcement and structural steel-Section having four rails for auto transformer. | M2 | 115 |  | INCLUDED | 0 | 0 | 0 | 0 | 0
132 | CIVIL WORK | 130000761 | 995428 |  | 18 |  | 14.4.2 Providing, laying and fixing following dia RCC pipe NP2 class (light duty) in ground complete with RCC collars, jointingwith cement mortar 1:2 (1 cement : 2 fine sand) including trenching (75 cm deep) and refilling etc as required. : 150 mm dia | M | 10 |  | INCLUDED | 0 | 0 | 0 | 0 | 0
133 | CIVIL WORK | 130000762 | 995428 |  | 18 |  | 14.4.3 Providing, laying and fixing following dia RCC pipe NP2 class (light duty) in ground complete with RCC collars, jointingwith cement mortar 1:2 (1 cement : 2 fine sand) including trenching (75 cm deep) and refilling etc as required. : 250 mm dia | M | 10 |  | INCLUDED | 0 | 0 | 0 | 0 | 0
134 | CIVIL WORK | 100020960 | 995461 |  | 18 |  | RCC culvert crossings including supplying and laying hume pipe 250mm dia of grade (NP-3) excluding concrete as per specification. | M | 10 |  | INCLUDED | 0 | 0 | 0 | 0 | 0
135 | CIVIL WORK | 100020961 | 995461 |  | 18 |  | RCC culvert crossings including supplying and laying hume pipe 300mm dia of grade (NP-3) excluding concrete as per specification. | M | 10 |  | INCLUDED | 0 | 0 | 0 | 0 | 0
136 | CIVIL WORK | 100020962 | 995461 |  | 18 |  | RCC culvert crossings including supplying and laying hume pipe 450mm dia of grade (NP-3) excluding concrete as per specification. | M | 10 |  | INCLUDED | 0 | 0 | 0 | 0 | 0
137 | CIVIL WORK | 100020963 | 995461 |  | 18 |  | RCC culvert crossings including supplying and laying hume pipe 600mm dia of grade (NP-3) excluding concrete as per specification. | M | 10 |  | INCLUDED | 0 | 0 | 0 | 0 | 0
138 | CIVIL WORK | 100007701 | 995462 |  | 18 |  | Supplying and erecting dewatering pumps- 2 HP | EA | 2 |  | INCLUDED | 0 | 0 | 0 | 0 | 0
139 | CIVIL WORK | 100001409 | 995462 |  | 18 |  | Supplying and erecting dewatering pumps-5 HP | EA | 1 |  | INCLUDED | 0 | 0 | 0 | 0 | 0
140 | CIVIL WORK | 100015791 | 995454 |  | 18 |  | All civil works for Drains construction of Section A-A including crossings if any as per technical specification and tender drawingscomplete in all respect with all labour and materials. | M | 25 |  | INCLUDED | 0 | 0 | 0 | 0 | 0
141 | CIVIL WORK | 100015792 | 995454 |  | 18 |  | All civil works for Drains construction of Section B-B including crossings if any as per technical specification and tender drawingscomplete in all respect with all labour and materials. | M | 100 |  | INCLUDED | 0 | 0 | 0 | 0 | 0
142 | CIVIL WORK | 100015793 | 995454 |  | 18 |  | All civil works for Drains construction of Section C-C including crossings if any as per technical specification and tender drawingscomplete in all respect with all labour and materials. | M | 50 |  | INCLUDED | 0 | 0 | 0 | 0 | 0
143 | CIVIL WORK | 100015794 | 995454 |  | 18 |  | All civil works for Drains construction of Section D-D including crossings if any as per technical specification and tender drawingscomplete in all respect with all labour and materials. | M | 50 |  | INCLUDED | 0 | 0 | 0 | 0 | 0
144 | CIVIL WORK | 100001720 | 995428 |  | 18 |  | Supplying, filling and compacting CNS material as per specification under floors, foundations, roads, cable trenches, drains etc inlayers not exceeding 200 mm thickness | M3 | 50 |  | INCLUDED | 0 | 0 | 0 | 0 | 0
145 | CIVIL WORK | 100001721 | 995428 |  | 18 |  | Supplying, filling and compacting stone boulders mixed with sand under foundations, roads, cable trenches, drains etc in layers notexceeding 250mm thickness including ramming, watering compacting | M3 | 50 |  | INCLUDED | 0 | 0 | 0 | 0 | 0
146 | CIVIL WORK | 100044560 | 995414 |  | 18 |  | Extension of 220 kV RCC GIS Building-All civil works as per drawing and specification complete, including-brickwork,finishing(external and internal), windows etc.Howevere, excavation,PCC, RCC and reinforcement shall be paid saparately as per BPS. | M2 | 230 |  | INCLUDED | 0 | 0 | 0 | 0 | 0
147 | CIVIL WORK | 100001478 | 995454 |  | 18 |  | Cable Trench including all types of crossings, all metallic works and sump pit including concrte and reinforcement steel Section 2-2 | M | 15 |  | INCLUDED | 0 | 0 | 0 | 0 | 0
148 | CIVIL WORK | 100001479 | 995454 |  | 18 |  | Cable Trench including all types of crossings, all metallic works and sump pit including concrte and reinforcement steel Section 3-3 | M | 10 |  | INCLUDED | 0 | 0 | 0 | 0 | 0
149 | CIVIL WORK | 100001480 | 995454 |  | 18 |  | Cable Trench including all types of crossings, all metallic works and sump pit including concrte and reinforcement steel Section 4-4 | M | 30 |  | INCLUDED | 0 | 0 | 0 | 0 | 0
150 | CIVIL WORK | 170002351 | 995421 |  | 18 |  | DISMANTLING OF EXISTING -CONCRETE ROAD . | M2 | 120 |  | INCLUDED | 0 | 0 | 0 | 0 | 0
151 | CIVIL WORK | 100003295 | 995429 |  | 18 |  | Dismantling of RCC in foundation including disposal of debris and reinforcement bars of dismantled RCC works within substationboundaries as per direction of enginner incahrge | M3 | 10 |  | INCLUDED | 0 | 0 | 0 | 0 | 0
152 | CIVIL WORK | 100001454 | 995429 |  | 18 |  | Demolishing RCC work including stacking of steel bars and disposal of unserviceable material. | M3 | 10 |  | INCLUDED | 0 | 0 | 0 | 0 | 0
153 | CIVIL WORK | 100001442 | 995456 |  | 18 |  | Dismantling of existing brick drain (300mm widex500mm deep) | M | 50 |  | INCLUDED | 0 | 0 | 0 | 0 | 0
154 | CIVIL WORK | 100039866 | 995432 |  | 18 |  | Soil Investigation for 02 borehole locations: As per technical specification including all laboratory and field tests, report andrecommendations. | LOT | 1 |  | INCLUDED | 0 | 0 | 0 | 0 | 0
155 | CIVIL WORK | 100003969 | 995423 |  | 18 |  | Construction of buried cable trench along with excavation, PCC, back filling, restoration and construction of jointing bays (asper requirement) etc. as per technical specification | KM | 0.1 |  | INCLUDED | 0 | 0 | 0 | 0 | 0
[17 empty] | 0 | 18 | -18
[11 empty] | 0 | 0 | 0 | 0 | 0 | 0 | 0 |  | 0
Note: #In case the bidder leaves the cell for confirmation of the HSN code and/or GST rate “blank”, the HSN code and corresponding GST rate indicated by the Employer shall be deemed to be the one confirmed by the Bidder.
0
|  | Date | [5 empty] | Printed Name
|  | Place | 0 |  |  |  |  | Designation
0

## Sch-4
CC/NT/W-GIS/DOM/A00/26/01351 | [14 empty] | Schedule - 4
400kV GIS Substation Package SS 155 for (i) Extension of 400/220kV Navi Mumbai (GIS) (PG) S/s associated with ‘Augmentation of Transformation capacity by 400/220 kV, 1x500 MVA (3rd) ICT at Navi Mumbai (GIS) (PG) S/s in Maharashtra’ and (ii) Extension of 400kV KPS3 (GIS) S/S associated with ‘Transmission System for providing connectivity to M/s Sarjan Realties Pvt Ltd. (1100MW) at KPS3 (400kV Sec-I)’.
(SCHEDULE OF RATES AND PRICES )
BIDDER:
To:
Bidder’s Name and Address (Lead Partner) : | [12 empty] | Contract Services
Name : | [12 empty] | Power Grid Corporation of India Ltd.,
Address : | [12 empty] | "Saudamini", Plot No.-2
Sector-29,
Gurugram (Haryana) - 122001
Training Charges :
SI. No. | PR No | Line Item No | Activity Header | PR Activity No | Activity Description | Service Code | SAC (Service Accounting Codes) | Whether SAC in column ‘…’ is confirmed. If not indicate applicable the SAC # | Rate of GST applicable ( in %) | Whether rate of GST in column ‘---’ is confirmed. If not indicate applicable rate of GST # | Description | Unit | Quantity | Unit Charges | Total Charges
1 | 2 | 3 | 4 | 5 | 6 | 7 | 8 | 9 | 10 | 11 | 12 | 13 | 14 | 15 | 16=14*15
NOT APPLICABLE
| Date | #REF!
| Place | #REF! | [8 empty] | Printed Name
Designation

## Sch-5
CC/NT/W-GIS/DOM/A00/26/01351 |  |  |  | Schedule - 5
400kV GIS Substation Package SS 155 for (i) Extension of 400/220kV Navi Mumbai (GIS) (PG) S/s associated with ‘Augmentation of Transformation capacity by 400/220 kV, 1x500 MVA (3rd) ICT at Navi Mumbai (GIS) (PG) S/s in Maharashtra’ and (ii) Extension of 400kV KPS3 (GIS) S/S associated with ‘Transmission System for providing connectivity to M/s Sarjan Realties Pvt Ltd. (1100MW) at KPS3 (400kV Sec-I)’.
(SUMMARY OF TAXES & DUTIES not included in Schedule 1 & 3)
BIDDER:
To:
Bidder’s Name and Address (Lead Partner) : |  |  | Contract Services
Name : |  |  | Power Grid Corporation of India Ltd.,
Address : |  |  | "Saudamini", Plot No.-2
Sector-29,
Gurgaon (Haryana) - 122001
Sl. No. | Item Nos. |  | Total Price (INR) |  | After Discount |  | After MPDiscount
1 | TOTAL GST on Goods |  | 0 |  | Excise Duty | #REF! | Excise Duty | #REF!
Total GST for Supply of Goods (inter-alia including Type Test Charges) between the Contractor and the Employer (identified in Schedule 1') which are not included in the Ex-works price as per the provision of the Bidding Documents, as applicable.
2 | TOTAL GST on Services |  | 0 |  | Sales Tax | 0 | Sales Tax | 0
| Total GST on Installation Services (indentified in Schedule-3) and Training to be imparted in India (identified in Schedule-4) which are not included in the Installation and Training charges as per the provision of the Bidding Documents, as applicable |  |  |  | #REF! | 0 | #REF! | 0
| GRAND TOTAL [1+2] |  | 0
Date : |  | Printed Name :
Place : |  | Designation :
Click for Sch-6

## Sch-5 after discount (hidden)
CC/NT/W-GIS/DOM/A00/26/01351 |  |  |  | Schedule - 5
400kV GIS Substation Package SS 155 for (i) Extension of 400/220kV Navi Mumbai (GIS) (PG) S/s associated with ‘Augmentation of Transformation capacity by 400/220 kV, 1x500 MVA (3rd) ICT at Navi Mumbai (GIS) (PG) S/s in Maharashtra’ and (ii) Extension of 400kV KPS3 (GIS) S/S associated with ‘Transmission System for providing connectivity to M/s Sarjan Realties Pvt Ltd. (1100MW) at KPS3 (400kV Sec-I)’.
(SUMMARY OF TAXES & DUTIES APPLICABLE ON PLANT & EQUIPMENT)
BIDDER:
0 |  |  | To:
Bidder’s Name and Address (Lead Partner) : |  |  | Contract Services
Name : |  |  | Power Grid Corporation of India Ltd.,
Address : |  |  | "Saudamini", Plot No.-2
Sector-29,
Gurugram (Haryana) - 122001
Sl. No. | Item Nos. |  | Total Price (INR)
1 | TOTAL GST on Goods |  | 0
Total GST for Supply of Goods (inter-alia including Type Test Charges) between the Contractor and the Employer (identified in Schedule 1') which are not included in the Ex-works price as per the provision of the Bidding Documents, as applicable.
2 | TOTAL GST on Services |  | 0
Total GST on Installation Services (indentified in Schedule-3) and Training to be imparted in India (identified in Schedule-4) which are not included in the Installation and Training charges as per the provision of the Bidding Documents, as applicable
| GRAND TOTAL [1+2] |  | 0
Date : |  | Printed Name :
Place : |  | Designation :
Click for Sch-6

## Sch-6 After Discount (hidden)
CC/NT/W-GIS/DOM/A00/26/01351 |  |  | Schedule - 6 After Discount
400kV GIS Substation Package SS 155 for (i) Extension of 400/220kV Navi Mumbai (GIS) (PG) S/s associated with ‘Augmentation of Transformation capacity by 400/220 kV, 1x500 MVA (3rd) ICT at Navi Mumbai (GIS) (PG) S/s in Maharashtra’ and (ii) Extension of 400kV KPS3 (GIS) S/S associated with ‘Transmission System for providing connectivity to M/s Sarjan Realties Pvt Ltd. (1100MW) at KPS3 (400kV Sec-I)’.
(GRAND SUMMARY)
#REF! |  |  | To:
Bidder’s Name and Address (Lead Partner) : |  |  | Contract Services
Name : | #REF! |  | Power Grid Corporation of India Ltd.,
Address : | #REF! |  | "Saudamini", Plot No.-2
| #REF! |  | Sector-29,
| #REF! |  | Gurugram (Haryana) - 122001
Sl. No. | Description |  | Total Price (INR)
1 | TOTAL SCHEDULE NO. 1
Ex-works price of Plant and Equipment including Type Test Charges
2 | TOTAL SCHEDULE NO. 2
Local Transportation, Insurance and other Incidental Services
3 | TOTAL SCHEDULE NO. 3
Installation Charges
4 | TOTAL SCHEDULE NO. 4
Training Charges
5 | TOTAL SCHEDULE NO. 5
Taxes and Duties
6 | TOTAL SCHEDULE NO. 7
Type Test Charges [Total of this Schedule is included in Schedule - 1 above.]
GRAND TOTAL [1+2+3+4+5]
Date : |  | Printed Name :
Place : |  | Designation :
Click for Sch-7

## Sch-6
CC/NT/W-GIS/DOM/A00/26/01351 |  |  | Schedule - 6
400kV GIS Substation Package SS 155 for (i) Extension of 400/220kV Navi Mumbai (GIS) (PG) S/s associated with ‘Augmentation of Transformation capacity by 400/220 kV, 1x500 MVA (3rd) ICT at Navi Mumbai (GIS) (PG) S/s in Maharashtra’ and (ii) Extension of 400kV KPS3 (GIS) S/S associated with ‘Transmission System for providing connectivity to M/s Sarjan Realties Pvt Ltd. (1100MW) at KPS3 (400kV Sec-I)’.
(GRAND SUMMARY)
BIDDER:
To:
Bidder’s Name and Address (Lead Partner) : |  |  | Contract Services
Name : |  |  | Power Grid Corporation of India Ltd.,
Address : |  |  | "Saudamini", Plot No.-2
Sector-29,
Gurugram (Haryana) - 122001
Sl. No. | Description |  | Total Price (INR)
1 | TOTAL SCHEDULE NO. 1 |  | 0
Ex-works price of Plant and Equipment including Type Test Charges
2 | TOTAL SCHEDULE NO. 2 |  | 0
Local Transportation, In-transit Insurance, loading and unloading
3 | TOTAL SCHEDULE NO. 3 |  | 0
Installation Charges
4 | TOTAL SCHEDULE NO. 4 |  | Not Applicable
Training Charges
5 | TOTAL SCHEDULE NO. 5 |  | 0
Taxes and Duties
6 | TOTAL SCHEDULE NO. 7 |  | Not Applicable
Type Test Charges [Total of this Schedule is included in Schedule - 1 above.]
GRAND TOTAL [1+2+3+5]
0
Date : |  | Printed Name :
Place : |  | Designation :
Click for Sch-7

## Sch-6 (After Discount)
CC/NT/W-GIS/DOM/A00/26/01351 |  |  | Schedule - 6
400kV GIS Substation Package SS 155 for (i) Extension of 400/220kV Navi Mumbai (GIS) (PG) S/s associated with ‘Augmentation of Transformation capacity by 400/220 kV, 1x500 MVA (3rd) ICT at Navi Mumbai (GIS) (PG) S/s in Maharashtra’ and (ii) Extension of 400kV KPS3 (GIS) S/S associated with ‘Transmission System for providing connectivity to M/s Sarjan Realties Pvt Ltd. (1100MW) at KPS3 (400kV Sec-I)’.
(GRAND SUMMARY)
BIDDER:
To:
Bidder’s Name and Address (Lead Partner) : |  |  | Contract Services
Name : |  |  | Power Grid Corporation of India Ltd.,
Address : |  |  | "Saudamini", Plot No.-2
Sector-29,
Gurugram (Haryana) - 122001
Sl. No. | Description |  | Total Price (INR) | From Sch-6 | Discount Factors
1 | TOTAL SCHEDULE NO. 1 |  | 0 | 0 | 0
Ex-works price of Plant and Equipment including Type Test Charges
2 | TOTAL SCHEDULE NO. 2 |  | 0 | 0 | 0
Local Transportation, In-transit Insurance, loading and unloading
3 | TOTAL SCHEDULE NO. 3 |  | 0 | 0 | 0
Installation Charges
4 | TOTAL SCHEDULE NO. 4 |  | Not Applicable
Training Charges
5 | TOTAL SCHEDULE NO. 5 |  | 0
Taxes and Duties
6 | TOTAL SCHEDULE NO. 7 |  | Not Applicable
Type Test Charges [Total of this Schedule is included in Schedule - 1 above.]
GRAND TOTAL [1+2+3+5]
0
Date : |  | Printed Name :
Place : |  | Designation :
Click for Sch-7

## Sch-7
CC/NT/W-GIS/DOM/A00/26/01351 | [11 empty] | Schedule 7
400kV GIS Substation Package SS 155 for (i) Extension of 400/220kV Navi Mumbai (GIS) (PG) S/s associated with ‘Augmentation of Transformation capacity by 400/220 kV, 1x500 MVA (3rd) ICT at Navi Mumbai (GIS) (PG) S/s in Maharashtra’ and (ii) Extension of 400kV KPS3 (GIS) S/S associated with ‘Transmission System for providing connectivity to M/s Sarjan Realties Pvt Ltd. (1100MW) at KPS3 (400kV Sec-I)’. | [12 empty] | As per Lum-sum |  | 0
(SCHEDULE OF RATES AND PRICES ) | [12 empty] | AS per Percent |  | #REF!
BIDDER:
| Bidder’s Name and Address (Lead Partner) : | [8 empty] | To:
| Name : | #REF! | [7 empty] | Contract Services
| Address : | #REF! | [7 empty] | Power Grid Corporation of India Ltd.,
|  | #REF! | [7 empty] | "Saudamini", Plot No.-2
|  | #REF! | [7 empty] | Sector-29,
Gurgaon (Haryana) - 122001
Type tests :
SL. NO. | PR No | Line Item No | Code | HSN of the Equipment /item for which type test is to be conducted | Whether HSN in column ‘---’ is confirmed. If not indicate applicable the HSN code # | Rate of GST applicable ( in %) | Whether rate of GST in column ‘---’ is confirmed. If not indicate applicable rate of GST # | Description of Test | Unit | Quantity | Unit Test Charge | Total Test Charges (Rs.) |  | Total Test Charges After Discount (Rs.) |  | Dis Alert | Total Test Charges After MPD (Rs.)
NOT APPLICABLE
| Date | [5 empty] | Printed Name
| Place | [5 empty] | Designation
CC/NT/W-GIS/DOM/A00/26/01351
400kV GIS Substation Package SS 155 for (i) Extension of 400/220kV Navi Mumbai (GIS) (PG) S/s associated with ‘Augmentation of Transformation capacity by 400/220 kV, 1x500 MVA (3rd) ICT at Navi Mumbai (GIS) (PG) S/s in Maharashtra’ and (ii) Extension of 400kV KPS3 (GIS) S/S associated with ‘Transmission System for providing connectivity to M/s Sarjan Realties Pvt Ltd. (1100MW) at KPS3 (400kV Sec-I)’. | [7 empty] | 0 | 0
(SCHEDULE OF RATES AND PRICES ) | [7 empty] | 0 | 0
#REF!
#REF! | [7 empty] | #REF! | #REF!
#REF! | [7 empty] | #REF! | #REF!
#REF! | [7 empty] | #REF! | #REF!
[8 empty] | #REF! | #REF!
[8 empty] | 0 | 0
SL. NO. | [7 empty] | Description of Test | #REF!
#REF! | [7 empty] | #REF! | #REF!
#REF! | [7 empty] | #REF!
#REF! | [7 empty] | #REF! | #REF!
#REF! | [7 empty] | #REF! | #REF!
[8 empty] | #REF! | #REF!
#REF! | [7 empty] | #REF!
#REF! | [7 empty] | #REF!
#REF! | [7 empty] | #REF!
#REF! | [7 empty] | #REF! | #REF!
#REF! | [7 empty] | #REF! | #REF!
#REF! | [7 empty] | #REF! | #REF!
#REF! | [7 empty] | #REF! | #REF!
[8 empty] | #REF! | #REF!
#REF! | [7 empty] | #REF!
#REF! | [7 empty] | #REF! | #REF!
#REF! | [7 empty] | #REF! | #REF!
#REF! | [7 empty] | #REF! | #REF!
#REF! | [7 empty] | #REF! | #REF!
[8 empty] | #REF! | #REF!
#REF! | [7 empty] | #REF!
#REF! | [7 empty] | #REF! | #REF!
#REF! | [7 empty] | #REF! | #REF!
#REF! | [7 empty] | #REF! | #REF!
[8 empty] | #REF! | #REF!
#REF! | [7 empty] | #REF!
#REF! | [7 empty] | #REF! | #REF!
#REF! | [7 empty] | #REF! | #REF!
#REF! | [7 empty] | #REF! | #REF!
[8 empty] | #REF! | #REF!
#REF! | [7 empty] | #REF!
#REF! | [7 empty] | #REF! | #REF!
#REF! | [7 empty] | #REF! | #REF!
#REF! | [7 empty] | #REF! | #REF!
#REF! | [7 empty] | #REF! | #REF!
[8 empty] | #REF! | #REF!
[8 empty] | #REF! | #REF!
#REF! | [7 empty] | #REF!
#REF! | [7 empty] | #REF!
#REF! | [7 empty] | #REF! | #REF!
#REF! | [7 empty] | #REF! | #REF!
#REF! | [7 empty] | #REF! | #REF!
[8 empty] | #REF! | #REF!
[8 empty] | #REF! | #REF!
#REF! | [7 empty] | #REF!
#REF! | [7 empty] | #REF!
#REF! | [7 empty] | #REF! | #REF!
#REF! | [7 empty] | #REF! | #REF!
#REF! | [7 empty] | #REF! | #REF!
#REF! | [7 empty] | #REF! | #REF!
#REF! | [7 empty] | #REF! | #REF!
[8 empty] | #REF! | #REF!
#REF! | [7 empty] | #REF!
#REF! | [7 empty] | #REF! | #REF!
#REF! | [7 empty] | #REF! | #REF!
#REF! | [7 empty] | #REF! | #REF!
#REF! | [7 empty] | #REF! | #REF!
#REF! | [7 empty] | #REF! | #REF!
#REF! | [7 empty] | #REF! | #REF!
[8 empty] | #REF! | #REF!
#REF! | [7 empty] | #REF!
#REF! | [7 empty] | #REF! | #REF!
#REF! | [7 empty] | #REF! | #REF!
#REF! | [7 empty] | #REF! | #REF!
#REF! | [7 empty] | #REF! | #REF!
#REF! | [7 empty] | #REF! | #REF!
#REF! | [7 empty] | #REF! | #REF!
#REF! | [7 empty] | #REF! | #REF!
#REF! | [7 empty] | #REF! | #REF!
#REF! | [7 empty] | #REF! | #REF!
[8 empty] | #REF! | #REF!
#REF! | [7 empty] | #REF!
#REF! | [7 empty] | #REF! | #REF!
#REF! | [7 empty] | #REF! | #REF!
#REF! | [7 empty] | #REF! | #REF!
[8 empty] | #REF! | #REF!
#REF! | [7 empty] | #REF!
#REF! | [7 empty] | #REF! | #REF!
#REF! | [7 empty] | #REF! | #REF!
#REF! | [7 empty] | #REF! | #REF!
[8 empty] | #REF! | #REF!
#REF! | [7 empty] | #REF!
#REF! | [7 empty] | #REF! | #REF!
#REF! | [7 empty] | #REF! | #REF!
[8 empty] | #REF! | #REF!
#REF! | [7 empty] | #REF!
#REF! | [7 empty] | #REF! | #REF!
#REF! | [7 empty] | #REF! | #REF!
#REF! | [7 empty] | #REF! | #REF!
#REF! | [7 empty] | #REF! | #REF!
#REF! | [7 empty] | #REF! | #REF!
#REF! | [7 empty] | #REF! | #REF!
[8 empty] | #REF! | #REF!
#REF! | [7 empty] | #REF!
#REF! | [7 empty] | #REF! | #REF!
#REF! | [7 empty] | #REF! | #REF!
#REF! | [7 empty] | #REF! | #REF!
#REF! | [7 empty] | #REF! | #REF!
#REF! | [7 empty] | #REF!
#REF! | [7 empty] | #REF! | #REF!
#REF! | [7 empty] | #REF! | #REF!
#REF! | [7 empty] | #REF! | #REF!
#REF! | [7 empty] | #REF! | #REF!
[8 empty] | #REF! | #REF!
[8 empty] | #REF! | #REF!
[8 empty] | #REF! | #REF!

## Discount
This letter of discount is optional. Bidder may / may not offer any discount.
CC/NT/W-GIS/DOM/A00/26/01351 |  |  |  |  | Letter of Discount
LETTER OF DISCOUNT
To:
Contract Services | [6 empty] | Schedule 1 | 0
Power Grid Corporation of India Ltd., | [6 empty] | Schedule 2 | 0
"Saudamini", Plot No.-2 | [6 empty] | Schedule 3 | 0
Sector-29, (near IFFCO Chowk) | [6 empty] | Total | 0
Gurgaon (Haryana) - 122001
Subject : |  | 400kV GIS Substation Package SS 155 for (i) Extension of 400/220kV Navi Mumbai (GIS) (PG) S/s associated with ‘Augmentation of Transformation capacity by 400/220 kV, 1x500 MVA (3rd) ICT at Navi Mumbai (GIS) (PG) S/s in Maharashtra’ and (ii) Extension of 400kV KPS3 (GIS) S/S associated with ‘Transmission System for providing connectivity to M/s Sarjan Realties Pvt Ltd. (1100MW) at KPS3 (400kV Sec-I)’.
Dear Sir
With reference to the subject tender, we hereby offer unconditional discount on the prices quoted by us as per details given here below : | [5 empty] | Sch-1 | Sch-2 | Sch-3
| 1 | Discount on lum-sum basis on total price quoted by us without GST. [The discount shall be proportionately applicable on all the items of all the Schdules i.e. Sch-1 (without type test charges), Sch-2, Sch-3, Sch-4 & Sch-7] In Rs. |  |  |  | 0 | 0 | 0
| 2 | Discount on percent basis on total price quoted by us without GST. [The discount shall be applicable on all the items of all the Schdules i.e. Sch-1 (without type test charges), Sch-2 , Sch-3, Sch-4 & Sch-7] In Percent (%) |  |  |  | 0 | 0 | 0
| 3 | Discount on lum-sum basis on the Schedules as given below : [The discount shall be proportionately applicable on all the relevent items of the respective Schdules.] In Rs.
|  | Schedule-1 : Ex works prices |  | In Rs. |  | 0
|  | Schedule-2 : Local Transportation, In-transit Insurance, loading and unloading |  | In Rs. |  |  | 0
|  | Schedule-3 : Installation Charges |  | In Rs. |  |  |  | 0
|  | Schedule-4 : Training Charges |  | In Rs.
|  | Schedule-7 : Type Test Charges |  | In Rs.
| 4 | Discount on percent basis on the Schedules as given below : [The discount shall be applicable on all the relevent items of the respective Schdules.] In Percent (%)
|  | Schedule-1 : Ex works prices |  | In Percent (%) |  | 0
|  | Schedule-2 : Local Transportation, In-transit Insurance, loading and unloading |  | In Percent (%) |  |  | 0
|  | Schedule-3 : Installation Charges |  | In Percent (%) |  |  |  | 0
|  | Schedule-4 : Training Charges |  | In Percent (%)
|  | Schedule-7 : Type Test Charges |  | In Percent (%)
Discount(s) offered at sl. No. 1 to 4 will get displayed and accounted for automatically in the respective items of the Schedules.
| 5 | We hereby offer Multi-package discount as given below:
[6 empty] | 0 | 0 | 0 | 0 | 0
|  | Multi-Package Discount(s) offered at sl. No. 5 will not get automatically accounted for in the respective items of the Schedules. The same shall be worked out saparately for evaluation. |  |  |  | #DIV/0! | #DIV/0! | #DIV/0! | #DIV/0! | #REF!
[Discount will not be calculated authometrically. However, the same shall be considered during evaluation.]
Please consider this letter of discount as the integral part of our price bid.
Thanking you, we remain, | [5 empty] | 0 | 0 | 0
[5 empty] | Yours faithfully, | 0 | 0 | 0 | Discount Factors
For and on behalf of
Date : |  |  | Printed Name : | 0
Place : |  |  | Designation : | 0

## Octroi (hidden)
Details of Octroi
Sl No. | Description of Items | Amount on which Octroi is applicable | Rate of Octroi | Octroi
(1) | (2) | (3) | (4) | (5) =(3) x (4)
1 |  |  |  | 0
2 |  |  |  | 0
3 |  |  |  | 0
4 |  |  |  | 0
5 |  |  |  | 0
6 |  |  |  | 0
7 |  |  |  | 0
8 |  |  |  | 0
9 |  |  |  | 0
10 |  |  |  | 0
| Total |  |  | 0
Back to Sch 5

## Entry Tax (hidden)
Details of Entry Tax
Sl No. | Description of Items | Amount on which Entry Tax is applicable | Rate of Entry Tax | Entry Tax
(1) | (2) | (3) | (4) | (5) =(3) x (4)
1 |  |  |  | 0
2 |  |  |  | 0
3 |  |  |  | 0
4 |  |  |  | 0
5 |  |  |  | 0
6 |  |  |  | 0
7 |  |  |  | 0
8 |  |  |  | 0
9 |  |  |  | 0
10 |  |  |  | 0
| Total |  |  | 0
Back to Sch 5

## Other Taxes & Duties (hidden)
Details of Other Taxes & Duties
Sl No. | Description of Items | Amount on which Other Taxes & Duties are applicable | Description of Taxes & Duties | Rate of Taxes & Duties | Amount of Taxes & Duties
(1) | (2) | (3) | (4) | (5) | (6) =(3) x (4)
1 |  |  |  |  | 0
2 |  |  |  |  | 0
3 |  |  |  |  | 0
4 |  |  |  |  | 0
5 |  |  |  |  | 0
6 |  |  |  |  | 0
7 |  |  |  |  | 0
8 |  |  |  |  | 0
9 |  |  |  |  | 0
10 |  |  |  |  | 0
| Total |  |  |  | 0
Back to Sch 5

## Bid Form 2nd Envelope
CC/NT/W-GIS/DOM/A00/26/01351 |  |  |  |  | Bid Form 2nd Envelope (Rev 01) |  |  |  | Sole Bidder | 1 | st |  | 1 | January
[9 empty] | 0 | 2 | nd |  | 2 | February
BID FORM (Second Envelope) | [9 empty] | 3 | rd |  | 3 | March
[10 empty] | 4 | th |  | 4 | April
Bid Proposal Ref. No. | [9 empty] | 5 | th |  | 5 | May
Date : | [9 empty] | 6 | th | #VALUE! | 6 | June
[10 empty] | 7 | th | #VALUE! | 7 | July
To: | [9 empty] | 8 | th | #VALUE! | 8 | August
0 | [9 empty] | 9 | th | #VALUE! | 9 | September
Power Grid Corporation of India Ltd., | [9 empty] | 10 | th |  | 10 | October
"Saudamini", Plot No.-2 | [9 empty] | 11 | th |  | 11 | November
Sector-29, | [9 empty] | 12 | th |  | 12 | December
Gurugram (Haryana) - 122001 | [9 empty] | 13 | th
[10 empty] | 14 | th
Name of Contract : |  | 400kV GIS Substation Package SS 155 for (i) Extension of 400/220kV Navi Mumbai (GIS) (PG) S/s associated with ‘Augmentation of Transformation capacity by 400/220 kV, 1x500 MVA (3rd) ICT at Navi Mumbai (GIS) (PG) S/s in Maharashtra’ and (ii) Extension of 400kV KPS3 (GIS) S/S associated with ‘Transmission System for providing connectivity to M/s Sarjan Realties Pvt Ltd. (1100MW) at KPS3 (400kV Sec-I)’. | [7 empty] | 15 | th
Dear Ladies and/or Gentlemen, | [9 empty] | 16 | th
1 | In continuation of First Envelope of our Bid, we hereby submit the Second Envelope of the Bid, both of which shall be read together and in conjunction with each other, and shall be construed as an integral part of our Bid. Accordingly, we the undersigned, offer to design, manufacture, test, deliver, install and commission (including carrying out Trial Operation, Performance & Guarantee Test as per provision of Technical Specification) under the above-named package in full conformity with the said Bidding Documents for the sum of Rs. 0/- () or such other sums as may be determined in accordance with the terms and conditions of the Bidding Documents |  |  |  |  | In continuation of First Envelope of our Bid, we hereby submit the Second Envelope of the Bid, both of which shall be read together and in conjunction with each other, and shall be construed as an integral part of our Bid. Accordingly, we the undersigned, offer to design, manufacture, test, deliver, install and commission (including carrying out Trial Operation, Performance & Guarantee Test as per provision of Technical Specification) under the above-named package in full conformity with the said Bidding Documents for the sum of Rs. |  |  |  | 17 | th
[6 empty] | 0 | /- (
)
| The above amounts are in accordance with the price schedules attached herewith and are made part of this bid. |  |  |  |  | or such other sums as may be determined in accordance with the terms and conditions of the Bidding Documents |  |  |  | 18 | th
2 | Price Schedules | [8 empty] | 19 | th
2.1 | In line with the requirements of the Bidding documents, we enclose herewith the following Price Schedules, duly filled - in as per your proforma: | [8 empty] | 20 | th
| Schedule 1 |  | Plant and Equipment (Including Mandatory Spare Parts) to be supplied, including Type Test Charges. | [6 empty] | 21 | st
| Schedule 2 |  | Local Transportation, In-transit Insurance, loading and unloading | [6 empty] | 22 | th
| Schedule 3 |  | Installation Charges. |  |  | Sole Bidder |  |  |  | 23 | th
| Schedule 4 |  | Training charges for training to be imparted (Not Applicable) | [6 empty] | 24 | th
| Schedule 5 |  | Taxes and Duties not included in Schedule 1 & 3 | [6 empty] | 25 | th
| Schedule 6 |  | Grand Summary [Schedule 1to 5] | [6 empty] | 26 | th
| Schedule 7 |  | Break-up of Type Test Charges (Not Applicable) | [6 empty] | 27 | th
2.2 | We are aware that the Price Schedules do not generally give a full description of the Work to be performed under each item and we shall be deemed to have read the Technical Specifications and other sections of the Bidding Documents and Drawings to ascertain the full scope of Work included in each item while filling-in the rates and prices. We agree that the entered rates and prices shall be deemed to include for the full scope as aforesaid, including overheads and profit. | [8 empty] | 28 | th
2.3 | We declare that as specified in Clause 11.5, Section –II:ITB, Vol.-I of the Bidding Documents, prices quoted by us in the Price Schedules shall be subject to Price Adjustment during the execution of the Contract in accordance with Appendix-2 (Price Adjustment) to the Contract Agreement. | [8 empty] | 29 | th
2.4 | We understand that in the price schedules, where there are errors between the total of the amounts given under the column for the price Breakdown and the amount given under the Total Price, the former shall prevail and the latter will be corrected accordingly. We further understand that where there are discrepancies between amounts stated in figures and amounts stated in words, the amount stated in words shall prevail. Similarly, any discrepancy in the total bid price and that of the summation of Schedule price (price indicated in a Schedule indicating the total of that schedule), the total bid price shall be corrected to reflect the actual summation of the Schedule prices. | [8 empty] | 30 | th
2.5 | We declare that items left blank in the Schedules will be deemed to have been included in other items. The TOTAL for each Schedule and the TOTAL of Grand Summary shall be deemed to be the total price for executing the Facilities and sections thereof in complete accordance with the Contract, whether or not each individual item has been priced. | [8 empty] | 31 | st
3 | We confirm that except as otherwise specifically provided our Bid Prices in this Second Envelope include all taxes, duties, levies and charges as may be assessed on us, our Sub-Contractor/Sub-Vendor or their employees by all municipal, state or national government authorities in connection with the Facilities, in and outside of India.
3.1 | 100% of applicable Taxes and Duties i.e GST which are payable by the Employer under the Contract, shall be reimbursed by the Employer on production of satisfactory documentary evidence by the Contractor in accordance with the provisions of the Bidding Documents
3.2 | We further understand that notwithstanding 3.0 above, in case of award on us, you shall also bear and pay/reimburse to us, GST applicable on supplies by us to you, imposed on the Plant & Equipment including Mandatory Spare Parts to be incorporated into the Facilities including Type Test charges for Type test to be conducted in India specified in Schedule No. 1, Installation Services specified in Schedule No. 3 and Charges for Training to be imparted in India specified in Schedule No. 4 of the Price Schedule in this Second Envelope, by the Indian Laws.
3.3 | We confirm that we have also registered/we shall also get registered in the GST Network with a GSTIN in all the states where the project is located and the states from which we shall make our supply of goods.
4 | # (For Joint Venture only) We, the partners of Joint Venture submitting this bid, do agree and confirm that in case of Award of Contract on the Joint Venture, we shall be jointly and severally liable and responsible for the execution of the Contract in accordance with Contract terms and conditions.
5 | We, hereby, declare that only the persons or firms interested in this proposal as principals are named here and that no other persons or firms other than those mentioned herein have any interest in this proposal or in the Contract to be entered into, if the award is made on us, that this proposal is made without any connection with any other person, firm or party likewise submitting a proposal is in all respects for and in good faith, without collusion or fraud.
Thanking you, we remain,
Yours faithfully,
For and on behalf of
Signature :
Date : |  |  |  | Printed Name : | 0
Place : |  |  |  | Designation : | 0
Common Seal :
Please provide additional information of the Bidder
Business Address :
Country of Incorporation :
State/Province to be indicated :
Name of Principal Officer :
Address of Principal Officer :
Note: Bidders may note that no prescribed proforma has been enclosed for Attachment 2 : Power of Attorney. Bidders may use their own proforma for furnishing the required information with the bid.
* * *
Back to Cover Page

## Contracts-Template (hidden)
Exworks
| Total Ex-Works Price Direct |  |  |  |  | 0
| Total Ex-Works Price Bought Out |  |  |  |  | 0
| Total Ex-Works Price |  |  |  |  | 0
| Total Type Test charges as per Schedule-7 |  |  |  |  | #REF!
| Total Ex-works Price including Type Test charges |  |  |  |  | #REF!
Note : | Specify amount of Excise Duty, Sales Tax/'VAT and other taxes payable on the transaction between the Contractor and the Employer and octroi/entry tax as applicable for destination site/state on all items of supply including bought-out finished items (to be identified in the Contract), which shall be dispatched directly from the sub-vendor’s works to the Employer’s site (sale-in-transit), separately in Schedule-5. Excise Duty, Sales tax and other levies for all the bought-out items are to be included in the EXW Price (Col. No. 5) only and not to be indicated in Schedule-5.
^ | If the item(s) quoted/considered as "Bought-out" in the bid are manufactured at Bidder's works and confirmed to be supplied under “Direct transaction” by the bidder, then the taxes and duties on such items shall be paid/reimbursed by POWERGRID in line with the provisions of Bidding Documents. For this purpose, at the time of award, the Ex-works price (exclusive of taxes & duties) shall be arrived at from the quoted Ex-works price (inclusive of taxes ad duties) by excluding taxes and duties applicable on such items, as on date of Bid opening, in case of supplies from manufacturer proposed in the bid. During contract execution, the taxes and duties on such items shall be paid/reimbursed at actuals, limited to the rates prevailing on date of Bid opening.
Date : | --
Place : |  |  | Printed Name : |  | --
Designation :
FandI
| Total F&I Price |  |  |  |  | (=SUM(I16:I27))
Date : | (='Sch-1'!B43)
Place : | (='Sch-1'!B44) |  | Printed Name : | (='Sch-1'!E44)
|  |  | Designation : | (='Sch-1'!E45)
service
| Total Installaiton Charges | [5 empty] | #REF!
Date : | (='Sch-1'!B43)
Place : | (='Sch-1'!B44) |  | Printed Name : | (='Sch-1'!E44)
|  |  | Designation : | (='Sch-1'!E45)
Training
Date : | (=IF('Sch-1'!B43=0,"", 'Sch-1'!B43)) |  | (="Printed Name : " & IF('Sch-1'!E44=0,"",'Sch-1'!E44))
Place : | (=IF('Sch-1'!B44=0,"", 'Sch-1'!B44)) |  | (="Designation : " & IF('Sch-1'!E45=0,"",'Sch-1'!E45))
Type test
| TOTAL TYPE TEST CHARGES |  |  |  |  | (=SUM(I17:I18))
Date : | (='Sch-1'!B43) | (="Printed Name : " & 'Sch-1'!E44)
Place : | (='Sch-1'!B44) | (="Designation : " & 'Sch-1'!E45)
Note : | Bidder should indicate the name of test laboratories where type tests are proposed to be conducted
Direct
Bought-out

## N-W (Cr.) (hidden)
#REF! |  |  | 0 |  | #REF! |  |  | 0 |  |  | #REF!
#REF!
INR
#REF! |  |  |  |  | #REF! | [5 empty] | #N/A
#N/A
#REF! | #REF! |  | 0 |  | #REF! | #REF! |  | 0
#REF! | #REF! | #REF! | 0 |  | #REF! | #REF! | #REF! | 0
#REF! | #REF! | #REF! | 0 |  | #REF! | #REF! | #REF! | 0 |  | #REF! | 0 | 0 | 0 | 0 | #REF! | plus
#REF! | #REF! | #REF! | 0 |  | #REF! | #REF! | #REF! | 0 |  | #REF! | 0 | 0 | 0 | 1 | #REF!
#REF! | #REF! | #REF! | 0 |  | #REF! | #REF! | #REF! | 0 |  | #REF! | 0 | 0 | 1 | 0 | #REF!
#REF! | #REF! | #REF! | 0 |  | #REF! | #REF! | #REF! | 0 |  | #REF! | 0 | 0 | 1 | 1 | #REF!
[10 empty] | #REF! | 0 | 1 | 0 | 0 | #REF!
1 | One |  | 1 | One | 1 | One |  | 1 | One | #REF! | 0 | 1 | 0 | 1 | #REF!
2 | Two |  | 2 | Two | 2 | Two |  | 2 | Two | #REF! | 0 | 1 | 1 | 0 | #REF!
3 | Three |  | 3 | Three | 3 | Three |  | 3 | Three | #REF! | 0 | 1 | 1 | 1 | #REF!
4 | Four |  | 4 | Four | 4 | Four |  | 4 | Four | #REF! | 1 | 0 | 0 | 0 | #REF!
5 | Five |  | 5 | Five | 5 | Five |  | 5 | Five | #REF! | 1 | 0 | 0 | 1 | #REF!
6 | Six |  | 6 | Six | 6 | Six |  | 6 | Six | #REF! | 1 | 0 | 1 | 0 | #REF!
7 | Seven |  | 7 | Seven | 7 | Seven |  | 7 | Seven | #REF! | 1 | 0 | 1 | 1 | #REF!
8 | Eight |  | 8 | Eight | 8 | Eight |  | 8 | Eight | #REF! | 1 | 1 | 0 | 0 | #REF!
9 | Nine |  | 9 | Nine | 9 | Nine |  | 9 | Nine | #REF! | 1 | 1 | 0 | 1 | #REF!
10 | Ten |  | 10 | Ten | 10 | Ten |  | 10 | Ten | #REF! | 1 | 1 | 1 | 0 | #REF!
11 | Eleven |  | 11 | Eleven | 11 | Eleven |  | 11 | Eleven | #REF! | 1 | 1 | 1 | 1 | #REF!
12 | Twelve |  | 12 | Twelve | 12 | Twelve |  | 12 | Twelve
13 | Thirteen |  | 13 | Thirteen | 13 | Thirteen |  | 13 | Thirteen
14 | Fourteen |  | 14 | Fourteen | 14 | Fourteen |  | 14 | Fourteen
15 | Fifteen |  | 15 | Fifteen | 15 | Fifteen |  | 15 | Fifteen
16 | Sixteen |  | 16 | Sixteen | 16 | Sixteen |  | 16 | Sixteen | #REF! | 0 | 0 | 0 | 0 | #REF! | +
17 | Seventeen |  | 17 | Seventeen | 17 | Seventeen |  | 17 | Seventeen | #REF! | 0 | 0 | 0 | 1 | #REF! | /- +
18 | Eighteen |  | 18 | Eighteen | 18 | Eighteen |  | 18 | Eighteen | #REF! | 0 | 0 | 1 | 0 | #REF! | /-
19 | Nineteen |  | 19 | Nineteen | 19 | Nineteen |  | 19 | Nineteen | #REF! | 0 | 0 | 1 | 1 | #REF!
20 | Twenty |  | 20 | Twenty | 20 | Twenty |  | 20 | Twenty | #REF! | 0 | 1 | 0 | 0 | #REF!
21 | Twenty One |  | 21 | Twenty One | 21 | Twenty One |  | 21 | Twenty One | #REF! | 0 | 1 | 0 | 1 | #REF!
22 | Twenty Two |  | 22 | Twenty Two | 22 | Twenty Two |  | 22 | Twenty Two | #REF! | 0 | 1 | 1 | 0 | #REF!
23 | Twenty Three |  | 23 | Twenty Three | 23 | Twenty Three |  | 23 | Twenty Three | #REF! | 0 | 1 | 1 | 1 | #REF!
24 | Twenty Four |  | 24 | Twenty Four | 24 | Twenty Four |  | 24 | Twenty Four | #REF! | 1 | 0 | 0 | 0 | #REF!
25 | Twenty Five |  | 25 | Twenty Five | 25 | Twenty Five |  | 25 | Twenty Five | #REF! | 1 | 0 | 0 | 1 | #REF!
26 | Twenty Six |  | 26 | Twenty Six | 26 | Twenty Six |  | 26 | Twenty Six | #REF! | 1 | 0 | 1 | 0 | #REF!
27 | Twenty Seven |  | 27 | Twenty Seven | 27 | Twenty Seven |  | 27 | Twenty Seven | #REF! | 1 | 0 | 1 | 1 | #REF!
28 | Twenty Eight |  | 28 | Twenty Eight | 28 | Twenty Eight |  | 28 | Twenty Eight | #REF! | 1 | 1 | 0 | 0 | #REF!
29 | Twenty Nine |  | 29 | Twenty Nine | 29 | Twenty Nine |  | 29 | Twenty Nine | #REF! | 1 | 1 | 0 | 1 | #REF!
30 | Thirty |  | 30 | Thirty | 30 | Thirty |  | 30 | Thirty | #REF! | 1 | 1 | 1 | 0 | #REF!
31 | Thirty One |  | 31 | Thirty One | 31 | Thirty One |  | 31 | Thirty One | #REF! | 1 | 1 | 1 | 1 | #REF!
32 | Thirty Two |  | 32 | Thirty Two | 32 | Thirty Two |  | 32 | Thirty Two
33 | Thirty Three |  | 33 | Thirty Three | 33 | Thirty Three |  | 33 | Thirty Three
34 | Thirty Four |  | 34 | Thirty Four | 34 | Thirty Four |  | 34 | Thirty Four
35 | Thirty Fivr |  | 35 | Thirty Fivr | 35 | Thirty Fivr |  | 35 | Thirty Fivr
36 | Thirty Six |  | 36 | Thirty Six | 36 | Thirty Six |  | 36 | Thirty Six
37 | Thirty Seven |  | 37 | Thirty Seven | 37 | Thirty Seven |  | 37 | Thirty Seven
38 | Thirty Eight |  | 38 | Thirty Eight | 38 | Thirty Eight |  | 38 | Thirty Eight
39 | Thirty Nine |  | 39 | Thirty Nine | 39 | Thirty Nine |  | 39 | Thirty Nine
40 | Forty |  | 40 | Forty | 40 | Forty |  | 40 | Forty
41 | Forty One |  | 41 | Forty One | 41 | Forty One |  | 41 | Forty One
42 | Forty Two |  | 42 | Forty Two | 42 | Forty Two |  | 42 | Forty Two
43 | Forty Three |  | 43 | Forty Three | 43 | Forty Three |  | 43 | Forty Three
44 | Forty Four |  | 44 | Forty Four | 44 | Forty Four |  | 44 | Forty Four
45 | Forty Five |  | 45 | Forty Five | 45 | Forty Five |  | 45 | Forty Five
46 | Forty Six |  | 46 | Forty Six | 46 | Forty Six |  | 46 | Forty Six
47 | Forty Seven |  | 47 | Forty Seven | 47 | Forty Seven |  | 47 | Forty Seven
48 | Forty Eight |  | 48 | Forty Eight | 48 | Forty Eight |  | 48 | Forty Eight
49 | Forty Nine |  | 49 | Forty Nine | 49 | Forty Nine |  | 49 | Forty Nine
50 | Fifty |  | 50 | Fifty | 50 | Fifty |  | 50 | Fifty
51 | Fifty One |  | 51 | Fifty One | 51 | Fifty One |  | 51 | Fifty One
52 | Fifty Two |  | 52 | Fifty Two | 52 | Fifty Two |  | 52 | Fifty Two
53 | Fifty Three |  | 53 | Fifty Three | 53 | Fifty Three |  | 53 | Fifty Three
54 | Fifty Four |  | 54 | Fifty Four | 54 | Fifty Four |  | 54 | Fifty Four
55 | Fifty Five |  | 55 | Fifty Five | 55 | Fifty Five |  | 55 | Fifty Five
56 | Fifty Six |  | 56 | Fifty Six | 56 | Fifty Six |  | 56 | Fifty Six
57 | Fifty Seven |  | 57 | Fifty Seven | 57 | Fifty Seven |  | 57 | Fifty Seven
58 | Fifty Eight |  | 58 | Fifty Eight | 58 | Fifty Eight |  | 58 | Fifty Eight
59 | Fifty Nine |  | 59 | Fifty Nine | 59 | Fifty Nine |  | 59 | Fifty Nine
60 | Sixty |  | 60 | Sixty | 60 | Sixty |  | 60 | Sixty
61 | Sixty One |  | 61 | Sixty One | 61 | Sixty One |  | 61 | Sixty One
62 | Sixty Two |  | 62 | Sixty Two | 62 | Sixty Two |  | 62 | Sixty Two
63 | Sixty Three |  | 63 | Sixty Three | 63 | Sixty Three |  | 63 | Sixty Three
64 | Sixty Four |  | 64 | Sixty Four | 64 | Sixty Four |  | 64 | Sixty Four
65 | Sixty Five |  | 65 | Sixty Five | 65 | Sixty Five |  | 65 | Sixty Five
66 | Sixty Six |  | 66 | Sixty Six | 66 | Sixty Six |  | 66 | Sixty Six
67 | Sixty Seven |  | 67 | Sixty Seven | 67 | Sixty Seven |  | 67 | Sixty Seven
68 | Sixty Eight |  | 68 | Sixty Eight | 68 | Sixty Eight |  | 68 | Sixty Eight
69 | Sixty Nine |  | 69 | Sixty Nine | 69 | Sixty Nine |  | 69 | Sixty Nine
70 | Seventy |  | 70 | Seventy | 70 | Seventy |  | 70 | Seventy
71 | Seventy One |  | 71 | Seventy One | 71 | Seventy One |  | 71 | Seventy One
72 | Seventy Two |  | 72 | Seventy Two | 72 | Seventy Two |  | 72 | Seventy Two
73 | Seventy Three |  | 73 | Seventy Three | 73 | Seventy Three |  | 73 | Seventy Three
74 | Seventy Four |  | 74 | Seventy Four | 74 | Seventy Four |  | 74 | Seventy Four
75 | Seventy Five |  | 75 | Seventy Five | 75 | Seventy Five |  | 75 | Seventy Five
76 | Seventy Six |  | 76 | Seventy Six | 76 | Seventy Six |  | 76 | Seventy Six
77 | Seventy Seven |  | 77 | Seventy Seven | 77 | Seventy Seven |  | 77 | Seventy Seven
78 | Seventy Eight |  | 78 | Seventy Eight | 78 | Seventy Eight |  | 78 | Seventy Eight
79 | Seventy Nine |  | 79 | Seventy Nine | 79 | Seventy Nine |  | 79 | Seventy Nine
80 | Eighty |  | 80 | Eighty | 80 | Eighty |  | 80 | Eighty
81 | Eighty One |  | 81 | Eighty One | 81 | Eighty One |  | 81 | Eighty One
82 | Eighty Two |  | 82 | Eighty Two | 82 | Eighty Two |  | 82 | Eighty Two
83 | Eighty Three |  | 83 | Eighty Three | 83 | Eighty Three |  | 83 | Eighty Three
84 | Eighty Four |  | 84 | Eighty Four | 84 | Eighty Four |  | 84 | Eighty Four
85 | Eighty Five |  | 85 | Eighty Five | 85 | Eighty Five |  | 85 | Eighty Five
86 | Eighty Six |  | 86 | Eighty Six | 86 | Eighty Six |  | 86 | Eighty Six
87 | Eighty Seven |  | 87 | Eighty Seven | 87 | Eighty Seven |  | 87 | Eighty Seven
88 | Eighty Eight |  | 88 | Eighty Eight | 88 | Eighty Eight |  | 88 | Eighty Eight
89 | Eighty Nine |  | 89 | Eighty Nine | 89 | Eighty Nine |  | 89 | Eighty Nine
90 | Ninety |  | 90 | Ninety | 90 | Ninety |  | 90 | Ninety
91 | Ninety One |  | 91 | Ninety One | 91 | Ninety One |  | 91 | Ninety One
92 | Ninety Two |  | 92 | Ninety Two | 92 | Ninety Two |  | 92 | Ninety Two
93 | Ninety Three |  | 93 | Ninety Three | 93 | Ninety Three |  | 93 | Ninety Three
94 | Ninety Four |  | 94 | Ninety Four | 94 | Ninety Four |  | 94 | Ninety Four
95 | Ninety Five |  | 95 | Ninety Five | 95 | Ninety Five |  | 95 | Ninety Five
96 | Ninety Six |  | 96 | Ninety Six | 96 | Ninety Six |  | 96 | Ninety Six
97 | Ninety Seven |  | 97 | Ninety Seven | 97 | Ninety Seven |  | 97 | Ninety Seven
98 | Ninety Eight |  | 98 | Ninety Eight | 98 | Ninety Eight |  | 98 | Ninety Eight
99 | Ninety Nine |  | 99 | Ninety Nine | 99 | Ninety Nine |  | 99 | Ninety Nine
100 | One Hundred |  | 100 | One Hundred | 100 | One Hundred |  | 100 | One Hundred
BG VALUE:
#REF!
#REF!
#REF! | #REF!
#REF! | #REF! | #REF!
#REF! | #REF! | #REF!
#REF! | #REF! | #REF!
#REF! | #REF! | #REF!
#REF! | #REF! | #REF!
1 | One
2 | Two
3 | Three
4 | Four
5 | Five
6 | Six
7 | Seven
8 | Eight
9 | Nine
10 | Ten
11 | Eleven
12 | Twelve
13 | Thirteen
14 | Fourteen
15 | Fifteen
16 | Sixteen
17 | Seventeen
18 | Eighteen
19 | Nineteen
20 | Twenty
21 | Twenty One
22 | Twenty Two
23 | Twenty Three
24 | Twenty Four
25 | Twenty Five
26 | Twenty Six
27 | Twenty Seven
28 | Twenty Eight
29 | Twenty Nine
30 | Thirty
31 | Thirty One
32 | Thirty Two
33 | Thirty Three
34 | Thirty Four
35 | Thirty Fivr
36 | Thirty Six
37 | Thirty Seven
38 | Thirty Eight
39 | Thirty Nine
40 | Forty
41 | Forty One
42 | Forty Two
43 | Forty Three
44 | Forty Four
45 | Forty Five
46 | Forty Six
47 | Forty Seven
48 | Forty Eight
49 | Forty Nine
50 | Fifty
51 | Fifty One
52 | Fifty Two
53 | Fifty Three
54 | Fifty Four
55 | Fifty Five
56 | Fifty Six
57 | Fifty Seven
58 | Fifty Eight
59 | Fifty Nine
60 | Sixty
61 | Sixty One
62 | Sixty Two
63 | Sixty Three
64 | Sixty Four
65 | Sixty Five
66 | Sixty Six
67 | Sixty Seven
68 | Sixty Eight
69 | Sixty Nine
70 | Seventy
71 | Seventy One
72 | Seventy Two
73 | Seventy Three
74 | Seventy Four
75 | Seventy Five
76 | Seventy Six
77 | Seventy Seven
78 | Seventy Eight
79 | Seventy Nine
80 | Eighty
81 | Eighty One
82 | Eighty Two
83 | Eighty Three
84 | Eighty Four
85 | Eighty Five
86 | Eighty Six
87 | Eighty Seven
88 | Eighty Eight
89 | Eighty Nine
90 | Ninety
91 | Ninety One
92 | Ninety Two
93 | Ninety Three
94 | Ninety Four
95 | Ninety Five
96 | Ninety Six
97 | Ninety Seven
98 | Ninety Eight
99 | Ninety Nine
100 | One Hundred