## Basic (hidden)
Package Name | GIS Package (TR-202577PKG01) for Augmentation of 1x500 MVA, 400/220 kV ICT (3rd) at Thrissur VSC HVDC Station in Kerala.
Direct
Package Code | GIS Package (TR-202577PKG01) | Bought-out
Specification No. | Spec No:CC/NT/W-GIS/DOM/A02/25/13385

## Cover
Price Schedules | GIS Package (TR-202577PKG01) for Augmentation of 1x500 MVA, 400/220 kV ICT (3rd) at Thrissur VSC HVDC Station in Kerala. |  |  | GIS Package (TR-202577PKG01)
Spec No:CC/NT/W-GIS/DOM/A02/25/13385
| 1 | Fill up only green shaded cells in Sch-1, Sch-2, Sch-3, Sch-4, Sch-5, Sch-7, Discount (Optional), Guarantee Declariation and Bid Form 2nd Envelope.
| 2 | All the cells in Sch-6 are auto filled, therefore no cell is required to be filled up there.
| 3 | Instructions / error messages, if any, will be displayed automatically after selecting the cell.
| 4 | After filling up all the schedues, save the file, take print out of all the schedules and Bid form and sign & stamp and submit them as hard copy of the 2nd envelope (Price part) of the bid. Also ensure to submit the soft copy of the the same file on CD/ DVD.
Click to skip Instructions & Proceed
Click for Detailed General Instructions
General guidelines for filling up the Price Schedules, Sch-1 to Sch-7

## Cover_Junk (hidden)
ORIGINAL
Price Schedules | GIS Package (TR-202577PKG01) for Augmentation of 1x500 MVA, 400/220 kV ICT (3rd) at Thrissur VSC HVDC Station in Kerala. |  | Substation Package SS-01
Spec No:CC/NT/W-GIS/DOM/A02/25/13385
| 1 | Fill up only green shaded cells in Sch-1, Sch-2, Sch-3, Sch-5, Sch-7 and Bid Form 2nd Envelope.
| 2 | All the cells in Sch-4 & Sch-6 are auto filled, therefore no cell is required to be filled up there.
| 3 | Instructions / error messages, if any, will be displayed automatically after selecting the cell.
| 4 | After filling up all the schedues, save the file, take print out of all the schedules and Bid form and sign & stamp and submit them as hard copy of the 2nd envelope (Price part) of the bid. Also ensure to submit the soft copy of the the same file on CD/ DVD.
पावर ग्रिड कारपोरेशन ऑफ इण्डिया लिमिटेड
(भारत सरकार का उद्यम)
Power Grid Corporation of India Limited
(A Government of India Enterprises)
Click to skip Instructions & Proceed
Click for Detailed General Instructions
General guidelines for filling up the Price Schedules, Sch-1 to Sch-7

## Instructions (hidden)
General Instruction to the Bidders for filling up this workbook of Price Schedules for Package TW13
I | While filling up the worksheets following may please be observed :
| (i) | Fill up only green shaded cells.
| (ii) | Certain data type entries have been restricted, such as Numeric values or limits of numeric values.
| (iii) | Select only the options provided in pull down menus.
| (iv) | Do not link any cell of this work book with any other work book.
| (v) | Do not use copy & paste or cut & paste options for filling up the data.
| (vi) | Do not reformat any of the cell of the work book.
II | This Workbook consists of following worksheets :
Cover :
Opening page of the workbook.
Names of Bidder :
| ● | Select Sole Bidder or JV (Joint Venture) from the pull down menu. Do not leave this cell blank.
| ● | Select nos. of the JV Partners other than the Lead Partner from drop down menu.
| ● | In case of JV partners more than 2, enter details of 3rd & more partners along with details of 2nd partner.
| ● | Fill up names and address of the Sole Bidder and /or Joint Venture.
| ● | Fill up date in dd-mm-yyyy format from drop down menu.
| ● | Click for Sch-1 given at the right top of the worksheet to go to Sch-1.
Sch-1 (Ex-works Prices) :
| ● | Fill up unit rates for all the items in numeric values greater than 0 (zero). If unit rate is left blank, the corresponding item shall be deemed to be included in the total price.
| ● | Corresponding cell for mode of transaction shall be come enable only after filling up the unit rate, therefore first fill up the unit rate and then mode of transaction for the corresponding item.
| ● | Select either Direct or Bought-out from the drop down menu. Do not leave the cell blank the same shall be deemed to be Bought-out if the cell is left blank.
| ● | Total amount shall get calculated automatically.
| ● | Type Test charges shall appear automatically after filling up Sch-7 appropriately.
Sch-2 (Freight & Insurance Charges) :
| ● | Fill up unit rates for all the items in numeric values greater than 0 (zero). If unit rate is left blank, the corresponding item shall be deemed to be included in the total price.
| ● | Total amount shall get calculated automatically.
Sch-3 (Erection Charges) :
| ● | Fill up unit rates for all the items in numeric values greater than 0 (zero). If unit rate is left blank, the corresponding item shall be deemed to be included in the total price.
| ● | Total amount shall get calculated automatically.
Sch-4 (Training Charges) :
| ● | Not applicable, hence no cell is required to be filled up.
Sch-5 (Summary of Taxes and Duties applicable on the Goods) :
| ● | Fill up applicable rate of Excise Duty. The amount of Excise Duty on the items mentioned as Direct in the mode of transaction in Schedule-1 shall be calculated automatically at the rate mentioned by the bidder here.
| ● | Segregate and fill up the amount on which Sales Tax shall be applicable out of Ex-works supply items mentioned as direct in the mode of transaction in Schedule-1. Applicable Excise Duty on this amount will be calculated automatically at the rate mentioned by the bidder. Further, fill up the rate of applicable Sales Tax. Amount of Sales Tax shall be automatically calculated on the amount mentioned by the bidder as subjected to Sales Tax plus applicable Excise Duty at the rate mentioned by the Bidder.
| ● | Difference of total amount quoted by the bidder as Direct Transaction and the amount mentioned by him subjected to Sales Tax shall be considered as the amount on which VAT shall become applicable and the same shall be calculated & displayed automatically. Applicable Excise Duty on this amount at the rate mentioned by the bidder shall also be calculated & displayed automatically. Fill up the rate of applicable VAT. The amount of VAT shall be calculated automatically on the amount considered to be subjected to VAT plus applicable Excise Duty at the rate mentioned by the bidder here.
| ● | Amount as per details filled up by the bidder in the work sheets Entry Tax, Octroi and other Taxes & Duties shall be displayed in this work sheet Sch-5 but will not be added to the grand total and shall be considered as applicable.
| ● | Click at the links to go to the work sheets Entry Tax, Octroi and other Taxes & Duties one by one.
Entry Tax :
| ● | Fill the description, amount and rate of applicable Entry Tax. Total of this worksheet shall be displayed in Sch -5 (Taxes & Duties)
| ● | Click at the link to go back to Sch-5.
OCTROI :
| ● | Fill the description, amount and rate of applicable Octroi. Total of this worksheet shall be displayed in Sch -5 (Taxes & Duties)
| ● | Click at the link to go back to Sch-5.
Other Taxes & Duties :
| ● | Fill the description, amount and rate of applicable Other Taxes & Duties. Total of this worksheet shall be displayed in Sch -5 (Taxes & Duties)
| ● | Click at the link to go back to Sch-5.
Sch -6 :
| ● | Summary of all the Schedules without considering discount (mentioned in the work sheet discount) shall be displayed automatically.
| ● | No cell is required to be filled in by the bidder in this worksheet.
Sch-7 (Type Test Charges) :
| ● | Fill up the rates & location where type tests are proposed.
| ● | Total of this Sch-7 shall automatically appear in Sch-1.
Bid form 2nd Envelope :
| ● | Fill up ref. no. as bidder's ref no. of this letter.
| ● | This letter shall consider the net price as per Sch-6 (After Discount).
| ● | Fill up names & Designation of the representatives of other JV partner(s) if the bidder is JV (Joint Venture) .
| ● | Fill up additional information as required.
* * *
Happy Bidding !
Click to Proceed

## Names of Bidder
GIS Package (TR-202577PKG01) for Augmentation of 1x500 MVA, 400/220 kV ICT (3rd) at Thrissur VSC HVDC Station in Kerala.
Spec No:CC/NT/W-GIS/DOM/A02/25/13385 |  |  |  | Sole Bidder | 1
|  |  |  | JV (Joint Venture) | Other Partner
Enter following details of the bidder
Specify type of Bidder [Select from drop down menu] |  |  | 2 | 0
Name of Lead Partner
Address of Lead Partner
Name of other Partner - 2 (more, if any) | DEF
Address of other Partner - 2 (more, if any)
Printed Name
Designation
Date |  | 31
Place
Click for Sch-1

## Sch-1
Spec No:CC/NT/W-GIS/DOM/A02/25/13385 | [10 empty] | Schedule-1
GIS Package (TR-202577PKG01) for Augmentation of 1x500 MVA, 400/220 kV ICT (3rd) at Thrissur VSC HVDC Station in Kerala.
(SCHEDULE OF RATES AND PRICES)
BIDDER:
JOINT VENTURE OF & | [7 empty] | To:
Bidder’s Name and Address (Lead Partner) : | [7 empty] | Contract Services
Name : | [7 empty] | Power Grid Corporation of India Ltd.,
Address : | [7 empty] | "Saudamini", Plot No.-2
Sector-29,
Gurugram (Haryana) - 122001
Plant and Equipment (including Mandatory Spares Parts) to be supplied, including Type Test Charges for Tests to be conducted.
(All Prices are in Indian Rupees)
SI. No. | Activity Description | Material Code | HSN Code | Whether HSN in column ‘6’ is confirmed. If not indicate applicable the HSN code # | Rate of GST applicable ( in %) | Whether rate of GST in column ‘8’ is confirmed. If not indicate applicable rate of GST # | Item Description | Unit | Qty. | Unit Ex-Works Price (excluding GST) | Total Ex-Works Price (excluding GST) |  | GST Before Discount | Discount | Total Price after discount | GST After Discount
1 | 2 | 3 | 4 | 5 | 6 | 7 | 8 | 9 | 10 | 11 | 12 = 10 X 11 | [6 empty] | 66
Augment 500MVA 3rd ICT at Thrissur HVDC | [16 empty] | 0
1 | GIS Materials | 1000009711 | 85389000 |  | 18 |  | Controlled switching device for 420 kV, 3 phase circuit breaker | SET | 2 |  | INCLUDED | 0 | 0 | 0 | 0 | 0
2 | GIS Materials | 1000004627 | 85359030 |  | 18 |  | 420kV, 3150 A, 50 kA, SF6 GIS ICT feederbay module as per Section-Project,Technical specification | SET | 1 |  | INCLUDED | 0 | 0 | 0 | 0 | 0
3 | GIS Materials | 1000004494 | 85359030 |  | 18 |  | 420kV, 3150 A, 50 kA, SF6 GIS Tie baymodule(without PIR) as perSection-Project, Technicalspecification | SET | 1 |  | INCLUDED | 0 | 0 | 0 | 0 | 0
4 | GIS Materials | 1000004532 | 85359030 |  | 18 |  | 420kV, 4000 A, 50 kA, SF6 GIS Bus barmodule as per Section-Project,Technical specification | SET | 2 |  | INCLUDED | 0 | 0 | 0 | 0 | 0
5 | GIS Materials | 1000032801 | 85359030 |  | 18 |  | 420KV, 4000A,50KA GIS BUSBAR MODULE EXTENSION | SET | 2 |  | INCLUDED | 0 | 0 | 0 | 0 | 0
6 | GIS Materials | 1000029506 | 85389000 |  | 18 |  | 3150A, 50kA, 1sec Single phase 420kV SF6to Air Bushing | EA | 3 |  | INCLUDED | 0 | 0 | 0 | 0 | 0
7 | GIS Materials | 1000059207 | 85359030 |  | 18 |  | 420KV, 3000A, 63KA, SINGLE PHASE, SF6 GAS INSULATED BUS DUCT (GIB)OUTSIDE GIS HALL ALONGWITH ASSOCIATED SUPPORT STRUCTURE, ETC. AS PERTECHNICAL SPECIFICATION | M | 255 |  | INCLUDED | 0 | 0 | 0 | 0 | 0
8 | GIS Materials | 1000004401 | 85462040 |  | 18 |  | 420 kV, 1 phase Bus Post Insulator (except for Line Traps) | EA | 3 |  | INCLUDED | 0 | 0 | 0 | 0 | 0
9 | GIS Materials | 1000020419 | 85354010 |  | 18 |  | 336kV Surge Arrester (1-phase) | EA | 3 |  | INCLUDED | 0 | 0 | 0 | 0 | 0
10 | GIS Materials | 1000011334 | 72169990 |  | 18 |  | Erection Hardware for 400kV I type layout for GIS terminationarrangement-Transformer bay as per technical specification | SET | 1 |  | INCLUDED | 0 | 0 | 0 | 0 | 0
11 | GIS Materials | 1000004302 | 72159090 |  | 18 |  | 40 mm MS rod for Main Earthmat | M | 300 |  | INCLUDED | 0 | 0 | 0 | 0 | 0
12 | GIS Materials | 1000001571 | 85359030 |  | 18 |  | 245kV,1600A, 40kA,Single phase, SF6 Gas Insulated Bus Duct(GIB) outside GIS Hall alongwith associated support structure | M | 3050 |  | INCLUDED | 0 | 0 | 0 | 0 | 0
13 | GIS Materials | 1000001827 | 85359030 |  | 18 |  | 245 kV, 2500A, 40kA,SF6 GIS Bus barmodule as per Section-Project,Technical specification | SET | 2 |  | INCLUDED | 0 | 0 | 0 | 0 | 0
14 | GIS Materials | 1000001678 | 85359030 |  | 18 |  | 245kV, 1600 A, 40 kA, SF6 GIS ICT feederbay module as per Section-Project,Technical specification | SET | 1 |  | INCLUDED | 0 | 0 | 0 | 0 | 0
15 | GIS Materials | 1000001679 | 85359030 |  | 18 |  | 245kV, 1600 A, 40 kA, SF6 GIS Linefeeder bay module as perSection-Project, Technicalspecification | SET | 2 |  | INCLUDED | 0 | 0 | 0 | 0 | 0
16 | GIS Materials | 1000001836 | 85359030 |  | 18 |  | 245kV, 3000 A, 40 kA, SF6 GIS Buscoupler bay module as perSection-Project, Technicalspecification | SET | 2 |  | INCLUDED | 0 | 0 | 0 | 0 | 0
17 | GIS Materials | 1000001626 | 85389000 |  | 18 |  | 245kV Gas insulated complete VT of each type and rating withenclosure. | EA | 2 |  | INCLUDED | 0 | 0 | 0 | 0 | 0
18 | GIS Materials | 1000032764 | 85389000 |  | 18 |  | 245KV, 1600A, 40KA SINGLE PHASE SF6 TO AIR BUSHING | SET | 9 |  | INCLUDED | 0 | 0 | 0 | 0 | 0
19 | GIS Materials | 1000001772 | 85359090 |  | 18 |  | 245 kV, 4400pf Capacitive Voltage Transformer (1- Phase) | EA | 6 |  | INCLUDED | 0 | 0 | 0 | 0 | 0
20 | GIS Materials | 1000020417 | 85354010 |  | 18 |  | 216kV Surge Arrester (1-phase) | EA | 9 |  | INCLUDED | 0 | 0 | 0 | 0 | 0
21 | GIS Materials | 1000020188 | 73045930 |  | 18 |  | Fabrication, galvanising and supply of Standard Pipe Structure - 220kV CVT including nuts, bolts, all type of washers, packplates, stepbolts and gusset plates excluding foundation bolts | EA | 6 |  | INCLUDED | 0 | 0 | 0 | 0 | 0
22 | GIS Materials | 1000001695 | 85462040 |  | 18 |  | 245 kV, 1 phase Bus Post Insulator (except for Line Traps) | EA | 6 |  | INCLUDED | 0 | 0 | 0 | 0 | 0
23 | GIS Materials | 1000011252 | 72169990 |  | 18 |  | Erection Hardware for 220kV DM-type layout for GIS terminationarrangement-Transformer bay as per technical specification | SET | 1 |  | INCLUDED | 0 | 0 | 0 | 0 | 0
24 | GIS Materials | 1000011246 | 72169990 |  | 18 |  | Erection Hardware for 220kV DM-type layout for GIS terminationarrangement-Line bay as per technical specification | SET | 2 |  | INCLUDED | 0 | 0 | 0 | 0 | 0
25 | GIS Materials | 1000020195 | 73045930 |  | 18 |  | Fabrication, galvanising and supply ofStandard Pipe Structure - 400 kV,1-Phase, SA including nuts, bolts,all type of washers, packplates, stepbolts and gusset plates excludingfoundation bolts | EA | 3 |  | INCLUDED | 0 | 0 | 0 | 0 | 0
26 | GIS Materials | 1000020190 | 73045930 |  | 18 |  | Fabrication, galvanising and supply of Standard Pipe Structure - 220kV SA including nuts, bolts, all type of washers, packplates, stepbolts and gusset plates excluding foundation bolts | EA | 3 |  | INCLUDED | 0 | 0 | 0 | 0 | 0
27 | GIS Materials | 1000017567 | 73045930 |  | 18 |  | Standard Pipe Structure for 400kV BPI (excluding wave trap) | EA | 3 |  | INCLUDED | 0 | 0 | 0 | 0 | 0
28 | GIS Materials | 1000017562 | 73045930 |  | 18 |  | Standard Pipe Structure for 220kV BPI (excluding wave trap) | EA | 6 |  | INCLUDED | 0 | 0 | 0 | 0 | 0
29 | GIS Materials | 1000020188 | 73045930 |  | 18 |  | Fabrication, galvanising and supply of Standard Pipe Structure - 220kV CVT including nuts, bolts, all type of washers, packplates, stepbolts and gusset plates excluding foundation bolts | EA | 6 |  | INCLUDED | 0 | 0 | 0 | 0 | 0
30 | GIS Materials | 1000046562 | 73082011 |  | 18 |  | GANTRY STRUCTURE FOR LINE BAY- 220 KV DOUBLE MAIN & TRANSFER LAYOUT | SET | 2 |  | INCLUDED | 0 | 0 | 0 | 0 | 0
31 | GIS Materials | 1000005039 | 85352113 |  | 18 |  | 72.5 kV, 1250A, 31.5 kA, 3-phase CircuitBreaker with support structure | EA | 1 |  | INCLUDED | 0 | 0 | 0 | 0 | 0
32 | GIS Materials | 1000005066 | 85359090 |  | 18 |  | 72.5 kV, 800A, 31.5 kA, 1-Phase CurrentTransformer with 120% extended currentrating | EA | 3 |  | INCLUDED | 0 | 0 | 0 | 0 | 0
33 | GIS Materials | 1000005048 | 85359090 |  | 18 |  | 72.5 kV Voltage Transformer (1- Phase) | EA | 3 |  | INCLUDED | 0 | 0 | 0 | 0 | 0
34 | GIS Materials | 1000005067 | 85353090 |  | 18 |  | 72.5 kV, 1250A, 31.5 KA, 3-Phase HDBIsolator with one E/S | EA | 2 |  | INCLUDED | 0 | 0 | 0 | 0 | 0
35 | GIS Materials | 1000020418 | 85354010 |  | 18 |  | 30kV Surge Arrester (1-Phase) | EA | 3 |  | INCLUDED | 0 | 0 | 0 | 0 | 0
36 | GIS Materials | 1000005030 | 85462040 |  | 18 |  | 72.5kV ,1 phase Bus Post Insulators | EA | 1 |  | INCLUDED | 0 | 0 | 0 | 0 | 0
37 | GIS Materials | 1000011348 | 72169990 |  | 18 |  | Erection Hardware for the 72.5kV equipment for Tertiary loading as pertechnical specification | SET | 1 |  | INCLUDED | 0 | 0 | 0 | 0 | 0
38 | GIS Materials | 1000032046 | 85446090 |  | 18 |  | 33KV HV POWER CABLE ALONG WITH ACCESSORIES | KM | 2 |  | INCLUDED | 0 | 0 | 0 | 0 | 0
39 | GIS Materials | 1000030274 | 85469090 |  | 18 |  | 66 KV CABLE TERMINATION KIT ALONG WITH SUPPORT STRUCTURE FOE EHV CABLE(AT BOTH END) | EA | 6 |  | INCLUDED | 0 | 0 | 0 | 0 | 0
40 | GIS Materials | 1000004959 | 85371000 |  | 18 |  | 66 kV Circuit Breaker Relay Panel With out Auto Reclose (withAutomation) | EA | 1 |  | INCLUDED | 0 | 0 | 0 | 0 | 0
41 | GIS Materials | 1000004965 | 85371000 |  | 18 |  | Complete Substation automation System for 66kV bay as per TechnicalSpecification | EA | 1 |  | INCLUDED | 0 | 0 | 0 | 0 | 0
42 | GIS Materials | 1000002146 | 85371000 |  | 18 |  | Augmentation of existing 400kV bus bar protection scheme.(No. of baysas per specification)-(with Automation) | SET | 1 |  | INCLUDED | 0 | 0 | 0 | 0 | 0
43 | GIS Materials | 1000002163 | 85371000 |  | 18 |  | 400kV Circuit Breaker Relay Panel without Auto Reclose (withAutomation) | EA | 2 |  | INCLUDED | 0 | 0 | 0 | 0 | 0
44 | GIS Materials | 1000004274 | 85371000 |  | 18 |  | 400kV Transformer Protection Panel (For both HV & MV side)-(withAutomation) | EA | 1 |  | INCLUDED | 0 | 0 | 0 | 0 | 0
45 | GIS Materials | 1000001168 | 85371000 |  | 18 |  | 220kV Circuit Breaker Relay Panel without Auto Reclose (withAutomation) | EA | 3 |  | INCLUDED | 0 | 0 | 0 | 0 | 0
46 | GIS Materials | 1000001170 | 85371000 |  | 18 |  | 220kV Circuit Breaker Relay Panel with Auto Reclose (with Automation) | EA | 2 |  | INCLUDED | 0 | 0 | 0 | 0 | 0
47 | GIS Materials | 1000001167 | 85371000 |  | 18 |  | Augmentation of existing 220kV bus bar protection scheme.(No. of baysas per specification)-(with Automation) | SET | 2 |  | INCLUDED | 0 | 0 | 0 | 0 | 0
48 | GIS Materials | 1000001330 | 85371000 |  | 18 |  | 220kV Line Protection Panel (with Automation) | EA | 4 |  | INCLUDED | 0 | 0 | 0 | 0 | 0
49 | GIS Materials | 1000003409 | 85371000 |  | 18 |  | Augmentation of Substation automation System for 400kV Main bay as perTechnical Specification | EA | 1 |  | INCLUDED | 0 | 0 | 0 | 0 | 0
50 | GIS Materials | 1000003411 | 85371000 |  | 18 |  | Augmentation of Substation automation System for 400kV Tie bay as perTechnical Specification | EA | 1 |  | INCLUDED | 0 | 0 | 0 | 0 | 0
51 | GIS Materials | 1000001333 | 85371000 |  | 18 |  | Augmentation of Substation automation System for 220kV bay as perTechnical Specification | EA | 5 |  | INCLUDED | 0 | 0 | 0 | 0 | 0
52 | GIS Materials | 1000012069 | 84248990 |  | 18 |  | HVW spray system, Hydrant system and complete U/G & O/G piping andaccessories etc. out side the pump house for 500MVA , 400KV/220/33kV, 3-phase Autotransformer | SET | 1 |  | INCLUDED | 0 | 0 | 0 | 0 | 0
53 | GIS Materials | 1000012037 | 84819090 |  | 18 |  | Hydrant system, complete U/G piping and accessories etc. outside thePump House for Fire Protection of 400/220kV (Ext) Substation | SET | 1 |  | INCLUDED | 0 | 0 | 0 | 0 | 0
54 | GIS Materials | 1000014547 | 85371000 |  | 18 |  | Lighting Panel type ACP-2 as per technical specification | EA | 1 |  | INCLUDED | 0 | 0 | 0 | 0 | 0
55 | GIS Materials | 1000020262 | 85371000 |  | 18 |  | Sub Lighting panel (outdoor) type SLP (Switchyard and Street Lighting) | EA | 1 |  | INCLUDED | 0 | 0 | 0 | 0 | 0
56 | GIS Materials | 1000014535 | 94054010 |  | 18 |  | Lighting Fixture type-SF1 as per technical specification | EA | 2 |  | INCLUDED | 0 | 0 | 0 | 0 | 0
57 | GIS Materials | 1000014536 | 94054010 |  | 18 |  | Lighting Fixture type-SF2 as per technical specification | EA | 2 |  | INCLUDED | 0 | 0 | 0 | 0 | 0
58 | GIS Materials | 1000004952 | 94059900 |  | 18 |  | 63A, 415V : Interlocked switch socket outdoor Receptacle (type RP) asper technical specifications | EA | 1 |  | INCLUDED | 0 | 0 | 0 | 0 | 0
59 | GIS Materials | 1000028444 | 94059900 |  | 18 |  | Outdoor Power Receptacle (400A) | EA | 1 |  | INCLUDED | 0 | 0 | 0 | 0 | 0
60 | GIS Materials | 1000031976 | 85446020 |  | 18 |  | 1.1KV GRADE 4CX16 SQMM (PVC) POWER CABLE | KM | 1 |  | INCLUDED | 0 | 0 | 0 | 0 | 0
61 | GIS Materials | 1000031985 | 85446020 |  | 18 |  | 1.1KV GRADE 4CX6 SQMM (PVC) POWER CABLE | KM | 1 |  | INCLUDED | 0 | 0 | 0 | 0 | 0
62 | GIS Materials | 1000031943 | 85446020 |  | 18 |  | 1.1KV GRADE 2CX6 SQMM (PVC) POWER CABLE | KM | 1 |  | INCLUDED | 0 | 0 | 0 | 0 | 0
63 | GIS Materials | 1000031964 | 85446020 |  | 18 |  | 1.1KV GRADE 3CX2.5 SQMM CONTROL CABLE | KM | 1 |  | INCLUDED | 0 | 0 | 0 | 0 | 0
64 | GIS Materials | 1000031987 | 85446020 |  | 18 |  | 1.1KV GRADE 5CX2.5 SQMM CONTROL CABLE | KM | 1 |  | INCLUDED | 0 | 0 | 0 | 0 | 0
65 | GIS Materials | 1000031993 | 85446020 |  | 18 |  | 1.1KV GRADE 7CX2.5 SQMM CONTROL CABLE | KM | 1 |  | INCLUDED | 0 | 0 | 0 | 0 | 0
66 | GIS Materials | 1000031887 | 85446020 |  | 18 |  | 1.1KV GRADE 10CX2.5 SQMM CONTROL CABLE | KM | 1 |  | INCLUDED | 0 | 0 | 0 | 0 | 0
67 | GIS Materials | 1000031904 | 85446020 |  | 18 |  | 1.1KV GRADE 14CX2.5 SQMM CONTROL CABLE | KM | 1 |  | INCLUDED | 0 | 0 | 0 | 0 | 0
68 | GIS Materials | 1000031908 | 85446020 |  | 18 |  | 1.1KV GRADE 19CX2.5 SQMM CONTROL CABLE | KM | 1 |  | INCLUDED | 0 | 0 | 0 | 0 | 0
69 | GIS Materials | 1000031927 | 85446020 |  | 18 |  | 1.1KV GRADE 27CX2.5 SQMM CONTROL CABLE | KM | 1 |  | INCLUDED | 0 | 0 | 0 | 0 | 0
70 | GIS Materials | 1000031953 | 85446020 |  | 18 |  | 1.1KV GRADE 3.5CX35 SQMM (PVC) POWER CABLE | KM | 1 |  | INCLUDED | 0 | 0 | 0 | 0 | 0
71 | GIS Materials | 1000058332 | 85359030 |  | 18 |  | 400KV GIS-SF6 GAS PRESSURE RELIEF DEVICE ASSEMBLY OF EACH TYPE | EA | 1 |  | INCLUDED | 0 | 0 | 0 | 0 | 0
72 | GIS Materials | 1000049817 | 85359030 |  | 18 |  | SF6 PRESSURE GAUGE CUM SWITCH /DENSITY MONITORS AND PRESSURESWITCH AS APPLICABLE, OF EACH TYPE-400KV GIS | SET | 3 |  | INCLUDED | 0 | 0 | 0 | 0 | 0
73 | GIS Materials | 1000049753 | 85359030 |  | 18 |  | COUPLING DEVICE FOR PRESSURE GAUGE CUM SWITCH FOR CONNECTINGGAS HANDLING PLANT OF EACH TYPE-400KV GIS | SET | 2 |  | INCLUDED | 0 | 0 | 0 | 0 | 0
74 | GIS Materials | 1000049762 | 85359030 |  | 18 |  | RUBBER GASKETS, Ã‚â‚¬Å’OÃ‚â‚¬Â RINGS AND SEALS FOR SF6 GAS FOR GISENCLOSURE OF EACH TYPE-400KV GIS | SET | 3 |  | INCLUDED | 0 | 0 | 0 | 0 | 0
75 | GIS Materials | 1000058330 | 85359030 |  | 18 |  | 400KV GIS-MOLECULAR FILTER FOR SF6 GAS WITH FILTER BAGS (5 % OF TOTALWEIGHT) | SET | 1 |  | INCLUDED | 0 | 0 | 0 | 0 | 0
76 | GIS Materials | 1000049750 | 85359030 |  | 18 |  | CONTROL VALVES FOR SF6 GAS OF EACH TYPE-400KV GIS | SET | 1 |  | INCLUDED | 0 | 0 | 0 | 0 | 0
77 | GIS Materials | 1000058331 | 85359030 |  | 18 |  | 400KV GIS-SF6 GAS (5 % OF TOTAL GAS QUANTITY) | LOT | 1 |  | INCLUDED | 0 | 0 | 0 | 0 | 0
78 | GIS Materials | 1000049783 | 85359030 |  | 18 |  | LOCKING DEVICE TO KEEP THE DIS-CONNECTORS (ISOLATORS)AND EARTHING/FAST EARTHING SWITCHES IN CLOSE OR OPEN POSITION IN CASEOF REMOVAL OF THE DRIVING MECHANISM-400KV GIS | SET | 1 |  | INCLUDED | 0 | 0 | 0 | 0 | 0
79 | GIS Materials | 1000049505 | 85359030 |  | 18 |  | UHF PD SENSORS OF EACH TYPE ALONG WITH BNC CONNECTOR FOR 420KV GIS | EA | 2 |  | INCLUDED | 0 | 0 | 0 | 0 | 0
80 | GIS Materials | 1000058334 | 85359030 |  | 18 |  | 400KV GIS-SUPPORT INSULATORS (GAS THROUGH) OF EACH TYPE (COMPLETE WITHMETAL RING ETC.) ALONG WITH ASSOCIATED CONTACTS AND SHIELDS | EA | 4 |  | INCLUDED | 0 | 0 | 0 | 0 | 0
81 | GIS Materials | 1000058329 | 85359030 |  | 18 |  | 400KV GIS-GAS BARRIERS OF EACH TYPE (COMPLETE WITH METAL RING ETC.)ALONG WITH ASSOCIATED CONTACTS AND SHIELDS | EA | 4 |  | INCLUDED | 0 | 0 | 0 | 0 | 0
82 | GIS Materials | 1000058333 | 85359030 |  | 18 |  | 400KV GIS- 3150A SF6 TO AIR BUSHING COMPLETE IN ALL RESPECT | EA | 1 |  | INCLUDED | 0 | 0 | 0 | 0 | 0
83 | GIS Materials | 1000058317 | 85359030 |  | 18 |  | 400KV GIS-ONE POLE OF 3150A CIRCUIT BREAKER WITHOUT PIR WITHINTERRUPTER, MAIN CIRCUIT, ENCLOSURE AND OPERATING MECHANISM COMPLETEIN ALL RESPECT | SET | 1 |  | INCLUDED | 0 | 0 | 0 | 0 | 0
84 | GIS Materials | 1000058316 | 85359030 |  | 18 |  | 400KV GIS-ONE POLE OF 3150A CIRCUIT BREAKER WITH PIR WITH INTERRUPTER,MAIN CIRCUIT, ENCLOSURE AND OPERATING MECHANISM COMPLETE IN ALLRESPECT | SET | 1 |  | INCLUDED | 0 | 0 | 0 | 0 | 0
85 | GIS Materials | 1000021873 | 85389000 |  | 18 |  | Trip coil assembly with resistor for420kV GIS Circuit Breaker (asapplicable) | SET | 3 |  | INCLUDED | 0 | 0 | 0 | 0 | 0
86 | GIS Materials | 1000009208 | 85389000 |  | 18 |  | Closing coil assembly with resistor for420kV GIS Circuit Breaker (asapplicable) | SET | 3 |  | INCLUDED | 0 | 0 | 0 | 0 | 0
87 | GIS Materials | 1000058324 | 85359030 |  | 18 |  | RELAYS, POWER CONTACTORS, PUSH BUTTONS, TIMERS & MCBS ETC. (ASAPPLICABLE) OF EACH TYPE FOR 400KV GIS CIRCUIT BREAKER | SET | 1 |  | INCLUDED | 0 | 0 | 0 | 0 | 0
88 | GIS Materials | 1000007067 | 85389000 |  | 18 |  | Auxiliary switch assembly of each type for 420kV GIS Circuit Breaker | SET | 1 |  | INCLUDED | 0 | 0 | 0 | 0 | 0
89 | GIS Materials | 1000058323 | 85359030 |  | 18 |  | 400KV GIS CIRCUIT BREAKER-OPERATION COUNTER | EA | 1 |  | INCLUDED | 0 | 0 | 0 | 0 | 0
90 | GIS Materials | 1000058320 | 85359030 |  | 18 |  | 400KV GIS CIRCUIT BREAKER-HYDRAULIC OPERATING MECHANISM WITH DRIVEMOTOR (FOR HYDRAULIC OPERATED MECHANISM, IF APPLICABLE) | SET | 1 |  | INCLUDED | 0 | 0 | 0 | 0 | 0
91 | GIS Materials | 1000049759 | 85359030 |  | 18 |  | HYDRAULIC FILTER OF EACH TYPE (FOR HYDRAULIC OPERATED MECHANISM, IFPPLICABLE)-400KV GIS CIRCUIT BREKAER | SET | 1 |  | INCLUDED | 0 | 0 | 0 | 0 | 0
92 | GIS Materials | 1000058319 | 85359030 |  | 18 |  | 400KV GIS CIRCUIT BREAKER- HOSE PIPE OF EACH TYPE (AS APPLICABLE) (FORHYDRAULIC OPERATED MECHANISM, IF APPLICABLE) | SET | 1 |  | INCLUDED | 0 | 0 | 0 | 0 | 0
93 | GIS Materials | 1000058322 | 85359030 |  | 18 |  | 400KV GIS CIRCUIT BREAKER - N2 ACCUMULATOR (FOR HYDRAULIC OPERATEDMECHANISM, IF APPLICABLE) | SET | 1 |  | INCLUDED | 0 | 0 | 0 | 0 | 0
94 | GIS Materials | 1000049835 | 85359030 |  | 18 |  | VALVES OF EACH TYPE (FOR HYDRAULIC OPERATED MECHANISM, IFAPPLICABLE)-400KV GIS CIRCUIT BREKAER | SET | 1 |  | INCLUDED | 0 | 0 | 0 | 0 | 0
95 | GIS Materials | 1000049795 | 85359030 |  | 18 |  | PIPE LENGTH (COPPER & STEEL) OF EACH SIZE & TYPE (FOR HYDRAULICOPERATED MECHANISM, IF APPLICABLE)-400KV GIS CIRCUIT BREKAER | SET | 1 |  | INCLUDED | 0 | 0 | 0 | 0 | 0
96 | GIS Materials | 1000049808 | 85359030 |  | 18 |  | PRESSURE SWITCHES OF EACH TYPE (FOR HYDRAULIC OPERATED MECHANISM, IFAPPLICABLE)-400KV GIS CIRCUIT BREKAER | SET | 1 |  | INCLUDED | 0 | 0 | 0 | 0 | 0
97 | GIS Materials | 1000049805 | 85359030 |  | 18 |  | PRESSURE GAUGE WITH COUPLING DEVICE OF EACH TYPE (FOR HYDRAULICOPERATED MECHANISM, IF APPLICABLE)-400KV GIS CIRCUIT BREKAER | SET | 1 |  | INCLUDED | 0 | 0 | 0 | 0 | 0
98 | GIS Materials | 1000058321 | 85359030 |  | 18 |  | 400KV GIS CIRCUIT BREAKER-HYDRAULIC OIL (5% OF TOTAL OIL QUANTITY)(FOR HYDRAULIC OPERATED MECHANISM, IF APPLICABLE) | SET | 1 |  | INCLUDED | 0 | 0 | 0 | 0 | 0
99 | GIS Materials | 1000049799 | 85359030 |  | 18 |  | PRESSURE RELIEF DEVICE OF EACH TYPE (FOR HYDRAULIC OPERATED MECHANISM,IF APPLICABLE)-400KV GIS CIRCUIT BREKAER | SET | 1 |  | INCLUDED | 0 | 0 | 0 | 0 | 0
100 | GIS Materials | 1000058325 | 85359030 |  | 18 |  | 400KV GIS CIRCUIT BREAKER-COMPLETE SPRING OPERATING MECHANISMINCLUDING CHARGING MECHANISM ETC. (FOR SPRING OPERATED MECHANISM, IFAPPLICABLE) | SET | 1 |  | INCLUDED | 0 | 0 | 0 | 0 | 0
101 | GIS Materials | 1000058318 | 85359030 |  | 18 |  | 400KV GIS CIRCUIT BREAKER- COMPLETE HYDRAULIC-SPRING OPERATINGMECHANISM INCLUDING CHARGING MECHANISM ETC. (FOR HYDRAULIC-SPRINGOPERATED MECHANISM, IF APPLICABLE) | SET | 1 |  | INCLUDED | 0 | 0 | 0 | 0 | 0
102 | GIS Materials | 1000049495 | 85359030 |  | 18 |  | PRESSURE SWITCHES OF EACH TYPE FOR420KV GIS CIRCUIT BREAKER (ForHydraulic-Spring Operated Mechanism, ifapplicable) | SET | 1 |  | INCLUDED | 0 | 0 | 0 | 0 | 0
103 | GIS Materials | 1000049802 | 85359030 |  | 18 |  | PRESSURE GAUGE WITH COUPLING DEVICE OF EACH TYPE (FOR HYDRAULIC-SPRINGOPERATED MECHANISM, IF APPLICABLE)-400KV GIS CIRCUIT BREKAER | SET | 1 |  | INCLUDED | 0 | 0 | 0 | 0 | 0
104 | GIS Materials | 1000058374 | 85359030 |  | 18 |  | 400kV GIS- Single phase of 3150Adisconnector switch including maincircuit, enclosure, driving mechanismand support insulator etc., complete inall respect (Note 1- The contractorshall supply spare for disconnectorswitch to ensure one to one replacementof all disconnector switch supplied asmain equipment without any requirementof modification in fittings at site tocover all different types ofdisconnector switch supplied. In case,quantity of supplied dis-connectorswitch types (for one to onereplacement) are more than the quantitymentioned in BPS for spare, thecontractor shall supply theseadditional types of disconnector switchwithout any additional priceimplication to POWERGRID and quantitiesof these additional type ofdisconnector switch are deem to beincluded in the quantities mentioned inBPS for spare disconnector. Note 2 - Incase, Dis-connector Switch (DS) & EarthSwitch (ES) is provided in a sameenclosure with common operatingmechanism, then the module comprisingof Dis-connector & Earth switch insingle enclosure with common operatingmechanism is to be provided under thehead of spare Dis-connector only. Note3- In case, Dis-connector Switch (DS)&Earth Switch (ES) is provided in asame enclosure with separate operatingmechanism, then the module comprisingof Dis-connector & Earth switch insingle enclosure with separateoperating mechanism is to be providedunder the head of spare Dis-connectoronly.) | EA | 2 |  | INCLUDED | 0 | 0 | 0 | 0 | 0
105 | GIS Materials | 1000058314 | 85359030 |  | 18 |  | 400KV GIS- SINGLE PHASE MAINTENANCE EARTHING SWITCH INCLUDING MAINCIRCUIT, ENCLOSURE, DRIVING MECHANISM AND SUPPORT INSULATOR ETC.,COMPLETE IN ALL RESPECT (NOTE 1 - IN CASE, DIS-CONNECTOR SWITCH (DS) &EARTH SWITCH (ES) IS PROVIDED IN A SAME ENCLOSURE WITH COMMONOPERATING MECHANISM, THEN THE MODULE COMPRISING OF DIS-CONNECTOR &EARTH SWITCH IN SINGLE ENCLOSURE WITH COMMON OPERATING MECHANISM IS TOBE PROVIDED UNDER THE HEAD OF SPARE DIS-CONNECTOR ONLY. NOTE 2 - INCASE, DIS-CONNECTOR SWITCH (DS) & EARTH SWITCH (ES) IS PROVIDED IN ASAME ENCLOSURE WITH SEPARATE OPERATING MECHANISM, THEN THE MODULECOMPRISING OF DIS-CONNECTOR & EARTH SWITCH IN SINGLE ENCLOSURE WITHSEPARATE OPERATING MECHANISM IS TO BE PROVIDED UNDER THE HEAD OF SPAREDIS-CONNECTOR ONLY.) | EA | 1 |  | INCLUDED | 0 | 0 | 0 | 0 | 0
106 | GIS Materials | 1000058310 | 85359030 |  | 18 |  | 400KV GIS - SINGLE PHASE FAST EARTHING SWITCH INCLUDING MAIN CIRCUIT,ENCLOSURE, DRIVING MECHANISM AND SUPPORT INSULATOR ETC., COMPLETE INALL RESPECT (NOTE 1 - IN CASE, DIS-CONNECTOR SWITCH (DS) & EARTHSWITCH (ES) IS PROVIDED IN A SAME ENCLOSURE WITH COMMON OPERATINGMECHANISM, THEN THE MODULE COMPRISING OF DIS-CONNECTOR & EARTH SWITCHIN SINGLE ENCLOSURE WITH COMMON OPERATING MECHANISM IS TO BE PROVIDEDUNDER THE HEAD OF SPARE DIS-CONNECTOR ONLY. NOTE 2 - IN CASE,DIS-CONNECTOR SWITCH (DS) & EARTH SWITCH (ES) IS PROVIDED IN A SAMEENCLOSURE WITH SEPARATE OPERATING MECHANISM, THEN THE MODULECOMPRISING OF DIS-CONNECTOR & EARTH SWITCH IN SINGLE ENCLOSURE WITHSEPARATE OPERATING MECHANISM IS TO BE PROVIDED UNDER THE HEAD OF SPAREDIS-CONNECTOR ONLY.) | EA | 1 |  | INCLUDED | 0 | 0 | 0 | 0 | 0
107 | GIS Materials | 1000058305 | 85359030 |  | 18 |  | OPEN/CLOSE CONTACTOR ASSEMBLY, TIMERS, KEY INTERLOCK, INTERLOCKINGCOILS, RELAYS, PUSH BUTTONS, INDICATING LAMPS, POWER CONTACTORS,RESISTORS, FUSES, MCBS & DRIVE CONTROL CARDS ETC. (AS APPLICABLE) ONEOF EACH TYPE FOR ONE COMPLETE MOM BOX FOR 400KV GIS DISCONNECTORSWITCH | SET | 1 |  | INCLUDED | 0 | 0 | 0 | 0 | 0
108 | GIS Materials | 1000058312 | 85359030 |  | 18 |  | OPEN/CLOSE CONTACTOR ASSEMBLY, TIMERS, KEY INTERLOCK, INTERLOCKINGCOILS, RELAYS, PUSH BUTTONS, INDICATING LAMPS, POWER CONTACTORS,RESISTORS, FUSES, MCBS & DRIVE CONTROL CARDS ETC. (AS APPLICABLE) ONEOF EACH TYPE FOR ONE COMPLETE MOM BOX FOR 400KV GIS MAINTENANCE EARTHSWITCH | SET | 1 |  | INCLUDED | 0 | 0 | 0 | 0 | 0
109 | GIS Materials | 1000058308 | 85359030 |  | 18 |  | OPEN/CLOSE CONTACTOR ASSEMBLY, TIMERS, KEY INTERLOCK, INTERLOCKINGCOILS, RELAYS, PUSH BUTTONS, INDICATING LAMPS, POWER CONTACTORS,RESISTORS, FUSES, MCBS & DRIVE CONTROL CARDS ETC. (AS APPLICABLE) ONEOF EACH TYPE FOR ONE COMPLETE MOM BOX FOR 400KV GIS FAST EARTHINGSWITCH | SET | 1 |  | INCLUDED | 0 | 0 | 0 | 0 | 0
110 | GIS Materials | 1000049776 | 85359030 |  | 18 |  | LIMIT SWITCHES AND AUX. SWITCHES FOR ONE COMPLETE MOM BOX FORDISCONNECTOR-400KV GIS | SET | 1 |  | INCLUDED | 0 | 0 | 0 | 0 | 0
111 | GIS Materials | 1000049778 | 85359030 |  | 18 |  | LIMIT SWITCHES AND AUX. SWITCHES FOR ONE COMPLETE MOM BOX FORMAINTENANCE EARTHING SWITCH-400KV GIS | SET | 1 |  | INCLUDED | 0 | 0 | 0 | 0 | 0
112 | GIS Materials | 1000049777 | 85359030 |  | 18 |  | LIMIT SWITCHES AND AUX. SWITCHES FOR ONE COMPLETE MOM BOX FOR FASTEARTHING SWITCH (IF APPLICABLE)-400KV GIS | SET | 1 |  | INCLUDED | 0 | 0 | 0 | 0 | 0
113 | GIS Materials | 1000058306 | 85359030 |  | 18 |  | DRIVE MECHANISM FOR 400KV GIS DISCONNECTOR SWITCH | SET | 1 |  | INCLUDED | 0 | 0 | 0 | 0 | 0
114 | GIS Materials | 1000058313 | 85359030 |  | 18 |  | DRIVE MECHANISM FOR 400KV GIS MAINTENANCE EARTH SWITCH | SET | 1 |  | INCLUDED | 0 | 0 | 0 | 0 | 0
115 | GIS Materials | 1000058309 | 85359030 |  | 18 |  | DRIVE MECHANISM FOR 400KV GIS FAST EARTHING SWITCH | SET | 1 |  | INCLUDED | 0 | 0 | 0 | 0 | 0
116 | GIS Materials | 1000058307 | 85359030 |  | 18 |  | MOTOR FOR DRIVE MECHANISM FOR 400KV GIS DISCONNECTOR SWITCH | EA | 1 |  | INCLUDED | 0 | 0 | 0 | 0 | 0
117 | GIS Materials | 1000058315 | 85359030 |  | 18 |  | MOTOR FOR DRIVE MECHANISM FOR 400KVGIS MAINTENANCE EARTH SWITCH | EA | 1 |  | INCLUDED | 0 | 0 | 0 | 0 | 0
118 | GIS Materials | 1000058311 | 85359030 |  | 18 |  | MOTOR FOR DRIVE MECHANISM FOR 400KV GIS FAST EARTHING SWITCH | EA | 1 |  | INCLUDED | 0 | 0 | 0 | 0 | 0
119 | GIS Materials | 1000058327 | 85359030 |  | 18 |  | 400KV GIS- SINGLE PHASE OF CURRENT TRANSFORMER (3 CORES, TYPE-CTA)WITH ASSOCIATED ENCLOSURE AND PRIMARY CONDUCTOR COMPLETE IN ALLRESPECT | EA | 1 |  | INCLUDED | 0 | 0 | 0 | 0 | 0
120 | GIS Materials | 1000058326 | 85359030 |  | 18 |  | 400KV GIS- SINGLE PHASE OF CURRENT TRANSFORMER (2 CORES, TYPE-CTB)WITH ASSOCIATED ENCLOSURE AND PRIMARY CONDUCTOR COMPLETE IN ALLRESPECT | EA | 1 |  | INCLUDED | 0 | 0 | 0 | 0 | 0
121 | GIS Materials | 1000058328 | 85359030 |  | 18 |  | 400KV GIS- SINGLE PHASE VT WITH ASSOCIATED ENCLOSURE COMPLETE IN ALLRESPECT | EA | 1 |  | INCLUDED | 0 | 0 | 0 | 0 | 0
122 | GIS Materials | 1000058335 | 85359030 |  | 18 |  | 400KV GIS- SINGLE PHASE GAS INSULATED SURGE ARRESTER WITH ASSOCIATEDENCLOSURE AND INSULATOR COMPLETE IN ALL RESPECT | EA | 1 |  | INCLUDED | 0 | 0 | 0 | 0 | 0
123 | GIS Materials | 1000058336 | 85359030 |  | 18 |  | 400KV GIS- SURGE COUNTER/ MONITOR | EA | 1 |  | INCLUDED | 0 | 0 | 0 | 0 | 0
124 | GIS Materials | 1000049498 | 85359030 |  | 18 |  | LCC SPARES - AUX. RELAYS, CONTACTORS,PUSH BUTTONS, SWITCHES,LAMPS,ANNUNCIATION WINDOWS, MCB, FUSES,TIMERS, TERMINAL BLOCKS ETC. OF EACHTYPE & RATING-400kV GIS | SET | 1 |  | INCLUDED | 0 | 0 | 0 | 0 | 0
125 | GIS Materials | 1000058295 | 85359030 |  | 18 |  | 220KV GIS- CABLE CONNECTION ENCLOSURE WITH MAIN CIRCUIT | SET | 1 |  | INCLUDED | 0 | 0 | 0 | 0 | 0
126 | GIS Materials | 1000058300 | 85359030 |  | 18 |  | 220KV GIS-SF6 GAS PRESSURE RELIEF DEVICE ASSEMBLY OF EACH TYPE | EA | 1 |  | INCLUDED | 0 | 0 | 0 | 0 | 0
127 | GIS Materials | 1000049816 | 85359030 |  | 18 |  | SF6 PRESSURE GAUGE CUM SWITCH /DENSITY MONITORS AND PRESSURESWITCH AS APPLICABLE, OF EACH TYPE-220KV GIS | SET | 2 |  | INCLUDED | 0 | 0 | 0 | 0 | 0
128 | GIS Materials | 1000049752 | 85359030 |  | 18 |  | COUPLING DEVICE FOR PRESSURE GAUGE CUM SWITCH FOR CONNECTINGGAS HANDLING PLANT OF EACH TYPE-220KV GIS | SET | 1 |  | INCLUDED | 0 | 0 | 0 | 0 | 0
129 | GIS Materials | 1000049761 | 85359030 |  | 18 |  | RUBBER GASKETS, Ã‚â‚¬Å’OÃ‚â‚¬Â RINGS AND SEALS FOR SF6 GAS FOR GISENCLOSURE OF EACH TYPE-220KV GIS | SET | 2 |  | INCLUDED | 0 | 0 | 0 | 0 | 0
130 | GIS Materials | 1000058298 | 85359030 |  | 18 |  | 220KV GIS-MOLECULAR FILTER FOR SF6 GAS WITH FILTER BAGS (5 % OF TOTALWEIGHT) | SET | 1 |  | INCLUDED | 0 | 0 | 0 | 0 | 0
131 | GIS Materials | 1000049749 | 85359030 |  | 18 |  | CONTROL VALVES FOR SF6 GAS OF EACH TYPE-220KV GIS | SET | 2 |  | INCLUDED | 0 | 0 | 0 | 0 | 0
132 | GIS Materials | 1000058299 | 85359030 |  | 18 |  | 220KV GIS-SF6 GAS (5 % OF TOTAL GAS QUANTITY) | LOT | 1 |  | INCLUDED | 0 | 0 | 0 | 0 | 0
133 | GIS Materials | 1000049782 | 85359030 |  | 18 |  | LOCKING DEVICE TO KEEP THE DIS-CONNECTORS (ISOLATORS)AND EARTHING/FAST EARTHING SWITCHES (AS APPLICABLE) IN CLOSE OR OPENPOSITION IN CASE OF REMOVAL OF THE DRIVING MECHANISM-220KV GIS | SET | 2 |  | INCLUDED | 0 | 0 | 0 | 0 | 0
134 | GIS Materials | 1000049504 | 85359030 |  | 18 |  | UHF PD SENSORS OF EACH TYPE ALONG WITH BNC CONNECTOR FOR 245KV GIS | EA | 3 |  | INCLUDED | 0 | 0 | 0 | 0 | 0
135 | GIS Materials | 1000058302 | 85359030 |  | 18 |  | 220KV GIS-SUPPORT INSULATORS (GAS THROUGH) OF EACH TYPE (COMPLETE WITHMETAL RING ETC.) ALONG WITH ASSOCIATED CONTACTS AND SHIELDS | EA | 3 |  | INCLUDED | 0 | 0 | 0 | 0 | 0
136 | GIS Materials | 1000058297 | 85359030 |  | 18 |  | 220KV GIS-GAS BARRIERS OF EACH TYPE (COMPLETE WITH METAL RING ETC.)ALONG WITH ASSOCIATED CONTACTS AND SHIELDS | EA | 3 |  | INCLUDED | 0 | 0 | 0 | 0 | 0
137 | GIS Materials | 1000058301 | 85359030 |  | 18 |  | 220KV GIS- 1600A SF6 TO AIR BUSHING COMPLETE IN ALL RESPECT | EA | 1 |  | INCLUDED | 0 | 0 | 0 | 0 | 0
138 | GIS Materials | 1000049497 | 85359030 |  | 18 |  | LCC SPARES - AUX. RELAYS, CONTACTORS,PUSH BUTTONS, SWITCHES, LAMPS,ANNUNCIATION WINDOWS, MCB, FUSES,TIMERS, TERMINAL BLOCKS ETC. OF EACHTYPE & RATING-220kV GIS | SET | 1 |  | INCLUDED | 0 | 0 | 0 | 0 | 0
139 | GIS Materials | 1000058284 | 85359030 |  | 18 |  | 220KV GIS-ONE POLE OF 1600A CIRCUIT BREAKER WITH INTERRUPTER, MAINCIRCUIT, ENCLOSURE AND OPERATING MECHANISM COMPLETE IN ALL RESPECT | SET | 1 |  | INCLUDED | 0 | 0 | 0 | 0 | 0
140 | GIS Materials | 1000058286 | 85359030 |  | 18 |  | 220KV GIS-ONE POLE OF 2500A CIRCUIT BREAKER WITH INTERRUPTER, MAINCIRCUIT, ENCLOSURE AND OPERATING MECHANISM COMPLETE IN ALL RESPECT | SET | 1 |  | INCLUDED | 0 | 0 | 0 | 0 | 0
141 | GIS Materials | 1000058285 | 85359030 |  | 18 |  | 220KV GIS-ONE POLE OF 3000A CIRCUIT BREAKER WITH INTERRUPTER, MAINCIRCUIT, ENCLOSURE AND OPERATING MECHANISM COMPLETE IN ALL RESPECT | SET | 1 |  | INCLUDED | 0 | 0 | 0 | 0 | 0
142 | GIS Materials | 1000021871 | 85389000 |  | 18 |  | Trip coil assembly with resistor for245kV GIS Circuit Breaker (asapplicable) | SET | 3 |  | INCLUDED | 0 | 0 | 0 | 0 | 0
143 | GIS Materials | 1000009185 | 85389000 |  | 18 |  | Closing coil assembly with resistor for245kV GIS Circuit Breaker (asapplicable) | SET | 3 |  | INCLUDED | 0 | 0 | 0 | 0 | 0
144 | GIS Materials | 1000058292 | 85359030 |  | 18 |  | RELAYS, POWER CONTACTORS, PUSH BUTTONS, TIMERS & MCBS ETC. (ASAPPLICABLE) OF EACH TYPE FOR 220KV GIS CIRCUIT BREAKER | SET | 1 |  | INCLUDED | 0 | 0 | 0 | 0 | 0
145 | GIS Materials | 1000007066 | 85389000 |  | 18 |  | Auxiliary switch assembly of each type for 245kV GIS Circuit Breaker | SET | 1 |  | INCLUDED | 0 | 0 | 0 | 0 | 0
146 | GIS Materials | 1000058291 | 85359030 |  | 18 |  | 220KV GIS CIRCUIT BREAKER-OPERATION COUNTER | EA | 1 |  | INCLUDED | 0 | 0 | 0 | 0 | 0
147 | GIS Materials | 1000058288 | 85359030 |  | 18 |  | 220KV GIS CIRCUIT BREAKER-HYDRAULIC OPERATING MECHANISM WITH DRIVEMOTOR (FOR HYDRAULIC OPERATED MECHANISM, IF APPLICABLE) | SET | 1 |  | INCLUDED | 0 | 0 | 0 | 0 | 0
148 | GIS Materials | 1000049758 | 85359030 |  | 18 |  | HYDRAULIC FILTER OF EACH TYPE (FOR HYDRAULIC OPERATED MECHANISM, IFPPLICABLE)-220KV GIS CIRCUIT BREKAER | SET | 1 |  | INCLUDED | 0 | 0 | 0 | 0 | 0
149 | GIS Materials | 1000058272 | 85359030 |  | 18 |  | 220KV GIS CIRCUIT BREAKER- HOSE PIPE OF EACH TYPE (AS APPLICABLE) (FORHYDRAULIC OPERATED MECHANISM, IF APPLICABLE) | SET | 1 |  | INCLUDED | 0 | 0 | 0 | 0 | 0
150 | GIS Materials | 1000058290 | 85359030 |  | 18 |  | 220KV GIS CIRCUIT BREAKER - N2 ACCUMULATOR (FOR HYDRAULIC OPERATEDMECHANISM, IF APPLICABLE) | SET | 1 |  | INCLUDED | 0 | 0 | 0 | 0 | 0
151 | GIS Materials | 1000049834 | 85359030 |  | 18 |  | VALVES OF EACH TYPE (FOR HYDRAULIC OPERATED MECHANISM, IFAPPLICABLE)-220KV GIS CIRCUIT BREKAER | SET | 1 |  | INCLUDED | 0 | 0 | 0 | 0 | 0
152 | GIS Materials | 1000049794 | 85359030 |  | 18 |  | PIPE LENGTH (COPPER & STEEL) OF EACH SIZE & TYPE (FOR HYDRAULICOPERATED MECHANISM, IF APPLICABLE)-220KV GIS CIRCUIT BREKAER | SET | 1 |  | INCLUDED | 0 | 0 | 0 | 0 | 0
153 | GIS Materials | 1000049807 | 85359030 |  | 18 |  | PRESSURE SWITCHES OF EACH TYPE (FOR HYDRAULIC OPERATED MECHANISM, IFAPPLICABLE)-220KV GIS CIRCUIT BREKAER | SET | 1 |  | INCLUDED | 0 | 0 | 0 | 0 | 0
154 | GIS Materials | 1000049804 | 85359030 |  | 18 |  | PRESSURE GAUGE WITH COUPLING DEVICE OF EACH TYPE (FOR HYDRAULICOPERATED MECHANISM, IF APPLICABLE)-220KV GIS CIRCUIT BREKAER | SET | 1 |  | INCLUDED | 0 | 0 | 0 | 0 | 0
155 | GIS Materials | 1000058289 | 85359030 |  | 18 |  | 220KV GIS CIRCUIT BREAKER-HYDRAULIC OIL (5% OF TOTAL OIL QUANTITY)(FOR HYDRAULIC OPERATED MECHANISM, IF APPLICABLE) | SET | 1 |  | INCLUDED | 0 | 0 | 0 | 0 | 0
156 | GIS Materials | 1000049798 | 85359030 |  | 18 |  | PRESSURE RELIEF DEVICE OF EACH TYPE (FOR HYDRAULIC OPERATED MECHANISM,IF APPLICABLE)-220KV GIS CIRCUIT BREKAER | SET | 1 |  | INCLUDED | 0 | 0 | 0 | 0 | 0
157 | GIS Materials | 1000058293 | 85359030 |  | 18 |  | 220KV GIS CIRCUIT BREAKER-COMPLETE SPRING OPERATING MECHANISMINCLUDING CHARGING MECHANISM ETC. (FOR SPRING OPERATED MECHANISM, IFAPPLICABLE) | SET | 1 |  | INCLUDED | 0 | 0 | 0 | 0 | 0
158 | GIS Materials | 1000058287 | 85359030 |  | 18 |  | 220KV GIS CIRCUIT BREAKER- COMPLETE HYDRAULIC-SPRING OPERATINGMECHANISM INCLUDING CHARGING MECHANISM ETC. (FOR HYDRAULIC-SPRINGOPERATED MECHANISM, IF APPLICABLE) | SET | 1 |  | INCLUDED | 0 | 0 | 0 | 0 | 0
159 | GIS Materials | 1000049797 | 85359030 |  | 18 |  | PRESSURE SWITCHES OF EACH TYPE (FOR HYDRAULIC-SPRING OPERATEDMECHANISM, IF APPLICABLE)-220KV GIS CIRCUIT BREAKER | SET | 1 |  | INCLUDED | 0 | 0 | 0 | 0 | 0
160 | GIS Materials | 1000049801 | 85359030 |  | 18 |  | PRESSURE GAUGE WITH COUPLING DEVICE OF EACH TYPE (FOR HYDRAULIC-SPRINGOPERATED MECHANISM, IF APPLICABLE)-220KV GIS CIRCUIT BREKAER | SET | 1 |  | INCLUDED | 0 | 0 | 0 | 0 | 0
161 | GIS Materials | 1000058371 | 85359030 |  | 18 |  | 220kV GIS- Three phase of 1600Adisconnector switch including maincircuit, enclosure, driving mechanismand support insulator etc., complete inall respect (Note 1- The contractorshall supply spare for disconnectorswitch to ensure one to one replacementof all disconnector switch supplied asmain equipment without any requirementof modification in fittings at site tocover all different types ofdisconnector switch supplied. In case,quantity of supplied dis-connectorswitch types (for one to onereplacement) are more than the quantitymentioned in BPS for spare, thecontractor shall supply theseadditional types of disconnector switchwithout any additional priceimplication to POWERGRID and quantitiesof these additional type ofdisconnector switch are deem to beincluded in the quantities mentioned inBPS for spare disconnector. Note 2 - Incase, Dis-connector Switch (DS) & EarthSwitch (ES) is provided in a sameenclosure with common operatingmechanism, then the module comprisingof Dis-connector & Earth switch insingle enclosure with common operatingmechanism is to be provided under thehead of spare Dis-connector only. Note3- In case, Dis-connector Switch (DS)&Earth Switch (ES) is provided in asame enclosure with separate operatingmechanism, then the module comprisingof Dis-connector & Earth switch insingle enclosure with separateoperating mechanism is to be providedunder the head of spare Dis-connectoronly.) | EA | 1 |  | INCLUDED | 0 | 0 | 0 | 0 | 0
162 | GIS Materials | 1000058372 | 85359030 |  | 18 |  | 220kV GIS- Three phase of 2500Adisconnector switch including maincircuit, enclosure, driving mechanismand support insulator etc., complete inall respect (Note 1- The contractorshall supply spare for disconnectorswitch to ensure one to one replacementof all disconnector switch supplied asmain equipment without any requirementof modification in fittings at site tocover all different types ofdisconnector switch supplied. In case,quantity of supplied dis-connectorswitch types (for one to onereplacement) are more than the quantitymentioned in BPS for spare, thecontractor shall supply theseadditional types of disconnector switchwithout any additional priceimplication to POWERGRID and quantitiesof these additional type ofdisconnector switch are deem to beincluded in the quantities mentioned inBPS for spare disconnector. Note 2 - Incase, Dis-connector Switch (DS) & EarthSwitch (ES) is provided in a sameenclosure with common operatingmechanism, then the module comprisingof Dis-connector & Earth switch insingle enclosure with common operatingmechanism is to be provided under thehead of spare Dis-connector only. Note3- In case, Dis-connector Switch (DS)&Earth Switch (ES) is provided in asame enclosure with separate operatingmechanism, then the module comprisingof Dis-connector & Earth switch insingle enclosure with separateoperating mechanism is to be providedunder the head of spare Dis-connectoronly.) | EA | 1 |  | INCLUDED | 0 | 0 | 0 | 0 | 0
163 | GIS Materials | 1000058373 | 85359030 |  | 18 |  | 220kV GIS- Three phase of 3000Adisconnector switch including maincircuit, enclosure, driving mechanismand support insulator etc., complete inall respect (Note 1- The contractorshall supply spare for disconnectorswitch to ensure one to one replacementof all disconnector switch supplied asmain equipment without any requirementof modification in fittings at site tocover all different types ofdisconnector switch supplied. In case,quantity of supplied dis-connectorswitch types (for one to onereplacement) are more than the quantitymentioned in BPS for spare, thecontractor shall supply theseadditional types of disconnector switchwithout any additional priceimplication to POWERGRID and quantitiesof these additional type ofdisconnector switch are deem to beincluded in the quantities mentioned inBPS for spare disconnector. Note 2 - Incase, Dis-connector Switch (DS) & EarthSwitch (ES) is provided in a sameenclosure with common operatingmechanism, then the module comprisingof Dis-connector & Earth switch insingle enclosure with common operatingmechanism is to be provided under thehead of spare Dis-connector only. Note3- In case, Dis-connector Switch (DS)&Earth Switch (ES) is provided in asame enclosure with separate operatingmechanism, then the module comprisingof Dis-connector & Earth switch insingle enclosure with separateoperating mechanism is to be providedunder the head of spare Dis-connectoronly.) | EA | 1 |  | INCLUDED | 0 | 0 | 0 | 0 | 0
164 | GIS Materials | 1000058282 | 85359030 |  | 18 |  | 220KV GIS- THREE PHASE MAINTENANCE EARTHING SWITCH INCLUDING MAINCIRCUIT, ENCLOSURE, DRIVING MECHANISM AND SUPPORT INSULATOR ETC.,COMPLETE IN ALL RESPECT (NOTE 1 - IN CASE, DIS-CONNECTOR SWITCH (DS) &EARTH SWITCH (ES) IS PROVIDED IN A SAME ENCLOSURE WITH COMMONOPERATING MECHANISM, THEN THE MODULE COMPRISING OF DIS-CONNECTOR &EARTH SWITCH IN SINGLE ENCLOSURE WITH COMMON OPERATING MECHANISM IS TOBE PROVIDED UNDER THE HEAD OF SPARE DIS-CONNECTOR ONLY. NOTE 2 - INCASE, DIS-CONNECTOR SWITCH (DS) & EARTH SWITCH (ES) IS PROVIDED IN ASAME ENCLOSURE WITH SEPARATE OPERATING MECHANISM, THEN THE MODULECOMPRISING OF DIS-CONNECTOR & EARTH SWITCH IN SINGLE ENCLOSURE WITHSEPARATE OPERATING MECHANISM IS TO BE PROVIDED UNDER THE HEAD OF SPAREDIS-CONNECTOR ONLY.) | EA | 1 |  | INCLUDED | 0 | 0 | 0 | 0 | 0
165 | GIS Materials | 1000058278 | 85359030 |  | 18 |  | 220KV GIS - THREE PHASE FAST EARTHING SWITCH INCLUDING MAIN CIRCUIT,ENCLOSURE, DRIVING MECHANISM AND SUPPORT INSULATOR ETC., COMPLETE INALL RESPECT (NOTE 1 - IN CASE, DIS-CONNECTOR SWITCH (DS) & EARTHSWITCH (ES) IS PROVIDED IN A SAME ENCLOSURE WITH COMMON OPERATINGMECHANISM, THEN THE MODULE COMPRISING OF DIS-CONNECTOR & EARTH SWITCHIN SINGLE ENCLOSURE WITH COMMON OPERATING MECHANISM IS TO BE PROVIDEDUNDER THE HEAD OF SPARE DIS-CONNECTOR ONLY. NOTE 2 - IN CASE,DIS-CONNECTOR SWITCH (DS) & EARTH SWITCH (ES) IS PROVIDED IN A SAMEENCLOSURE WITH SEPARATE OPERATING MECHANISM, THEN THE MODULECOMPRISING OF DIS-CONNECTOR & EARTH SWITCH IN SINGLE ENCLOSURE WITHSEPARATE OPERATING MECHANISM IS TO BE PROVIDED UNDER THE HEAD OF SPAREDIS-CONNECTOR ONLY.) | EA | 1 |  | INCLUDED | 0 | 0 | 0 | 0 | 0
166 | GIS Materials | 1000058273 | 85359030 |  | 18 |  | OPEN/CLOSE CONTACTOR ASSEMBLY, TIMERS, KEY INTERLOCK, INTERLOCKINGCOILS, RELAYS, PUSH BUTTONS, INDICATING LAMPS, POWER CONTACTORS,RESISTORS, FUSES, MCBS & DRIVE CONTROL CARDS ETC. (AS APPLICABLE) ONEOF EACH TYPE FOR ONE COMPLETE MOM BOX FOR 220KV GIS DISCONNECTORSWITCH | SET | 1 |  | INCLUDED | 0 | 0 | 0 | 0 | 0
167 | GIS Materials | 1000058280 | 85359030 |  | 18 |  | OPEN/CLOSE CONTACTOR ASSEMBLY, TIMERS, KEY INTERLOCK, INTERLOCKINGCOILS, RELAYS, PUSH BUTTONS, INDICATING LAMPS, POWER CONTACTORS,RESISTORS, FUSES, MCBS & DRIVE CONTROL CARDS ETC. (AS APPLICABLE) ONEOF EACH TYPE FOR ONE COMPLETE MOM BOX FOR 220KV GIS MAINTENANCE EARTHSWITCH | SET | 1 |  | INCLUDED | 0 | 0 | 0 | 0 | 0
168 | GIS Materials | 1000058276 | 85359030 |  | 18 |  | OPEN/CLOSE CONTACTOR ASSEMBLY, TIMERS, KEY INTERLOCK, INTERLOCKINGCOILS, RELAYS, PUSH BUTTONS, INDICATING LAMPS, POWER CONTACTORS,RESISTORS, FUSES, MCBS & DRIVE CONTROL CARDS ETC. (AS APPLICABLE) ONEOF EACH TYPE FOR ONE COMPLETE MOM BOX FOR 220KV GIS FAST EARTHINGSWITCH | SET | 1 |  | INCLUDED | 0 | 0 | 0 | 0 | 0
169 | GIS Materials | 1000049773 | 85359030 |  | 18 |  | LIMIT SWITCHES AND AUX. SWITCHES FOR ONE COMPLETE MOM BOX FORDISCONNECTOR-220KV GIS | SET | 1 |  | INCLUDED | 0 | 0 | 0 | 0 | 0
170 | GIS Materials | 1000049775 | 85359030 |  | 18 |  | LIMIT SWITCHES AND AUX. SWITCHES FOR ONE COMPLETE MOM BOX FORMAINTENANCE EARTHING SWITCH-220KV GIS | SET | 1 |  | INCLUDED | 0 | 0 | 0 | 0 | 0
171 | GIS Materials | 1000049774 | 85359030 |  | 18 |  | LIMIT SWITCHES AND AUX. SWITCHES FOR ONE COMPLETE MOM BOX FOR FASTEARTHING SWITCH (IF APPLICABLE)-220KV GIS | SET | 1 |  | INCLUDED | 0 | 0 | 0 | 0 | 0
172 | GIS Materials | 1000058274 | 85359030 |  | 18 |  | DRIVE MECHANISM FOR 220KV GIS DISCONNECTOR SWITCH | SET | 1 |  | INCLUDED | 0 | 0 | 0 | 0 | 0
173 | GIS Materials | 1000058281 | 85359030 |  | 18 |  | DRIVE MECHANISM FOR 220KV GIS MAINTENANCE EARTH SWITCH | SET | 1 |  | INCLUDED | 0 | 0 | 0 | 0 | 0
174 | GIS Materials | 1000058277 | 85359030 |  | 18 |  | DRIVE MECHANISM FOR 220KV GIS FAST EARTHING SWITCH | SET | 1 |  | INCLUDED | 0 | 0 | 0 | 0 | 0
175 | GIS Materials | 1000058275 | 85359030 |  | 18 |  | MOTOR FOR DRIVE MECHANISM FOR 220KV GIS DISCONNECTOR SWITCH | EA | 1 |  | INCLUDED | 0 | 0 | 0 | 0 | 0
176 | GIS Materials | 1000058283 | 85359030 |  | 18 |  | MOTOR FOR DRIVE MECHANISM FOR 220KVGIS MAINTENANCE EARTH SWITCH | EA | 1 |  | INCLUDED | 0 | 0 | 0 | 0 | 0
177 | GIS Materials | 1000058279 | 85359030 |  | 18 |  | MOTOR FOR DRIVE MECHANISM FOR 220KV GIS FAST EARTHING SWITCH | EA | 1 |  | INCLUDED | 0 | 0 | 0 | 0 | 0
178 | GIS Materials | 1000058294 | 85359030 |  | 18 |  | 220KV GIS- SINGLE PHASE OF CURRENT TRANSFORMER (4 CORES) WITHASSOCIATED ENCLOSURE AND PRIMARY CONDUCTOR COMPLETE IN ALL RESPECT | EA | 1 |  | INCLUDED | 0 | 0 | 0 | 0 | 0
179 | GIS Materials | 1000058296 | 85359030 |  | 18 |  | 220KV GIS- SINGLE PHASE VT WITH ASSOCIATED ENCLOSURE COMPLETE IN ALLRESPECT | EA | 1 |  | INCLUDED | 0 | 0 | 0 | 0 | 0
180 | GIS Materials | 1000058303 | 85359030 |  | 18 |  | 220KV GIS- SINGLE PHASE GAS INSULATED SURGE ARRESTER WITH ASSOCIATEDENCLOSURE AND INSULATOR COMPLETE IN ALL RESPECT | EA | 1 |  | INCLUDED | 0 | 0 | 0 | 0 | 0
181 | GIS Materials | 1000058304 | 85359030 |  | 18 |  | 220KV GIS- SURGE COUNTER/ MONITOR | EA | 1 |  | INCLUDED | 0 | 0 | 0 | 0 | 0
182 | GIS Materials | 1000049497 | 85359030 |  | 18 |  | LCC SPARES - AUX. RELAYS, CONTACTORS,PUSH BUTTONS, SWITCHES, LAMPS,ANNUNCIATION WINDOWS, MCB, FUSES,TIMERS, TERMINAL BLOCKS ETC. OF EACHTYPE & RATING-220kV GIS | SET | 1 |  | INCLUDED | 0 | 0 | 0 | 0 | 0
183 | GIS Materials | 1000019925 | 84819090 |  | 18 |  | Spares for Fire Protection System | LS | 1 |  | INCLUDED | 0 | 0 | 0 | 0 | 0
184 | GIS Materials | 1000025949 | 85371000 |  | 18 |  | Spare-C & R Panel | SET | 1 |  | INCLUDED | 0 | 0 | 0 | 0 | 0
185 | GIS Materials | 1000019927 | 85389000 |  | 18 |  | Spares-Substation Automation System | LS | 1 |  | INCLUDED | 0 | 0 | 0 | 0 | 0
186 | GIS Materials | 1000007627 | 85389000 |  | 18 |  | Bay control unit (IED) of each type | EA | 1 |  | INCLUDED | 0 | 0 | 0 | 0 | 0
187 | GIS Materials | 1000010577 | 84818090 |  | 18 |  | Deluge valve (1 No. of each size) | SET | 1 |  | INCLUDED | 0 | 0 | 0 | 0 | 0
188 | GIS Materials | 1000021791 | 85371000 |  | 18 |  | Transformer differential protection relay | EA | 1 |  | INCLUDED | 0 | 0 | 0 | 0 | 0
189 | GIS Materials | 1000018532 | 85371000 |  | 18 |  | Restricted earthfault relay type with non-linear resistor andassociated software in case of numerical relay | EA | 1 |  | INCLUDED | 0 | 0 | 0 | 0 | 0
190 | GIS Materials | 1000007634 | 85371000 |  | 18 |  | Bay Unit module for Bus Bar Protection | EA | 1 |  | INCLUDED | 0 | 0 | 0 | 0 | 0
191 | GIS Materials | 1000039430 | 85371000 |  | 18 |  | NUMERICAL BACKUP IMPEDANCE RELAY WITH IEC61850 PROTOCOL AS PERTECHNICAL SPECIFICATION | EA | 1 |  | INCLUDED | 0 | 0 | 0 | 0 | 0
192 | GIS Materials | 1000017773 | 85371000 |  | 18 |  | Power Supply module of each type for B/B Protection | SET | 1 |  | INCLUDED | 0 | 0 | 0 | 0 | 0
193 | GIS Materials | 1000014304 | 85371000 |  | 18 |  | Numerical LBB relay | EA | 1 |  | INCLUDED | 0 | 0 | 0 | 0 | 0
194 | GIS Materials | 1000005035 | 85352113 |  | 18 |  | One complete pole of 72.5kV, 1250A, 25kACB with pole column and interrupterwith MB and operating mechanism butwithout support structure | SET | 1 |  | INCLUDED | 0 | 0 | 0 | 0 | 0
195 | GIS Materials | 1000029285 | 85359090 |  | 18 |  | Rubber gasket, O rings and seals for SF6 gas (complete replacement forone 72.5kV SF6 Circuit Breaker) | SET | 1 |  | INCLUDED | 0 | 0 | 0 | 0 | 0
196 | GIS Materials | 1000029312 | 85389000 |  | 18 |  | Trip coil with resistor for 72.5kV SF6 Circuit Breaker | EA | 1 |  | INCLUDED | 0 | 0 | 0 | 0 | 0
197 | GIS Materials | 1000029271 | 85389000 |  | 18 |  | Closing coil with resistor for 72.5kV SF6 Circuit Breaker | EA | 1 |  | INCLUDED | 0 | 0 | 0 | 0 | 0
198 | GIS Materials | 1000029310 | 85359090 |  | 18 |  | Terminal Pads & connectors for 72.5kV SF6 Circuit Breaker | EA | 1 |  | INCLUDED | 0 | 0 | 0 | 0 | 0
199 | GIS Materials | 1000029292 | 85389000 |  | 18 |  | Molecular filter for 72.5kV SF6 Circuit Breaker | EA | 1 |  | INCLUDED | 0 | 0 | 0 | 0 | 0
200 | GIS Materials | 1000029273 | 85389000 |  | 18 |  | Corona rings for 72.5 kV Circuit Breaker | EA | 1 |  | INCLUDED | 0 | 0 | 0 | 0 | 0
201 | GIS Materials | 1000029296 | 85389000 |  | 18 |  | Relay Power contractors, switch fuse units, limit switches, pushbuttons, timers & MCB etc. for 72.5kV Circuit Breaker | SET | 1 |  | INCLUDED | 0 | 0 | 0 | 0 | 0
202 | GIS Materials | 1000029295 | 85389000 |  | 18 |  | Pressure switches of each type for 72.5kV Circuit Breaker | SET | 1 |  | INCLUDED | 0 | 0 | 0 | 0 | 0
203 | GIS Materials | 1000029268 | 85389000 |  | 18 |  | Auxiliary switch assembly for 72.5kV Circuit Breaker | SET | 1 |  | INCLUDED | 0 | 0 | 0 | 0 | 0
204 | GIS Materials | 1000000416 | 85353090 |  | 18 |  | One Complete Pole of 72.5kV, 1250A, 31kAHDB Isolator including Insulator, MOMBox but excluding structuremake Elpro | EA | 1 |  | INCLUDED | 0 | 0 | 0 | 0 | 0
205 | GIS Materials | 1000011896 | 85389000 |  | 18 |  | Copper contact fingers for female & malecontacts of 72.5kV, 1250A Double BreakIsolator | EA | 1 |  | INCLUDED | 0 | 0 | 0 | 0 | 0
206 | GIS Materials | 1000029272 | 85389000 |  | 18 |  | Open / Close contactor assembly, timers, key interlock push buttonswitch & auxilliary switchesfor one complete 72.5kV Isolator | SET | 1 |  | INCLUDED | 0 | 0 | 0 | 0 | 0
207 | GIS Materials | 1000029289 | 85389000 |  | 18 |  | Limit switch and Aux. Switches for complete 3 phase 72.5kV Isolator | SET | 1 |  | INCLUDED | 0 | 0 | 0 | 0 | 0
208 | GIS Materials | 1000029309 | 85389000 |  | 18 |  | Terminal Pads & connectors for 72.5kV isolator | EA | 1 |  | INCLUDED | 0 | 0 | 0 | 0 | 0
209 | GIS Materials | 1000029274 | 85389000 |  | 18 |  | Corona rings for 72.5 kV isolator | EA | 1 |  | INCLUDED | 0 | 0 | 0 | 0 | 0
210 | GIS Materials | 1000029253 | 85359090 |  | 18 |  | 72.5kV Current Transformer (1-Phase)1250A, 31.5kA with 120% extendedcurrent rating | EA | 1 |  | INCLUDED | 0 | 0 | 0 | 0 | 0
211 | GIS Materials | 1000005048 | 85359090 |  | 18 |  | 72.5 kV Voltage Transformer (1- Phase) | EA | 1 |  | INCLUDED | 0 | 0 | 0 | 0 | 0
212 | GIS Materials | 1000029252 | 85354010 |  | 18 |  | 60kV Surge Arrester (1-Phase) | EA | 1 |  | INCLUDED | 0 | 0 | 0 | 0 | 0
213 | GIS Materials | 1000020440 | 85359090 |  | 18 |  | Surge monitor (1-Phase) | EA | 1 |  | INCLUDED | 0 | 0 | 0 | 0 | 0
214 | GIS Materials | 1000015954 | 73082011 |  | 18 |  | Fabrication, galvanising and supply of Lattice Structures (MS Steel),to be designed during detailed engineering, for towers, beams andequipment support structure including pack plates / packwashers andgusset plates excluding fasteners and foundation bolts | MT | 10 |  | INCLUDED | 0 | 0 | 0 | 0 | 0
215 | GIS Materials | 1000011713 | 73082011 |  | 18 |  | Fabrication, galvanising and supply of fasteners ( nuts, bolts andwashers ) including step bolts for lattice and pipe structures to bedesigned during detailed engineering | MT | 1 |  | INCLUDED | 0 | 0 | 0 | 0 | 0
216 | GIS Materials | 1000012373 | 73082011 |  | 18 |  | Fabrication, galvanising and supply of foundation bolts including nuts,checknut and washers for lattice and pipe structures to be designedduring detailed engineering | MT | 1 |  | INCLUDED | 0 | 0 | 0 | 0 | 0
217 | GIS Materials | 1000020419 | 85354010 |  | 18 |  | 336kV Surge Arrester (1-phase) | EA | 1 |  | INCLUDED | 0 | 0 | 0 | 0 | 0
218 | GIS Materials | 1000020440 | 85359090 |  | 18 |  | Surge monitor (1-Phase) | EA | 1 |  | INCLUDED | 0 | 0 | 0 | 0 | 0
219 | GIS Materials | 1000020417 | 85354010 |  | 18 |  | 216kV Surge Arrester (1-phase) | EA | 1 |  | INCLUDED | 0 | 0 | 0 | 0 | 0
220 | GIS Materials | 1000020440 | 85359090 |  | 18 |  | Surge monitor (1-Phase) | EA | 1 |  | INCLUDED | 0 | 0 | 0 | 0 | 0
221 | GIS Materials | 1000001695 | 85462040 |  | 18 |  | 245 kV, 1 phase Bus Post Insulator (except for Line Traps) | EA | 1 |  | INCLUDED | 0 | 0 | 0 | 0 | 0
222 | GIS Materials | 1000004401 | 85462040 |  | 18 |  | 420 kV, 1 phase Bus Post Insulator (except for Line Traps) | EA | 1 |  | INCLUDED | 0 | 0 | 0 | 0 | 0
Total Ex-Works Price | [10 empty] | 0 | 0 | 0 | 0 | 0 | 0 | 0
Total Type Test charges as per Schedule-7 | [10 empty] | 0
Total Ex-Works Price including Type Test charges | [10 empty] | 0
Note : # In case the bidder leaves the cell for confirmation of the HSN code and/or GST rate “blank”, the HSN code and corresponding GST rate indicated by the Employer shall be deemed to be the one confirmed by the Bidder.
|  |  | Date |  |  |  | Printed Name
|  |  | Place | 0 |  |  | Designation
Click for Sch-2

## Sch-2
Spec No:CC/NT/W-GIS/DOM/A02/25/13385 | [6 empty] | Schedule - 2
GIS Package (TR-202577PKG01) for Augmentation of 1x500 MVA, 400/220 kV ICT (3rd) at Thrissur VSC HVDC Station in Kerala.
(SCHEDULE OF RATES AND PRICES)
BIDDER:
JOINT VENTURE OF & |  |  |  |  | To:
Bidder’s Name and Address (Lead Partner) : |  |  |  |  | Contract Services
Name : |  |  |  |  | Power Grid Corporation of India Ltd.,
Address: |  |  |  |  | "Saudamini", Plot No.-2
Sector-29,
Gurugram (Haryana) - 122001
Local Transportation, In-transit Insurance, Loading and Unloading
(All Prices are in Indian Rupees)
SI. No. | Activity Description | Material Code | Description | Unit | Quantity | Unit Freight, In-transit Insurance, loading & Unloading Charges | Total Freight, In-transit Insurance, loading & Unloading Charges
1 | 2 | 3 | 4 | 5 | 6 | 7 | 8 = 6 X 7
Augment 500MVA 3rd ICT at Thrissur HVDC
1 | GIS Materials | 1000009711 | Controlled switching device for 420 kV, 3 phase circuit breaker | SET | 2 |  | INCLUDED
2 | GIS Materials | 1000004627 | 420kV, 3150 A, 50 kA, SF6 GIS ICT feederbay module as per Section-Project,Technical specification | SET | 1 |  | INCLUDED
3 | GIS Materials | 1000004494 | 420kV, 3150 A, 50 kA, SF6 GIS Tie baymodule(without PIR) as perSection-Project, Technicalspecification | SET | 1 |  | INCLUDED
4 | GIS Materials | 1000004532 | 420kV, 4000 A, 50 kA, SF6 GIS Bus barmodule as per Section-Project,Technical specification | SET | 2 |  | INCLUDED
5 | GIS Materials | 1000032801 | 420KV, 4000A,50KA GIS BUSBAR MODULE EXTENSION | SET | 2 |  | INCLUDED
6 | GIS Materials | 1000029506 | 3150A, 50kA, 1sec Single phase 420kV SF6to Air Bushing | EA | 3 |  | INCLUDED
7 | GIS Materials | 1000059207 | 420KV, 3000A, 63KA, SINGLE PHASE, SF6 GAS INSULATED BUS DUCT (GIB)OUTSIDE GIS HALL ALONGWITH ASSOCIATED SUPPORT STRUCTURE, ETC. AS PERTECHNICAL SPECIFICATION | M | 255 |  | INCLUDED
8 | GIS Materials | 1000004401 | 420 kV, 1 phase Bus Post Insulator (except for Line Traps) | EA | 3 |  | INCLUDED
9 | GIS Materials | 1000020419 | 336kV Surge Arrester (1-phase) | EA | 3 |  | INCLUDED
10 | GIS Materials | 1000011334 | Erection Hardware for 400kV I type layout for GIS terminationarrangement-Transformer bay as per technical specification | SET | 1 |  | INCLUDED
11 | GIS Materials | 1000004302 | 40 mm MS rod for Main Earthmat | M | 300 |  | INCLUDED
12 | GIS Materials | 1000001571 | 245kV,1600A, 40kA,Single phase, SF6 Gas Insulated Bus Duct(GIB) outside GIS Hall alongwith associated support structure | M | 3050 |  | INCLUDED
13 | GIS Materials | 1000001827 | 245 kV, 2500A, 40kA,SF6 GIS Bus barmodule as per Section-Project,Technical specification | SET | 2 |  | INCLUDED
14 | GIS Materials | 1000001678 | 245kV, 1600 A, 40 kA, SF6 GIS ICT feederbay module as per Section-Project,Technical specification | SET | 1 |  | INCLUDED
15 | GIS Materials | 1000001679 | 245kV, 1600 A, 40 kA, SF6 GIS Linefeeder bay module as perSection-Project, Technicalspecification | SET | 2 |  | INCLUDED
16 | GIS Materials | 1000001836 | 245kV, 3000 A, 40 kA, SF6 GIS Buscoupler bay module as perSection-Project, Technicalspecification | SET | 2 |  | INCLUDED
17 | GIS Materials | 1000001626 | 245kV Gas insulated complete VT of each type and rating withenclosure. | EA | 2 |  | INCLUDED
18 | GIS Materials | 1000032764 | 245KV, 1600A, 40KA SINGLE PHASE SF6 TO AIR BUSHING | SET | 9 |  | INCLUDED
19 | GIS Materials | 1000001772 | 245 kV, 4400pf Capacitive Voltage Transformer (1- Phase) | EA | 6 |  | INCLUDED
20 | GIS Materials | 1000020417 | 216kV Surge Arrester (1-phase) | EA | 9 |  | INCLUDED
21 | GIS Materials | 1000020188 | Fabrication, galvanising and supply of Standard Pipe Structure - 220kV CVT including nuts, bolts, all type of washers, packplates, stepbolts and gusset plates excluding foundation bolts | EA | 6 |  | INCLUDED
22 | GIS Materials | 1000001695 | 245 kV, 1 phase Bus Post Insulator (except for Line Traps) | EA | 6 |  | INCLUDED
23 | GIS Materials | 1000011252 | Erection Hardware for 220kV DM-type layout for GIS terminationarrangement-Transformer bay as per technical specification | SET | 1 |  | INCLUDED
24 | GIS Materials | 1000011246 | Erection Hardware for 220kV DM-type layout for GIS terminationarrangement-Line bay as per technical specification | SET | 2 |  | INCLUDED
25 | GIS Materials | 1000020195 | Fabrication, galvanising and supply ofStandard Pipe Structure - 400 kV,1-Phase, SA including nuts, bolts,all type of washers, packplates, stepbolts and gusset plates excludingfoundation bolts | EA | 3 |  | INCLUDED
26 | GIS Materials | 1000020190 | Fabrication, galvanising and supply of Standard Pipe Structure - 220kV SA including nuts, bolts, all type of washers, packplates, stepbolts and gusset plates excluding foundation bolts | EA | 3 |  | INCLUDED
27 | GIS Materials | 1000017567 | Standard Pipe Structure for 400kV BPI (excluding wave trap) | EA | 3 |  | INCLUDED
28 | GIS Materials | 1000017562 | Standard Pipe Structure for 220kV BPI (excluding wave trap) | EA | 6 |  | INCLUDED
29 | GIS Materials | 1000020188 | Fabrication, galvanising and supply of Standard Pipe Structure - 220kV CVT including nuts, bolts, all type of washers, packplates, stepbolts and gusset plates excluding foundation bolts | EA | 6 |  | INCLUDED
30 | GIS Materials | 1000046562 | GANTRY STRUCTURE FOR LINE BAY- 220 KV DOUBLE MAIN & TRANSFER LAYOUT | SET | 2 |  | INCLUDED
31 | GIS Materials | 1000005039 | 72.5 kV, 1250A, 31.5 kA, 3-phase CircuitBreaker with support structure | EA | 1 |  | INCLUDED
32 | GIS Materials | 1000005066 | 72.5 kV, 800A, 31.5 kA, 1-Phase CurrentTransformer with 120% extended currentrating | EA | 3 |  | INCLUDED
33 | GIS Materials | 1000005048 | 72.5 kV Voltage Transformer (1- Phase) | EA | 3 |  | INCLUDED
34 | GIS Materials | 1000005067 | 72.5 kV, 1250A, 31.5 KA, 3-Phase HDBIsolator with one E/S | EA | 2 |  | INCLUDED
35 | GIS Materials | 1000020418 | 30kV Surge Arrester (1-Phase) | EA | 3 |  | INCLUDED
36 | GIS Materials | 1000005030 | 72.5kV ,1 phase Bus Post Insulators | EA | 1 |  | INCLUDED
37 | GIS Materials | 1000011348 | Erection Hardware for the 72.5kV equipment for Tertiary loading as pertechnical specification | SET | 1 |  | INCLUDED
38 | GIS Materials | 1000032046 | 33KV HV POWER CABLE ALONG WITH ACCESSORIES | KM | 2 |  | INCLUDED
39 | GIS Materials | 1000030274 | 66 KV CABLE TERMINATION KIT ALONG WITH SUPPORT STRUCTURE FOE EHV CABLE(AT BOTH END) | EA | 6 |  | INCLUDED
40 | GIS Materials | 1000004959 | 66 kV Circuit Breaker Relay Panel With out Auto Reclose (withAutomation) | EA | 1 |  | INCLUDED
41 | GIS Materials | 1000004965 | Complete Substation automation System for 66kV bay as per TechnicalSpecification | EA | 1 |  | INCLUDED
42 | GIS Materials | 1000002146 | Augmentation of existing 400kV bus bar protection scheme.(No. of baysas per specification)-(with Automation) | SET | 1 |  | INCLUDED
43 | GIS Materials | 1000002163 | 400kV Circuit Breaker Relay Panel without Auto Reclose (withAutomation) | EA | 2 |  | INCLUDED
44 | GIS Materials | 1000004274 | 400kV Transformer Protection Panel (For both HV & MV side)-(withAutomation) | EA | 1 |  | INCLUDED
45 | GIS Materials | 1000001168 | 220kV Circuit Breaker Relay Panel without Auto Reclose (withAutomation) | EA | 3 |  | INCLUDED
46 | GIS Materials | 1000001170 | 220kV Circuit Breaker Relay Panel with Auto Reclose (with Automation) | EA | 2 |  | INCLUDED
47 | GIS Materials | 1000001167 | Augmentation of existing 220kV bus bar protection scheme.(No. of baysas per specification)-(with Automation) | SET | 2 |  | INCLUDED
48 | GIS Materials | 1000001330 | 220kV Line Protection Panel (with Automation) | EA | 4 |  | INCLUDED
49 | GIS Materials | 1000003409 | Augmentation of Substation automation System for 400kV Main bay as perTechnical Specification | EA | 1 |  | INCLUDED
50 | GIS Materials | 1000003411 | Augmentation of Substation automation System for 400kV Tie bay as perTechnical Specification | EA | 1 |  | INCLUDED
51 | GIS Materials | 1000001333 | Augmentation of Substation automation System for 220kV bay as perTechnical Specification | EA | 5 |  | INCLUDED
52 | GIS Materials | 1000012069 | HVW spray system, Hydrant system and complete U/G & O/G piping andaccessories etc. out side the pump house for 500MVA , 400KV/220/33kV, 3-phase Autotransformer | SET | 1 |  | INCLUDED
53 | GIS Materials | 1000012037 | Hydrant system, complete U/G piping and accessories etc. outside thePump House for Fire Protection of 400/220kV (Ext) Substation | SET | 1 |  | INCLUDED
54 | GIS Materials | 1000014547 | Lighting Panel type ACP-2 as per technical specification | EA | 1 |  | INCLUDED
55 | GIS Materials | 1000020262 | Sub Lighting panel (outdoor) type SLP (Switchyard and Street Lighting) | EA | 1 |  | INCLUDED
56 | GIS Materials | 1000014535 | Lighting Fixture type-SF1 as per technical specification | EA | 2 |  | INCLUDED
57 | GIS Materials | 1000014536 | Lighting Fixture type-SF2 as per technical specification | EA | 2 |  | INCLUDED
58 | GIS Materials | 1000004952 | 63A, 415V : Interlocked switch socket outdoor Receptacle (type RP) asper technical specifications | EA | 1 |  | INCLUDED
59 | GIS Materials | 1000028444 | Outdoor Power Receptacle (400A) | EA | 1 |  | INCLUDED
60 | GIS Materials | 1000031976 | 1.1KV GRADE 4CX16 SQMM (PVC) POWER CABLE | KM | 1 |  | INCLUDED
61 | GIS Materials | 1000031985 | 1.1KV GRADE 4CX6 SQMM (PVC) POWER CABLE | KM | 1 |  | INCLUDED
62 | GIS Materials | 1000031943 | 1.1KV GRADE 2CX6 SQMM (PVC) POWER CABLE | KM | 1 |  | INCLUDED
63 | GIS Materials | 1000031964 | 1.1KV GRADE 3CX2.5 SQMM CONTROL CABLE | KM | 1 |  | INCLUDED
64 | GIS Materials | 1000031987 | 1.1KV GRADE 5CX2.5 SQMM CONTROL CABLE | KM | 1 |  | INCLUDED
65 | GIS Materials | 1000031993 | 1.1KV GRADE 7CX2.5 SQMM CONTROL CABLE | KM | 1 |  | INCLUDED
66 | GIS Materials | 1000031887 | 1.1KV GRADE 10CX2.5 SQMM CONTROL CABLE | KM | 1 |  | INCLUDED
67 | GIS Materials | 1000031904 | 1.1KV GRADE 14CX2.5 SQMM CONTROL CABLE | KM | 1 |  | INCLUDED
68 | GIS Materials | 1000031908 | 1.1KV GRADE 19CX2.5 SQMM CONTROL CABLE | KM | 1 |  | INCLUDED
69 | GIS Materials | 1000031927 | 1.1KV GRADE 27CX2.5 SQMM CONTROL CABLE | KM | 1 |  | INCLUDED
70 | GIS Materials | 1000031953 | 1.1KV GRADE 3.5CX35 SQMM (PVC) POWER CABLE | KM | 1 |  | INCLUDED
71 | GIS Materials | 1000058332 | 400KV GIS-SF6 GAS PRESSURE RELIEF DEVICE ASSEMBLY OF EACH TYPE | EA | 1 |  | INCLUDED
72 | GIS Materials | 1000049817 | SF6 PRESSURE GAUGE CUM SWITCH /DENSITY MONITORS AND PRESSURESWITCH AS APPLICABLE, OF EACH TYPE-400KV GIS | SET | 3 |  | INCLUDED
73 | GIS Materials | 1000049753 | COUPLING DEVICE FOR PRESSURE GAUGE CUM SWITCH FOR CONNECTINGGAS HANDLING PLANT OF EACH TYPE-400KV GIS | SET | 2 |  | INCLUDED
74 | GIS Materials | 1000049762 | RUBBER GASKETS, Ã‚â‚¬Å’OÃ‚â‚¬Â RINGS AND SEALS FOR SF6 GAS FOR GISENCLOSURE OF EACH TYPE-400KV GIS | SET | 3 |  | INCLUDED
75 | GIS Materials | 1000058330 | 400KV GIS-MOLECULAR FILTER FOR SF6 GAS WITH FILTER BAGS (5 % OF TOTALWEIGHT) | SET | 1 |  | INCLUDED
76 | GIS Materials | 1000049750 | CONTROL VALVES FOR SF6 GAS OF EACH TYPE-400KV GIS | SET | 1 |  | INCLUDED
77 | GIS Materials | 1000058331 | 400KV GIS-SF6 GAS (5 % OF TOTAL GAS QUANTITY) | LOT | 1 |  | INCLUDED
78 | GIS Materials | 1000049783 | LOCKING DEVICE TO KEEP THE DIS-CONNECTORS (ISOLATORS)AND EARTHING/FAST EARTHING SWITCHES IN CLOSE OR OPEN POSITION IN CASEOF REMOVAL OF THE DRIVING MECHANISM-400KV GIS | SET | 1 |  | INCLUDED
79 | GIS Materials | 1000049505 | UHF PD SENSORS OF EACH TYPE ALONG WITH BNC CONNECTOR FOR 420KV GIS | EA | 2 |  | INCLUDED
80 | GIS Materials | 1000058334 | 400KV GIS-SUPPORT INSULATORS (GAS THROUGH) OF EACH TYPE (COMPLETE WITHMETAL RING ETC.) ALONG WITH ASSOCIATED CONTACTS AND SHIELDS | EA | 4 |  | INCLUDED
81 | GIS Materials | 1000058329 | 400KV GIS-GAS BARRIERS OF EACH TYPE (COMPLETE WITH METAL RING ETC.)ALONG WITH ASSOCIATED CONTACTS AND SHIELDS | EA | 4 |  | INCLUDED
82 | GIS Materials | 1000058333 | 400KV GIS- 3150A SF6 TO AIR BUSHING COMPLETE IN ALL RESPECT | EA | 1 |  | INCLUDED
83 | GIS Materials | 1000058317 | 400KV GIS-ONE POLE OF 3150A CIRCUIT BREAKER WITHOUT PIR WITHINTERRUPTER, MAIN CIRCUIT, ENCLOSURE AND OPERATING MECHANISM COMPLETEIN ALL RESPECT | SET | 1 |  | INCLUDED
84 | GIS Materials | 1000058316 | 400KV GIS-ONE POLE OF 3150A CIRCUIT BREAKER WITH PIR WITH INTERRUPTER,MAIN CIRCUIT, ENCLOSURE AND OPERATING MECHANISM COMPLETE IN ALLRESPECT | SET | 1 |  | INCLUDED
85 | GIS Materials | 1000021873 | Trip coil assembly with resistor for420kV GIS Circuit Breaker (asapplicable) | SET | 3 |  | INCLUDED
86 | GIS Materials | 1000009208 | Closing coil assembly with resistor for420kV GIS Circuit Breaker (asapplicable) | SET | 3 |  | INCLUDED
87 | GIS Materials | 1000058324 | RELAYS, POWER CONTACTORS, PUSH BUTTONS, TIMERS & MCBS ETC. (ASAPPLICABLE) OF EACH TYPE FOR 400KV GIS CIRCUIT BREAKER | SET | 1 |  | INCLUDED
88 | GIS Materials | 1000007067 | Auxiliary switch assembly of each type for 420kV GIS Circuit Breaker | SET | 1 |  | INCLUDED
89 | GIS Materials | 1000058323 | 400KV GIS CIRCUIT BREAKER-OPERATION COUNTER | EA | 1 |  | INCLUDED
90 | GIS Materials | 1000058320 | 400KV GIS CIRCUIT BREAKER-HYDRAULIC OPERATING MECHANISM WITH DRIVEMOTOR (FOR HYDRAULIC OPERATED MECHANISM, IF APPLICABLE) | SET | 1 |  | INCLUDED
91 | GIS Materials | 1000049759 | HYDRAULIC FILTER OF EACH TYPE (FOR HYDRAULIC OPERATED MECHANISM, IFPPLICABLE)-400KV GIS CIRCUIT BREKAER | SET | 1 |  | INCLUDED
92 | GIS Materials | 1000058319 | 400KV GIS CIRCUIT BREAKER- HOSE PIPE OF EACH TYPE (AS APPLICABLE) (FORHYDRAULIC OPERATED MECHANISM, IF APPLICABLE) | SET | 1 |  | INCLUDED
93 | GIS Materials | 1000058322 | 400KV GIS CIRCUIT BREAKER - N2 ACCUMULATOR (FOR HYDRAULIC OPERATEDMECHANISM, IF APPLICABLE) | SET | 1 |  | INCLUDED
94 | GIS Materials | 1000049835 | VALVES OF EACH TYPE (FOR HYDRAULIC OPERATED MECHANISM, IFAPPLICABLE)-400KV GIS CIRCUIT BREKAER | SET | 1 |  | INCLUDED
95 | GIS Materials | 1000049795 | PIPE LENGTH (COPPER & STEEL) OF EACH SIZE & TYPE (FOR HYDRAULICOPERATED MECHANISM, IF APPLICABLE)-400KV GIS CIRCUIT BREKAER | SET | 1 |  | INCLUDED
96 | GIS Materials | 1000049808 | PRESSURE SWITCHES OF EACH TYPE (FOR HYDRAULIC OPERATED MECHANISM, IFAPPLICABLE)-400KV GIS CIRCUIT BREKAER | SET | 1 |  | INCLUDED
97 | GIS Materials | 1000049805 | PRESSURE GAUGE WITH COUPLING DEVICE OF EACH TYPE (FOR HYDRAULICOPERATED MECHANISM, IF APPLICABLE)-400KV GIS CIRCUIT BREKAER | SET | 1 |  | INCLUDED
98 | GIS Materials | 1000058321 | 400KV GIS CIRCUIT BREAKER-HYDRAULIC OIL (5% OF TOTAL OIL QUANTITY)(FOR HYDRAULIC OPERATED MECHANISM, IF APPLICABLE) | SET | 1 |  | INCLUDED
99 | GIS Materials | 1000049799 | PRESSURE RELIEF DEVICE OF EACH TYPE (FOR HYDRAULIC OPERATED MECHANISM,IF APPLICABLE)-400KV GIS CIRCUIT BREKAER | SET | 1 |  | INCLUDED
100 | GIS Materials | 1000058325 | 400KV GIS CIRCUIT BREAKER-COMPLETE SPRING OPERATING MECHANISMINCLUDING CHARGING MECHANISM ETC. (FOR SPRING OPERATED MECHANISM, IFAPPLICABLE) | SET | 1 |  | INCLUDED
101 | GIS Materials | 1000058318 | 400KV GIS CIRCUIT BREAKER- COMPLETE HYDRAULIC-SPRING OPERATINGMECHANISM INCLUDING CHARGING MECHANISM ETC. (FOR HYDRAULIC-SPRINGOPERATED MECHANISM, IF APPLICABLE) | SET | 1 |  | INCLUDED
102 | GIS Materials | 1000049495 | PRESSURE SWITCHES OF EACH TYPE FOR420KV GIS CIRCUIT BREAKER (ForHydraulic-Spring Operated Mechanism, ifapplicable) | SET | 1 |  | INCLUDED
103 | GIS Materials | 1000049802 | PRESSURE GAUGE WITH COUPLING DEVICE OF EACH TYPE (FOR HYDRAULIC-SPRINGOPERATED MECHANISM, IF APPLICABLE)-400KV GIS CIRCUIT BREKAER | SET | 1 |  | INCLUDED
104 | GIS Materials | 1000058374 | 400kV GIS- Single phase of 3150Adisconnector switch including maincircuit, enclosure, driving mechanismand support insulator etc., complete inall respect (Note 1- The contractorshall supply spare for disconnectorswitch to ensure one to one replacementof all disconnector switch supplied asmain equipment without any requirementof modification in fittings at site tocover all different types ofdisconnector switch supplied. In case,quantity of supplied dis-connectorswitch types (for one to onereplacement) are more than the quantitymentioned in BPS for spare, thecontractor shall supply theseadditional types of disconnector switchwithout any additional priceimplication to POWERGRID and quantitiesof these additional type ofdisconnector switch are deem to beincluded in the quantities mentioned inBPS for spare disconnector. Note 2 - Incase, Dis-connector Switch (DS) & EarthSwitch (ES) is provided in a sameenclosure with common operatingmechanism, then the module comprisingof Dis-connector & Earth switch insingle enclosure with common operatingmechanism is to be provided under thehead of spare Dis-connector only. Note3- In case, Dis-connector Switch (DS)&Earth Switch (ES) is provided in asame enclosure with separate operatingmechanism, then the module comprisingof Dis-connector & Earth switch insingle enclosure with separateoperating mechanism is to be providedunder the head of spare Dis-connectoronly.) | EA | 2 |  | INCLUDED
105 | GIS Materials | 1000058314 | 400KV GIS- SINGLE PHASE MAINTENANCE EARTHING SWITCH INCLUDING MAINCIRCUIT, ENCLOSURE, DRIVING MECHANISM AND SUPPORT INSULATOR ETC.,COMPLETE IN ALL RESPECT (NOTE 1 - IN CASE, DIS-CONNECTOR SWITCH (DS) &EARTH SWITCH (ES) IS PROVIDED IN A SAME ENCLOSURE WITH COMMONOPERATING MECHANISM, THEN THE MODULE COMPRISING OF DIS-CONNECTOR &EARTH SWITCH IN SINGLE ENCLOSURE WITH COMMON OPERATING MECHANISM IS TOBE PROVIDED UNDER THE HEAD OF SPARE DIS-CONNECTOR ONLY. NOTE 2 - INCASE, DIS-CONNECTOR SWITCH (DS) & EARTH SWITCH (ES) IS PROVIDED IN ASAME ENCLOSURE WITH SEPARATE OPERATING MECHANISM, THEN THE MODULECOMPRISING OF DIS-CONNECTOR & EARTH SWITCH IN SINGLE ENCLOSURE WITHSEPARATE OPERATING MECHANISM IS TO BE PROVIDED UNDER THE HEAD OF SPAREDIS-CONNECTOR ONLY.) | EA | 1 |  | INCLUDED
106 | GIS Materials | 1000058310 | 400KV GIS - SINGLE PHASE FAST EARTHING SWITCH INCLUDING MAIN CIRCUIT,ENCLOSURE, DRIVING MECHANISM AND SUPPORT INSULATOR ETC., COMPLETE INALL RESPECT (NOTE 1 - IN CASE, DIS-CONNECTOR SWITCH (DS) & EARTHSWITCH (ES) IS PROVIDED IN A SAME ENCLOSURE WITH COMMON OPERATINGMECHANISM, THEN THE MODULE COMPRISING OF DIS-CONNECTOR & EARTH SWITCHIN SINGLE ENCLOSURE WITH COMMON OPERATING MECHANISM IS TO BE PROVIDEDUNDER THE HEAD OF SPARE DIS-CONNECTOR ONLY. NOTE 2 - IN CASE,DIS-CONNECTOR SWITCH (DS) & EARTH SWITCH (ES) IS PROVIDED IN A SAMEENCLOSURE WITH SEPARATE OPERATING MECHANISM, THEN THE MODULECOMPRISING OF DIS-CONNECTOR & EARTH SWITCH IN SINGLE ENCLOSURE WITHSEPARATE OPERATING MECHANISM IS TO BE PROVIDED UNDER THE HEAD OF SPAREDIS-CONNECTOR ONLY.) | EA | 1 |  | INCLUDED
107 | GIS Materials | 1000058305 | OPEN/CLOSE CONTACTOR ASSEMBLY, TIMERS, KEY INTERLOCK, INTERLOCKINGCOILS, RELAYS, PUSH BUTTONS, INDICATING LAMPS, POWER CONTACTORS,RESISTORS, FUSES, MCBS & DRIVE CONTROL CARDS ETC. (AS APPLICABLE) ONEOF EACH TYPE FOR ONE COMPLETE MOM BOX FOR 400KV GIS DISCONNECTORSWITCH | SET | 1 |  | INCLUDED
108 | GIS Materials | 1000058312 | OPEN/CLOSE CONTACTOR ASSEMBLY, TIMERS, KEY INTERLOCK, INTERLOCKINGCOILS, RELAYS, PUSH BUTTONS, INDICATING LAMPS, POWER CONTACTORS,RESISTORS, FUSES, MCBS & DRIVE CONTROL CARDS ETC. (AS APPLICABLE) ONEOF EACH TYPE FOR ONE COMPLETE MOM BOX FOR 400KV GIS MAINTENANCE EARTHSWITCH | SET | 1 |  | INCLUDED
109 | GIS Materials | 1000058308 | OPEN/CLOSE CONTACTOR ASSEMBLY, TIMERS, KEY INTERLOCK, INTERLOCKINGCOILS, RELAYS, PUSH BUTTONS, INDICATING LAMPS, POWER CONTACTORS,RESISTORS, FUSES, MCBS & DRIVE CONTROL CARDS ETC. (AS APPLICABLE) ONEOF EACH TYPE FOR ONE COMPLETE MOM BOX FOR 400KV GIS FAST EARTHINGSWITCH | SET | 1 |  | INCLUDED
110 | GIS Materials | 1000049776 | LIMIT SWITCHES AND AUX. SWITCHES FOR ONE COMPLETE MOM BOX FORDISCONNECTOR-400KV GIS | SET | 1 |  | INCLUDED
111 | GIS Materials | 1000049778 | LIMIT SWITCHES AND AUX. SWITCHES FOR ONE COMPLETE MOM BOX FORMAINTENANCE EARTHING SWITCH-400KV GIS | SET | 1 |  | INCLUDED
112 | GIS Materials | 1000049777 | LIMIT SWITCHES AND AUX. SWITCHES FOR ONE COMPLETE MOM BOX FOR FASTEARTHING SWITCH (IF APPLICABLE)-400KV GIS | SET | 1 |  | INCLUDED
113 | GIS Materials | 1000058306 | DRIVE MECHANISM FOR 400KV GIS DISCONNECTOR SWITCH | SET | 1 |  | INCLUDED
114 | GIS Materials | 1000058313 | DRIVE MECHANISM FOR 400KV GIS MAINTENANCE EARTH SWITCH | SET | 1 |  | INCLUDED
115 | GIS Materials | 1000058309 | DRIVE MECHANISM FOR 400KV GIS FAST EARTHING SWITCH | SET | 1 |  | INCLUDED
116 | GIS Materials | 1000058307 | MOTOR FOR DRIVE MECHANISM FOR 400KV GIS DISCONNECTOR SWITCH | EA | 1 |  | INCLUDED
117 | GIS Materials | 1000058315 | MOTOR FOR DRIVE MECHANISM FOR 400KVGIS MAINTENANCE EARTH SWITCH | EA | 1 |  | INCLUDED
118 | GIS Materials | 1000058311 | MOTOR FOR DRIVE MECHANISM FOR 400KV GIS FAST EARTHING SWITCH | EA | 1 |  | INCLUDED
119 | GIS Materials | 1000058327 | 400KV GIS- SINGLE PHASE OF CURRENT TRANSFORMER (3 CORES, TYPE-CTA)WITH ASSOCIATED ENCLOSURE AND PRIMARY CONDUCTOR COMPLETE IN ALLRESPECT | EA | 1 |  | INCLUDED
120 | GIS Materials | 1000058326 | 400KV GIS- SINGLE PHASE OF CURRENT TRANSFORMER (2 CORES, TYPE-CTB)WITH ASSOCIATED ENCLOSURE AND PRIMARY CONDUCTOR COMPLETE IN ALLRESPECT | EA | 1 |  | INCLUDED
121 | GIS Materials | 1000058328 | 400KV GIS- SINGLE PHASE VT WITH ASSOCIATED ENCLOSURE COMPLETE IN ALLRESPECT | EA | 1 |  | INCLUDED
122 | GIS Materials | 1000058335 | 400KV GIS- SINGLE PHASE GAS INSULATED SURGE ARRESTER WITH ASSOCIATEDENCLOSURE AND INSULATOR COMPLETE IN ALL RESPECT | EA | 1 |  | INCLUDED
123 | GIS Materials | 1000058336 | 400KV GIS- SURGE COUNTER/ MONITOR | EA | 1 |  | INCLUDED
124 | GIS Materials | 1000049498 | LCC SPARES - AUX. RELAYS, CONTACTORS,PUSH BUTTONS, SWITCHES,LAMPS,ANNUNCIATION WINDOWS, MCB, FUSES,TIMERS, TERMINAL BLOCKS ETC. OF EACHTYPE & RATING-400kV GIS | SET | 1 |  | INCLUDED
125 | GIS Materials | 1000058295 | 220KV GIS- CABLE CONNECTION ENCLOSURE WITH MAIN CIRCUIT | SET | 1 |  | INCLUDED
126 | GIS Materials | 1000058300 | 220KV GIS-SF6 GAS PRESSURE RELIEF DEVICE ASSEMBLY OF EACH TYPE | EA | 1 |  | INCLUDED
127 | GIS Materials | 1000049816 | SF6 PRESSURE GAUGE CUM SWITCH /DENSITY MONITORS AND PRESSURESWITCH AS APPLICABLE, OF EACH TYPE-220KV GIS | SET | 2 |  | INCLUDED
128 | GIS Materials | 1000049752 | COUPLING DEVICE FOR PRESSURE GAUGE CUM SWITCH FOR CONNECTINGGAS HANDLING PLANT OF EACH TYPE-220KV GIS | SET | 1 |  | INCLUDED
129 | GIS Materials | 1000049761 | RUBBER GASKETS, Ã‚â‚¬Å’OÃ‚â‚¬Â RINGS AND SEALS FOR SF6 GAS FOR GISENCLOSURE OF EACH TYPE-220KV GIS | SET | 2 |  | INCLUDED
130 | GIS Materials | 1000058298 | 220KV GIS-MOLECULAR FILTER FOR SF6 GAS WITH FILTER BAGS (5 % OF TOTALWEIGHT) | SET | 1 |  | INCLUDED
131 | GIS Materials | 1000049749 | CONTROL VALVES FOR SF6 GAS OF EACH TYPE-220KV GIS | SET | 2 |  | INCLUDED
132 | GIS Materials | 1000058299 | 220KV GIS-SF6 GAS (5 % OF TOTAL GAS QUANTITY) | LOT | 1 |  | INCLUDED
133 | GIS Materials | 1000049782 | LOCKING DEVICE TO KEEP THE DIS-CONNECTORS (ISOLATORS)AND EARTHING/FAST EARTHING SWITCHES (AS APPLICABLE) IN CLOSE OR OPENPOSITION IN CASE OF REMOVAL OF THE DRIVING MECHANISM-220KV GIS | SET | 2 |  | INCLUDED
134 | GIS Materials | 1000049504 | UHF PD SENSORS OF EACH TYPE ALONG WITH BNC CONNECTOR FOR 245KV GIS | EA | 3 |  | INCLUDED
135 | GIS Materials | 1000058302 | 220KV GIS-SUPPORT INSULATORS (GAS THROUGH) OF EACH TYPE (COMPLETE WITHMETAL RING ETC.) ALONG WITH ASSOCIATED CONTACTS AND SHIELDS | EA | 3 |  | INCLUDED
136 | GIS Materials | 1000058297 | 220KV GIS-GAS BARRIERS OF EACH TYPE (COMPLETE WITH METAL RING ETC.)ALONG WITH ASSOCIATED CONTACTS AND SHIELDS | EA | 3 |  | INCLUDED
137 | GIS Materials | 1000058301 | 220KV GIS- 1600A SF6 TO AIR BUSHING COMPLETE IN ALL RESPECT | EA | 1 |  | INCLUDED
138 | GIS Materials | 1000049497 | LCC SPARES - AUX. RELAYS, CONTACTORS,PUSH BUTTONS, SWITCHES, LAMPS,ANNUNCIATION WINDOWS, MCB, FUSES,TIMERS, TERMINAL BLOCKS ETC. OF EACHTYPE & RATING-220kV GIS | SET | 1 |  | INCLUDED
139 | GIS Materials | 1000058284 | 220KV GIS-ONE POLE OF 1600A CIRCUIT BREAKER WITH INTERRUPTER, MAINCIRCUIT, ENCLOSURE AND OPERATING MECHANISM COMPLETE IN ALL RESPECT | SET | 1 |  | INCLUDED
140 | GIS Materials | 1000058286 | 220KV GIS-ONE POLE OF 2500A CIRCUIT BREAKER WITH INTERRUPTER, MAINCIRCUIT, ENCLOSURE AND OPERATING MECHANISM COMPLETE IN ALL RESPECT | SET | 1 |  | INCLUDED
141 | GIS Materials | 1000058285 | 220KV GIS-ONE POLE OF 3000A CIRCUIT BREAKER WITH INTERRUPTER, MAINCIRCUIT, ENCLOSURE AND OPERATING MECHANISM COMPLETE IN ALL RESPECT | SET | 1 |  | INCLUDED
142 | GIS Materials | 1000021871 | Trip coil assembly with resistor for245kV GIS Circuit Breaker (asapplicable) | SET | 3 |  | INCLUDED
143 | GIS Materials | 1000009185 | Closing coil assembly with resistor for245kV GIS Circuit Breaker (asapplicable) | SET | 3 |  | INCLUDED
144 | GIS Materials | 1000058292 | RELAYS, POWER CONTACTORS, PUSH BUTTONS, TIMERS & MCBS ETC. (ASAPPLICABLE) OF EACH TYPE FOR 220KV GIS CIRCUIT BREAKER | SET | 1 |  | INCLUDED
145 | GIS Materials | 1000007066 | Auxiliary switch assembly of each type for 245kV GIS Circuit Breaker | SET | 1 |  | INCLUDED
146 | GIS Materials | 1000058291 | 220KV GIS CIRCUIT BREAKER-OPERATION COUNTER | EA | 1 |  | INCLUDED
147 | GIS Materials | 1000058288 | 220KV GIS CIRCUIT BREAKER-HYDRAULIC OPERATING MECHANISM WITH DRIVEMOTOR (FOR HYDRAULIC OPERATED MECHANISM, IF APPLICABLE) | SET | 1 |  | INCLUDED
148 | GIS Materials | 1000049758 | HYDRAULIC FILTER OF EACH TYPE (FOR HYDRAULIC OPERATED MECHANISM, IFPPLICABLE)-220KV GIS CIRCUIT BREKAER | SET | 1 |  | INCLUDED
149 | GIS Materials | 1000058272 | 220KV GIS CIRCUIT BREAKER- HOSE PIPE OF EACH TYPE (AS APPLICABLE) (FORHYDRAULIC OPERATED MECHANISM, IF APPLICABLE) | SET | 1 |  | INCLUDED
150 | GIS Materials | 1000058290 | 220KV GIS CIRCUIT BREAKER - N2 ACCUMULATOR (FOR HYDRAULIC OPERATEDMECHANISM, IF APPLICABLE) | SET | 1 |  | INCLUDED
151 | GIS Materials | 1000049834 | VALVES OF EACH TYPE (FOR HYDRAULIC OPERATED MECHANISM, IFAPPLICABLE)-220KV GIS CIRCUIT BREKAER | SET | 1 |  | INCLUDED
152 | GIS Materials | 1000049794 | PIPE LENGTH (COPPER & STEEL) OF EACH SIZE & TYPE (FOR HYDRAULICOPERATED MECHANISM, IF APPLICABLE)-220KV GIS CIRCUIT BREKAER | SET | 1 |  | INCLUDED
153 | GIS Materials | 1000049807 | PRESSURE SWITCHES OF EACH TYPE (FOR HYDRAULIC OPERATED MECHANISM, IFAPPLICABLE)-220KV GIS CIRCUIT BREKAER | SET | 1 |  | INCLUDED
154 | GIS Materials | 1000049804 | PRESSURE GAUGE WITH COUPLING DEVICE OF EACH TYPE (FOR HYDRAULICOPERATED MECHANISM, IF APPLICABLE)-220KV GIS CIRCUIT BREKAER | SET | 1 |  | INCLUDED
155 | GIS Materials | 1000058289 | 220KV GIS CIRCUIT BREAKER-HYDRAULIC OIL (5% OF TOTAL OIL QUANTITY)(FOR HYDRAULIC OPERATED MECHANISM, IF APPLICABLE) | SET | 1 |  | INCLUDED
156 | GIS Materials | 1000049798 | PRESSURE RELIEF DEVICE OF EACH TYPE (FOR HYDRAULIC OPERATED MECHANISM,IF APPLICABLE)-220KV GIS CIRCUIT BREKAER | SET | 1 |  | INCLUDED
157 | GIS Materials | 1000058293 | 220KV GIS CIRCUIT BREAKER-COMPLETE SPRING OPERATING MECHANISMINCLUDING CHARGING MECHANISM ETC. (FOR SPRING OPERATED MECHANISM, IFAPPLICABLE) | SET | 1 |  | INCLUDED
158 | GIS Materials | 1000058287 | 220KV GIS CIRCUIT BREAKER- COMPLETE HYDRAULIC-SPRING OPERATINGMECHANISM INCLUDING CHARGING MECHANISM ETC. (FOR HYDRAULIC-SPRINGOPERATED MECHANISM, IF APPLICABLE) | SET | 1 |  | INCLUDED
159 | GIS Materials | 1000049797 | PRESSURE SWITCHES OF EACH TYPE (FOR HYDRAULIC-SPRING OPERATEDMECHANISM, IF APPLICABLE)-220KV GIS CIRCUIT BREAKER | SET | 1 |  | INCLUDED
160 | GIS Materials | 1000049801 | PRESSURE GAUGE WITH COUPLING DEVICE OF EACH TYPE (FOR HYDRAULIC-SPRINGOPERATED MECHANISM, IF APPLICABLE)-220KV GIS CIRCUIT BREKAER | SET | 1 |  | INCLUDED
161 | GIS Materials | 1000058371 | 220kV GIS- Three phase of 1600Adisconnector switch including maincircuit, enclosure, driving mechanismand support insulator etc., complete inall respect (Note 1- The contractorshall supply spare for disconnectorswitch to ensure one to one replacementof all disconnector switch supplied asmain equipment without any requirementof modification in fittings at site tocover all different types ofdisconnector switch supplied. In case,quantity of supplied dis-connectorswitch types (for one to onereplacement) are more than the quantitymentioned in BPS for spare, thecontractor shall supply theseadditional types of disconnector switchwithout any additional priceimplication to POWERGRID and quantitiesof these additional type ofdisconnector switch are deem to beincluded in the quantities mentioned inBPS for spare disconnector. Note 2 - Incase, Dis-connector Switch (DS) & EarthSwitch (ES) is provided in a sameenclosure with common operatingmechanism, then the module comprisingof Dis-connector & Earth switch insingle enclosure with common operatingmechanism is to be provided under thehead of spare Dis-connector only. Note3- In case, Dis-connector Switch (DS)&Earth Switch (ES) is provided in asame enclosure with separate operatingmechanism, then the module comprisingof Dis-connector & Earth switch insingle enclosure with separateoperating mechanism is to be providedunder the head of spare Dis-connectoronly.) | EA | 1 |  | INCLUDED
162 | GIS Materials | 1000058372 | 220kV GIS- Three phase of 2500Adisconnector switch including maincircuit, enclosure, driving mechanismand support insulator etc., complete inall respect (Note 1- The contractorshall supply spare for disconnectorswitch to ensure one to one replacementof all disconnector switch supplied asmain equipment without any requirementof modification in fittings at site tocover all different types ofdisconnector switch supplied. In case,quantity of supplied dis-connectorswitch types (for one to onereplacement) are more than the quantitymentioned in BPS for spare, thecontractor shall supply theseadditional types of disconnector switchwithout any additional priceimplication to POWERGRID and quantitiesof these additional type ofdisconnector switch are deem to beincluded in the quantities mentioned inBPS for spare disconnector. Note 2 - Incase, Dis-connector Switch (DS) & EarthSwitch (ES) is provided in a sameenclosure with common operatingmechanism, then the module comprisingof Dis-connector & Earth switch insingle enclosure with common operatingmechanism is to be provided under thehead of spare Dis-connector only. Note3- In case, Dis-connector Switch (DS)&Earth Switch (ES) is provided in asame enclosure with separate operatingmechanism, then the module comprisingof Dis-connector & Earth switch insingle enclosure with separateoperating mechanism is to be providedunder the head of spare Dis-connectoronly.) | EA | 1 |  | INCLUDED
163 | GIS Materials | 1000058373 | 220kV GIS- Three phase of 3000Adisconnector switch including maincircuit, enclosure, driving mechanismand support insulator etc., complete inall respect (Note 1- The contractorshall supply spare for disconnectorswitch to ensure one to one replacementof all disconnector switch supplied asmain equipment without any requirementof modification in fittings at site tocover all different types ofdisconnector switch supplied. In case,quantity of supplied dis-connectorswitch types (for one to onereplacement) are more than the quantitymentioned in BPS for spare, thecontractor shall supply theseadditional types of disconnector switchwithout any additional priceimplication to POWERGRID and quantitiesof these additional type ofdisconnector switch are deem to beincluded in the quantities mentioned inBPS for spare disconnector. Note 2 - Incase, Dis-connector Switch (DS) & EarthSwitch (ES) is provided in a sameenclosure with common operatingmechanism, then the module comprisingof Dis-connector & Earth switch insingle enclosure with common operatingmechanism is to be provided under thehead of spare Dis-connector only. Note3- In case, Dis-connector Switch (DS)&Earth Switch (ES) is provided in asame enclosure with separate operatingmechanism, then the module comprisingof Dis-connector & Earth switch insingle enclosure with separateoperating mechanism is to be providedunder the head of spare Dis-connectoronly.) | EA | 1 |  | INCLUDED
164 | GIS Materials | 1000058282 | 220KV GIS- THREE PHASE MAINTENANCE EARTHING SWITCH INCLUDING MAINCIRCUIT, ENCLOSURE, DRIVING MECHANISM AND SUPPORT INSULATOR ETC.,COMPLETE IN ALL RESPECT (NOTE 1 - IN CASE, DIS-CONNECTOR SWITCH (DS) &EARTH SWITCH (ES) IS PROVIDED IN A SAME ENCLOSURE WITH COMMONOPERATING MECHANISM, THEN THE MODULE COMPRISING OF DIS-CONNECTOR &EARTH SWITCH IN SINGLE ENCLOSURE WITH COMMON OPERATING MECHANISM IS TOBE PROVIDED UNDER THE HEAD OF SPARE DIS-CONNECTOR ONLY. NOTE 2 - INCASE, DIS-CONNECTOR SWITCH (DS) & EARTH SWITCH (ES) IS PROVIDED IN ASAME ENCLOSURE WITH SEPARATE OPERATING MECHANISM, THEN THE MODULECOMPRISING OF DIS-CONNECTOR & EARTH SWITCH IN SINGLE ENCLOSURE WITHSEPARATE OPERATING MECHANISM IS TO BE PROVIDED UNDER THE HEAD OF SPAREDIS-CONNECTOR ONLY.) | EA | 1 |  | INCLUDED
165 | GIS Materials | 1000058278 | 220KV GIS - THREE PHASE FAST EARTHING SWITCH INCLUDING MAIN CIRCUIT,ENCLOSURE, DRIVING MECHANISM AND SUPPORT INSULATOR ETC., COMPLETE INALL RESPECT (NOTE 1 - IN CASE, DIS-CONNECTOR SWITCH (DS) & EARTHSWITCH (ES) IS PROVIDED IN A SAME ENCLOSURE WITH COMMON OPERATINGMECHANISM, THEN THE MODULE COMPRISING OF DIS-CONNECTOR & EARTH SWITCHIN SINGLE ENCLOSURE WITH COMMON OPERATING MECHANISM IS TO BE PROVIDEDUNDER THE HEAD OF SPARE DIS-CONNECTOR ONLY. NOTE 2 - IN CASE,DIS-CONNECTOR SWITCH (DS) & EARTH SWITCH (ES) IS PROVIDED IN A SAMEENCLOSURE WITH SEPARATE OPERATING MECHANISM, THEN THE MODULECOMPRISING OF DIS-CONNECTOR & EARTH SWITCH IN SINGLE ENCLOSURE WITHSEPARATE OPERATING MECHANISM IS TO BE PROVIDED UNDER THE HEAD OF SPAREDIS-CONNECTOR ONLY.) | EA | 1 |  | INCLUDED
166 | GIS Materials | 1000058273 | OPEN/CLOSE CONTACTOR ASSEMBLY, TIMERS, KEY INTERLOCK, INTERLOCKINGCOILS, RELAYS, PUSH BUTTONS, INDICATING LAMPS, POWER CONTACTORS,RESISTORS, FUSES, MCBS & DRIVE CONTROL CARDS ETC. (AS APPLICABLE) ONEOF EACH TYPE FOR ONE COMPLETE MOM BOX FOR 220KV GIS DISCONNECTORSWITCH | SET | 1 |  | INCLUDED
167 | GIS Materials | 1000058280 | OPEN/CLOSE CONTACTOR ASSEMBLY, TIMERS, KEY INTERLOCK, INTERLOCKINGCOILS, RELAYS, PUSH BUTTONS, INDICATING LAMPS, POWER CONTACTORS,RESISTORS, FUSES, MCBS & DRIVE CONTROL CARDS ETC. (AS APPLICABLE) ONEOF EACH TYPE FOR ONE COMPLETE MOM BOX FOR 220KV GIS MAINTENANCE EARTHSWITCH | SET | 1 |  | INCLUDED
168 | GIS Materials | 1000058276 | OPEN/CLOSE CONTACTOR ASSEMBLY, TIMERS, KEY INTERLOCK, INTERLOCKINGCOILS, RELAYS, PUSH BUTTONS, INDICATING LAMPS, POWER CONTACTORS,RESISTORS, FUSES, MCBS & DRIVE CONTROL CARDS ETC. (AS APPLICABLE) ONEOF EACH TYPE FOR ONE COMPLETE MOM BOX FOR 220KV GIS FAST EARTHINGSWITCH | SET | 1 |  | INCLUDED
169 | GIS Materials | 1000049773 | LIMIT SWITCHES AND AUX. SWITCHES FOR ONE COMPLETE MOM BOX FORDISCONNECTOR-220KV GIS | SET | 1 |  | INCLUDED
170 | GIS Materials | 1000049775 | LIMIT SWITCHES AND AUX. SWITCHES FOR ONE COMPLETE MOM BOX FORMAINTENANCE EARTHING SWITCH-220KV GIS | SET | 1 |  | INCLUDED
171 | GIS Materials | 1000049774 | LIMIT SWITCHES AND AUX. SWITCHES FOR ONE COMPLETE MOM BOX FOR FASTEARTHING SWITCH (IF APPLICABLE)-220KV GIS | SET | 1 |  | INCLUDED
172 | GIS Materials | 1000058274 | DRIVE MECHANISM FOR 220KV GIS DISCONNECTOR SWITCH | SET | 1 |  | INCLUDED
173 | GIS Materials | 1000058281 | DRIVE MECHANISM FOR 220KV GIS MAINTENANCE EARTH SWITCH | SET | 1 |  | INCLUDED
174 | GIS Materials | 1000058277 | DRIVE MECHANISM FOR 220KV GIS FAST EARTHING SWITCH | SET | 1 |  | INCLUDED
175 | GIS Materials | 1000058275 | MOTOR FOR DRIVE MECHANISM FOR 220KV GIS DISCONNECTOR SWITCH | EA | 1 |  | INCLUDED
176 | GIS Materials | 1000058283 | MOTOR FOR DRIVE MECHANISM FOR 220KVGIS MAINTENANCE EARTH SWITCH | EA | 1 |  | INCLUDED
177 | GIS Materials | 1000058279 | MOTOR FOR DRIVE MECHANISM FOR 220KV GIS FAST EARTHING SWITCH | EA | 1 |  | INCLUDED
178 | GIS Materials | 1000058294 | 220KV GIS- SINGLE PHASE OF CURRENT TRANSFORMER (4 CORES) WITHASSOCIATED ENCLOSURE AND PRIMARY CONDUCTOR COMPLETE IN ALL RESPECT | EA | 1 |  | INCLUDED
179 | GIS Materials | 1000058296 | 220KV GIS- SINGLE PHASE VT WITH ASSOCIATED ENCLOSURE COMPLETE IN ALLRESPECT | EA | 1 |  | INCLUDED
180 | GIS Materials | 1000058303 | 220KV GIS- SINGLE PHASE GAS INSULATED SURGE ARRESTER WITH ASSOCIATEDENCLOSURE AND INSULATOR COMPLETE IN ALL RESPECT | EA | 1 |  | INCLUDED
181 | GIS Materials | 1000058304 | 220KV GIS- SURGE COUNTER/ MONITOR | EA | 1 |  | INCLUDED
182 | GIS Materials | 1000049497 | LCC SPARES - AUX. RELAYS, CONTACTORS,PUSH BUTTONS, SWITCHES, LAMPS,ANNUNCIATION WINDOWS, MCB, FUSES,TIMERS, TERMINAL BLOCKS ETC. OF EACHTYPE & RATING-220kV GIS | SET | 1 |  | INCLUDED
183 | GIS Materials | 1000019925 | Spares for Fire Protection System | LS | 1 |  | INCLUDED
184 | GIS Materials | 1000025949 | Spare-C & R Panel | SET | 1 |  | INCLUDED
185 | GIS Materials | 1000019927 | Spares-Substation Automation System | LS | 1 |  | INCLUDED
186 | GIS Materials | 1000007627 | Bay control unit (IED) of each type | EA | 1 |  | INCLUDED
187 | GIS Materials | 1000010577 | Deluge valve (1 No. of each size) | SET | 1 |  | INCLUDED
188 | GIS Materials | 1000021791 | Transformer differential protection relay | EA | 1 |  | INCLUDED
189 | GIS Materials | 1000018532 | Restricted earthfault relay type with non-linear resistor andassociated software in case of numerical relay | EA | 1 |  | INCLUDED
190 | GIS Materials | 1000007634 | Bay Unit module for Bus Bar Protection | EA | 1 |  | INCLUDED
191 | GIS Materials | 1000039430 | NUMERICAL BACKUP IMPEDANCE RELAY WITH IEC61850 PROTOCOL AS PERTECHNICAL SPECIFICATION | EA | 1 |  | INCLUDED
192 | GIS Materials | 1000017773 | Power Supply module of each type for B/B Protection | SET | 1 |  | INCLUDED
193 | GIS Materials | 1000014304 | Numerical LBB relay | EA | 1 |  | INCLUDED
194 | GIS Materials | 1000005035 | One complete pole of 72.5kV, 1250A, 25kACB with pole column and interrupterwith MB and operating mechanism butwithout support structure | SET | 1 |  | INCLUDED
195 | GIS Materials | 1000029285 | Rubber gasket, O rings and seals for SF6 gas (complete replacement forone 72.5kV SF6 Circuit Breaker) | SET | 1 |  | INCLUDED
196 | GIS Materials | 1000029312 | Trip coil with resistor for 72.5kV SF6 Circuit Breaker | EA | 1 |  | INCLUDED
197 | GIS Materials | 1000029271 | Closing coil with resistor for 72.5kV SF6 Circuit Breaker | EA | 1 |  | INCLUDED
198 | GIS Materials | 1000029310 | Terminal Pads & connectors for 72.5kV SF6 Circuit Breaker | EA | 1 |  | INCLUDED
199 | GIS Materials | 1000029292 | Molecular filter for 72.5kV SF6 Circuit Breaker | EA | 1 |  | INCLUDED
200 | GIS Materials | 1000029273 | Corona rings for 72.5 kV Circuit Breaker | EA | 1 |  | INCLUDED
201 | GIS Materials | 1000029296 | Relay Power contractors, switch fuse units, limit switches, pushbuttons, timers & MCB etc. for 72.5kV Circuit Breaker | SET | 1 |  | INCLUDED
202 | GIS Materials | 1000029295 | Pressure switches of each type for 72.5kV Circuit Breaker | SET | 1 |  | INCLUDED
203 | GIS Materials | 1000029268 | Auxiliary switch assembly for 72.5kV Circuit Breaker | SET | 1 |  | INCLUDED
204 | GIS Materials | 1000000416 | One Complete Pole of 72.5kV, 1250A, 31kAHDB Isolator including Insulator, MOMBox but excluding structuremake Elpro | EA | 1 |  | INCLUDED
205 | GIS Materials | 1000011896 | Copper contact fingers for female & malecontacts of 72.5kV, 1250A Double BreakIsolator | EA | 1 |  | INCLUDED
206 | GIS Materials | 1000029272 | Open / Close contactor assembly, timers, key interlock push buttonswitch & auxilliary switchesfor one complete 72.5kV Isolator | SET | 1 |  | INCLUDED
207 | GIS Materials | 1000029289 | Limit switch and Aux. Switches for complete 3 phase 72.5kV Isolator | SET | 1 |  | INCLUDED
208 | GIS Materials | 1000029309 | Terminal Pads & connectors for 72.5kV isolator | EA | 1 |  | INCLUDED
209 | GIS Materials | 1000029274 | Corona rings for 72.5 kV isolator | EA | 1 |  | INCLUDED
210 | GIS Materials | 1000029253 | 72.5kV Current Transformer (1-Phase)1250A, 31.5kA with 120% extendedcurrent rating | EA | 1 |  | INCLUDED
211 | GIS Materials | 1000005048 | 72.5 kV Voltage Transformer (1- Phase) | EA | 1 |  | INCLUDED
212 | GIS Materials | 1000029252 | 60kV Surge Arrester (1-Phase) | EA | 1 |  | INCLUDED
213 | GIS Materials | 1000020440 | Surge monitor (1-Phase) | EA | 1 |  | INCLUDED
214 | GIS Materials | 1000015954 | Fabrication, galvanising and supply of Lattice Structures (MS Steel),to be designed during detailed engineering, for towers, beams andequipment support structure including pack plates / packwashers andgusset plates excluding fasteners and foundation bolts | MT | 10 |  | INCLUDED
215 | GIS Materials | 1000011713 | Fabrication, galvanising and supply of fasteners ( nuts, bolts andwashers ) including step bolts for lattice and pipe structures to bedesigned during detailed engineering | MT | 1 |  | INCLUDED
216 | GIS Materials | 1000012373 | Fabrication, galvanising and supply of foundation bolts including nuts,checknut and washers for lattice and pipe structures to be designedduring detailed engineering | MT | 1 |  | INCLUDED
217 | GIS Materials | 1000020419 | 336kV Surge Arrester (1-phase) | EA | 1 |  | INCLUDED
218 | GIS Materials | 1000020440 | Surge monitor (1-Phase) | EA | 1 |  | INCLUDED
219 | GIS Materials | 1000020417 | 216kV Surge Arrester (1-phase) | EA | 1 |  | INCLUDED
220 | GIS Materials | 1000020440 | Surge monitor (1-Phase) | EA | 1 |  | INCLUDED
221 | GIS Materials | 1000001695 | 245 kV, 1 phase Bus Post Insulator (except for Line Traps) | EA | 1 |  | INCLUDED
222 | GIS Materials | 1000004401 | 420 kV, 1 phase Bus Post Insulator (except for Line Traps) | EA | 1 |  | INCLUDED
0
|  | Date |  | Printed Name
|  | Place | 0 | Designation

## Sch-3
Spec No:CC/NT/W-GIS/DOM/A02/25/13385 | [10 empty] | Schedule - 3
GIS Package (TR-202577PKG01) for Augmentation of 1x500 MVA, 400/220 kV ICT (3rd) at Thrissur VSC HVDC Station in Kerala.
(SCHEDULE OF RATES AND PRICES )
BIDDER:
JOINT VENTURE OF & | [7 empty] | To:
Bidder’s Name and Address (Lead Partner) : | [7 empty] | Contract Services
Name : | [7 empty] | Power Grid Corporation of India Ltd.,
Address : | [7 empty] | "Saudamini", Plot No.-2
Sector-29,
Gurugram (Haryana) - 122001
Installation Charges : | [9 empty] | (All Prices are in Indian Rupees)
SI. No. | Activity Description | Service Code | SAC (Service Accounting Codes) | Whether SAC in column ‘8’ is confirmed. If not indicate applicable the SAC # | Rate of GST applicable ( in %) | Whether rate of GST in column ‘10’ is confirmed. If not indicate applicable rate of GST # | Description | Unit | Quantity | Unit Erection Charges | Total Erection Charges |  | GST Before Discount | Discount | Total Price after discount | GST After Discount
1 | 2 | 3 | 4 | 5 | 6 | 7 | 8 | 9 | 10 | 11 | 12 =10*11
I
Augment 500MVA 3rd ICT at Thrissur HVDC | [11 empty] | 0 | 0 | 0 | 0 | 0 | 0 | 18 | 0
1 | Services | 100000268 | 998736 |  | 18 |  | Controlled Switching Device for 420 kV, 3-ph Circuit Breaker | EA | 2 |  | INCLUDED | 0 | 0 | 0 | 0 | 0 |  | 18 | 0
2 | Services | 100000197 | 998736 |  | 18 |  | 420kV, 3150 A, 50 kA, 3-Phase SF6 GIS ICT feeder bay module | SET | 1 |  | INCLUDED | 0 | 0 | 0 | 0 | 0 |  | 18 | 0
3 | Services | 100002129 | 998736 |  | 18 |  | 420kV, 3150 A, 50 kA, SF6 GIS Tie bay module(without PIR) as per Section-Project, Technical specification | SET | 1 |  | INCLUDED | 0 | 0 | 0 | 0 | 0 |  | 18 | 0
4 | Services | 100000236 | 998736 |  | 18 |  | 420kV, 4000 A, 50 kA, 3 -phase SF6 GIS bus bar | SET | 2 |  | INCLUDED | 0 | 0 | 0 | 0 | 0 |  | 18 | 0
5 | Services | 100003559 | 998736 |  | 18 |  | Extension of 420kV , 4000 A, 50 kA 3 -phase SF6 GIS bus bar | SET | 2 |  | INCLUDED | 0 | 0 | 0 | 0 | 0 |  | 18 | 0
6 | Services | 100003565 | 998736 |  | 18 |  | 420kV, 3150 A, 50 kA SF6 /Air Bushing for connecting GIS to AIS | SET | 3 |  | INCLUDED | 0 | 0 | 0 | 0 | 0 |  | 18 | 0
7 | Services | 100023509 | 998736 |  | 18 |  | 420kV, 3000A, 63kA, Single phase, SF6 Gas Insulated Bus Duct (GIB) outside GIS Hall alongwith associated support structure, etc. asper Technical Specification | M | 255 |  | INCLUDED | 0 | 0 | 0 | 0 | 0 |  | 18 | 0
8 | Services | 100000340 | 998736 |  | 18 |  | 420 kV Bus Post Insulator (Except for wave traps) | EA | 3 |  | INCLUDED | 0 | 0 | 0 | 0 | 0 |  | 18 | 0
9 | Services | 100000328 | 998736 |  | 18 |  | 336kV Surge Arrester (1-phase) | EA | 3 |  | INCLUDED | 0 | 0 | 0 | 0 | 0 |  | 18 | 0
10 | Services | 100002188 | 998731 |  | 18 |  | Erection Hardware for 400kV I type layout for GIS termination arrangement-Transformer bay as per technical specification | SET | 1 |  | INCLUDED | 0 | 0 | 0 | 0 | 0 |  | 18 | 0
11 | Services | 100001148 | 998739 |  | 18 |  | 40 mm MS rod for Main Earthmat | M | 300 |  | INCLUDED | 0 | 0 | 0 | 0 | 0 |  | 18 | 0
12 | Services | 100000428 | 998736 |  | 18 |  | 220KV, 1600 Amps, Single phase GIS bus duct | M | 3050 |  | INCLUDED | 0 | 0 | 0 | 0 | 0 |  | 18 | 0
13 | Services | 100000404 | 998736 |  | 18 |  | 245 kV, 2500A, 40kA, 3 single phase(isolated), SF6 gas insulated, metalenclosed bus bars to interconnect eachof Circuit Breaker bay module completewith voltage transformer, disconnectorswith grounding switch, local controlcubicle, SF6 gas monitoring system forthe complete bus | SET | 2 |  | INCLUDED | 0 | 0 | 0 | 0 | 0 |  | 18 | 0
14 | Services | 100000405 | 998736 |  | 18 |  | 245 kV, 3000A, 40kA, 3 single phase(isolated), SF6 gas insulated, metalenclosed bus bars to interconnect eachof Circuit Breaker bay module completewith voltage transformer, disconnectorswith grounding switch, local controlcubicle, SF6 gas monitoring system forthe complete bus | SET | 1 |  | INCLUDED | 0 | 0 | 0 | 0 | 0 |  | 18 | 0
15 | Services | 100000382 | 998736 |  | 18 |  | 245kV, 1600 A, 40 kA, SF6 GIS Line feeder bay module as per Section-Project, Technical specification | SET | 2 |  | INCLUDED | 0 | 0 | 0 | 0 | 0 |  | 18 | 0
16 | Services | 100000415 | 998736 |  | 18 |  | 245kV, 3000 A, 40 kA, SF6 GIS Bus coupler bay module | SET | 2 |  | INCLUDED | 0 | 0 | 0 | 0 | 0 |  | 18 | 0
17 | Services | 100000415 | 998736 |  | 18 |  | 245kV, 3000 A, 40 kA, SF6 GIS Bus coupler bay module | SET | 1 |  | INCLUDED | 0 | 0 | 0 | 0 | 0 |  | 18 | 0
18 | Services | 100003589 | 998736 |  | 18 |  | 245kV, 1600A, 40kA Single phase SF6 to Air Bushing | SET | 9 |  | INCLUDED | 0 | 0 | 0 | 0 | 0 |  | 18 | 0
19 | Services | 100000484 | 998736 |  | 18 |  | 216kV Surge Arrester (1-phase) | EA | 9 |  | INCLUDED | 0 | 0 | 0 | 0 | 0 |  | 18 | 0
20 | Services | 100001221 | 995455 |  | 18 |  | Erection of Pipe Structure - 220 kV 1-Phase CVT including nuts, bolts, all type of washers, packplates, step bolts and gusset platesexcluding foundation bolts | EA | 6 |  | INCLUDED | 0 | 0 | 0 | 0 | 0 |  | 18 | 0
21 | Services | 100000498 | 998736 |  | 18 |  | 245 kV Bust Post Insulator (Except for wave traps) | EA | 6 |  | INCLUDED | 0 | 0 | 0 | 0 | 0 |  | 18 | 0
22 | Services | 100000513 | 998731 |  | 18 |  | Erection Hardware for 220kV DM-type layout for GIS termination arrangement-Transformer bay as per specification | SET | 1 |  | INCLUDED | 0 | 0 | 0 | 0 | 0 |  | 18 | 0
23 | Services | 100000512 | 998731 |  | 18 |  | Erection Hardware for 220kV DM-type layout for GIS termination arrangement-Line bay as per specification | SET | 2 |  | INCLUDED | 0 | 0 | 0 | 0 | 0 |  | 18 | 0
24 | Services | 100001216 | 995455 |  | 18 |  | Erection of Pipe Structure - 400 kV 1-Phase SA including nuts, bolts, all type of washers, packplates, step bolts and gusset platesexcluding foundation bolts | EA | 3 |  | INCLUDED | 0 | 0 | 0 | 0 | 0 |  | 18 | 0
25 | Services | 100001224 | 995455 |  | 18 |  | Erection of Pipe Structure - 220 kV 1-Phase SA including nuts, bolts, all type of washers, packplates, step bolts and gusset platesexcluding foundation bolts | EA | 3 |  | INCLUDED | 0 | 0 | 0 | 0 | 0 |  | 18 | 0
26 | Services | 100001217 | 995455 |  | 18 |  | Erection of Pipe Structure - 400 kV, 1-Phase, BPI, (Excluding Wave Trap), including nuts, bolts, all type of washers,packplates, step bolts and gusset plates excluding foundation bolts | EA | 3 |  | INCLUDED | 0 | 0 | 0 | 0 | 0 |  | 18 | 0
27 | Services | 100002523 | 995455 |  | 18 |  | Standard Lattice Structure for 220kV BPI(1-Phase) | EA | 6 |  | INCLUDED | 0 | 0 | 0 | 0 | 0 |  | 18 | 0
28 | Services | 100001221 | 995455 |  | 18 |  | Erection of Pipe Structure - 220 kV 1-Phase CVT including nuts, bolts, all type of washers, packplates, step bolts and gusset platesexcluding foundation bolts | EA | 6 |  | INCLUDED | 0 | 0 | 0 | 0 | 0 |  | 18 | 0
29 | Services | 100000612 | 998736 |  | 18 |  | 72.5 kV, 1250A, 31.5 kA, 3-phase CircuitBreaker with support structure | EA | 1 |  | INCLUDED | 0 | 0 | 0 | 0 | 0 |  | 18 | 0
30 | Services | 100000620 | 998736 |  | 18 |  | 72.5 kV, 800A, 31.5 kA, 1-Phase CurrentTransformer with 120% extended currentrating | EA | 3 |  | INCLUDED | 0 | 0 | 0 | 0 | 0 |  | 18 | 0
31 | Services | 100000624 | 998736 |  | 18 |  | 72.5 kV Voltage Transformer (1- Phase) | EA | 3 |  | INCLUDED | 0 | 0 | 0 | 0 | 0 |  | 18 | 0
32 | Services | 100000628 | 998736 |  | 18 |  | 72.5 kV, 1250A, 31.5 KA, 3-Phase HDBIsolator with one E/S | EA | 2 |  | INCLUDED | 0 | 0 | 0 | 0 | 0 |  | 18 | 0
33 | Services | 100000669 | 998736 |  | 18 |  | 30kV Surge Arrester (1-Phase) | EA | 3 |  | INCLUDED | 0 | 0 | 0 | 0 | 0 |  | 18 | 0
34 | Services | 100000649 | 998736 |  | 18 |  | 66kV Bus post insulators | SET | 1 |  | INCLUDED | 0 | 0 | 0 | 0 | 0 |  | 18 | 0
35 | Services | 100002036 | 998731 |  | 18 |  | Erection Hardware for the 72.5kV equipment for Tertiary loading as per technical specification | SET | 1 |  | INCLUDED | 0 | 0 | 0 | 0 | 0 |  | 18 | 0
36 | Services | 100003022 | 998736 |  | 18 |  | 66kV HV Power Cable along with accessories | KM | 2 |  | INCLUDED | 0 | 0 | 0 | 0 | 0 |  | 18 | 0
37 | Services | 100002721 | 998736 |  | 18 |  | 66 KV CABLE TERMINATION KIT ALONG WITH SUPPORT STRUCTURE FOE EHV CABLE (AT BOTH END) | EA | 6 |  | INCLUDED | 0 | 0 | 0 | 0 | 0 |  | 18 | 0
38 | Services | 100000759 | 998736 |  | 18 |  | 66 kV Circuit Breaker Relay Panel With out Auto Reclose (with Automation) | EA | 1 |  | INCLUDED | 0 | 0 | 0 | 0 | 0 |  | 18 | 0
39 | Services | 100000774 | 998736 |  | 18 |  | Complete Substation automation System for 66kV bay as per Technical Specification | EA | 1 |  | INCLUDED | 0 | 0 | 0 | 0 | 0 |  | 18 | 0
40 | Services | 100000735 | 998736 |  | 18 |  | Augmentation of existing 400kV bus bar protection scheme.(No. of bays as per specification)-(with Automation) | SET | 1 |  | INCLUDED | 0 | 0 | 0 | 0 | 0 |  | 18 | 0
41 | Services | 100000729 | 998736 |  | 18 |  | 400kV Circuit Breaker Relay Panel without Auto Reclose (with Automation) | EA | 2 |  | INCLUDED | 0 | 0 | 0 | 0 | 0 |  | 18 | 0
42 | Services | 100000731 | 998736 |  | 18 |  | 400kV Transformer Protection Panel (For both HV & MV side)-(with Automation) | EA | 1 |  | INCLUDED | 0 | 0 | 0 | 0 | 0 |  | 18 | 0
43 | Services | 100000737 | 998736 |  | 18 |  | 220kV Circuit Breaker Relay Panel without Auto Reclose (with Automation) | EA | 3 |  | INCLUDED | 0 | 0 | 0 | 0 | 0 |  | 18 | 0
44 | Services | 100000736 | 998736 |  | 18 |  | 220kV Circuit Breaker Relay Panel with Auto Reclose (with Automation) | EA | 2 |  | INCLUDED | 0 | 0 | 0 | 0 | 0 |  | 18 | 0
45 | Services | 100000743 | 998736 |  | 18 |  | Augmentation of existing 220kV bus bar protection scheme.(No. of bays as per specification)-(with Automation) | SET | 2 |  | INCLUDED | 0 | 0 | 0 | 0 | 0 |  | 18 | 0
46 | Services | 100000738 | 998736 |  | 18 |  | 220kV Line Protection Panel (with Automation) | EA | 4 |  | INCLUDED | 0 | 0 | 0 | 0 | 0 |  | 18 | 0
47 | Services | 100000736 | 998736 |  | 18 |  | 220kV Circuit Breaker Relay Panel with Auto Reclose (with Automation) | EA | 2 |  | INCLUDED | 0 | 0 | 0 | 0 | 0 |  | 18 | 0
48 | Services | 100003167 | 998736 |  | 18 |  | Augmentation of existing Substation automation system for the STATCOM Station and associated 400kV bays under present scope ,upgradation of hardware and sofware and updation of dabase etc for completion of SAS augmentationas per technical specification | SET | 1 |  | INCLUDED | 0 | 0 | 0 | 0 | 0 |  | 18 | 0
49 | Services | 100002075 | 998736 |  | 18 |  | Augmentation of Substation automation System for 400kV Tie bay as per Technical Specification | EA | 1 |  | INCLUDED | 0 | 0 | 0 | 0 | 0 |  | 18 | 0
50 | Services | 100002070 | 998736 |  | 18 |  | Augmentation of Substation automation System for 220kV bay as per Technical Specification | EA | 5 |  | INCLUDED | 0 | 0 | 0 | 0 | 0 |  | 18 | 0
51 | Services | 100000983 | 998736 |  | 18 |  | HVW spray system, Hydrant system and complete U/G & O/G piping and accessories etc. out side the pump house for 500MVA ,400KV/220/33 kV, 3-phase Autotransformer | SET | 1 |  | INCLUDED | 0 | 0 | 0 | 0 | 0 |  | 18 | 0
52 | Services | 100001868 | 998736 |  | 18 |  | Hydrant system, complete U/G piping and accessories etc. outside the Pump House for Fire Protection of 400/220kV (Ext) Substation | SET | 1 |  | INCLUDED | 0 | 0 | 0 | 0 | 0 |  | 18 | 0
53 | Services | 100001021 | 995461 |  | 18 |  | Lighting Panel type ACP-2 as per technical specification | EA | 1 |  | INCLUDED | 0 | 0 | 0 | 0 | 0 |  | 18 | 0
54 | Services | 100001024 | 998731 |  | 18 |  | Sub Lighting panel (outdoor) type SLP (Switchyard and Street Lighting) | EA | 1 |  | INCLUDED | 0 | 0 | 0 | 0 | 0 |  | 18 | 0
55 | Services | 100001041 | 998731 |  | 18 |  | Lighting Fixture type-SF1 as per technical specification | EA | 2 |  | INCLUDED | 0 | 0 | 0 | 0 | 0 |  | 18 | 0
56 | Services | 100001042 | 998731 |  | 18 |  | Lighting Fixture type-SF2 as per technical specification | EA | 2 |  | INCLUDED | 0 | 0 | 0 | 0 | 0 |  | 18 | 0
57 | Services | 100001052 | 998731 |  | 18 |  | 63A, 415V : Interlocked switch socket outdoor Receptacle (type RP) as per technical specifications | EA | 1 |  | INCLUDED | 0 | 0 | 0 | 0 | 0 |  | 18 | 0
58 | Services | 100002771 | 998731 |  | 18 |  | Outdoor Power Receptacle for oil filtration unit (400A) | EA | 1 |  | INCLUDED | 0 | 0 | 0 | 0 | 0 |  | 18 | 0
59 | Services | 100002986 | 998736 |  | 18 |  | 1.1kV grade 4Cx16 sqmm (PVC) Power Cable | KM | 1 |  | INCLUDED | 0 | 0 | 0 | 0 | 0 |  | 18 | 0
60 | Services | 100002992 | 998736 |  | 18 |  | 1.1kV grade 4Cx6 sqmm (PVC) Power Cable | KM | 1 |  | INCLUDED | 0 | 0 | 0 | 0 | 0 |  | 18 | 0
61 | Services | 100002958 | 998736 |  | 18 |  | 1.1kV grade 2Cx6 sqmm (PVC) Power Cable | KM | 1 |  | INCLUDED | 0 | 0 | 0 | 0 | 0 |  | 18 | 0
62 | Services | 100002977 | 998736 |  | 18 |  | 1.1kV grade 3Cx2.5 sqmm Control Cable | KM | 1 |  | INCLUDED | 0 | 0 | 0 | 0 | 0 |  | 18 | 0
63 | Services | 100002994 | 998736 |  | 18 |  | 1.1kV grade 5Cx2.5 sqmm Control Cable | KM | 1 |  | INCLUDED | 0 | 0 | 0 | 0 | 0 |  | 18 | 0
64 | Services | 100003000 | 998736 |  | 18 |  | 1.1kV grade 7Cx2.5 sqmm Control Cable | KM | 1 |  | INCLUDED | 0 | 0 | 0 | 0 | 0 |  | 18 | 0
65 | Services | 100002920 | 998736 |  | 18 |  | 1.1kV grade 10Cx2.5 sqmm Control Cable | KM | 1 |  | INCLUDED | 0 | 0 | 0 | 0 | 0 |  | 18 | 0
66 | Services | 100002927 | 998736 |  | 18 |  | 1.1kV grade 14Cx2.5 sqmm Control Cable | KM | 1 |  | INCLUDED | 0 | 0 | 0 | 0 | 0 |  | 18 | 0
67 | Services | 100002930 | 998736 |  | 18 |  | 1.1kV grade 19Cx2.5 sqmm Control Cable | KM | 1 |  | INCLUDED | 0 | 0 | 0 | 0 | 0 |  | 18 | 0
68 | Services | 100002946 | 998736 |  | 18 |  | 1.1kV grade 27Cx2.5 sqmm Control Cable | KM | 1 |  | INCLUDED | 0 | 0 | 0 | 0 | 0 |  | 18 | 0
69 | Services | 100002968 | 998736 |  | 18 |  | 1.1kV grade 3.5Cx35 sqmm (PVC) Power Cable | KM | 1 |  | INCLUDED | 0 | 0 | 0 | 0 | 0 |  | 18 | 0
70 | Services | 100004518 | 995433 |  | 18 |  | Excavation in all kind of soil including rock for all leads and lifts, backfilling, disposal of surplus earth within a lead up to2Km as per technical specification. The surplus earth shall be roughly graded . | M3 | 6000 |  | INCLUDED | 0 | 0 | 0 | 0 | 0 |  | 18 | 0
71 | Services | 100011662 | 995433 |  | 18 |  | Excavation in hard rock which require blasting (including chemical blasting and rock excavated using specialized tools) for allfoundation works including stacking, measuring, disposal etc.for all leads and lifts as per technical specification. | M3 | 700 |  | INCLUDED | 0 | 0 | 0 | 0 | 0 |  | 18 | 0
72 | Services | 100001326 | 995454 |  | 18 |  | Providing and laying of Plain Cement Concrete (PCC) (1:2:4) | M3 | 5 |  | INCLUDED | 0 | 0 | 0 | 0 | 0 |  | 18 | 0
73 | Services | 100001325 | 995454 |  | 18 |  | Providing and laying of Plain Cement Concrete (PCC) (1:4:8) | M3 | 300 |  | INCLUDED | 0 | 0 | 0 | 0 | 0 |  | 18 | 0
74 | Services | 100001328 | 995454 |  | 18 |  | Providing and laying Plain Cement Concrete 1:5:10 (1 cement : 5 sand : 10 brick aggregate) | M3 | 200 |  | INCLUDED | 0 | 0 | 0 | 0 | 0 |  | 18 | 0
75 | Services | 100001327 | 995454 |  | 18 |  | Providing and laying of Reinforced Cement Concrete M25 mix including pre cast, shuttering, Grouting of pockets & underpinning butexcluding steel reinforcement | M3 | 2000 |  | INCLUDED | 0 | 0 | 0 | 0 | 0 |  | 18 | 0
76 | Services | 100001329 | 995454 |  | 18 |  | Steel Reinforcement | MT | 175 |  | INCLUDED | 0 | 0 | 0 | 0 | 0 |  | 18 | 0
77 | Services | 100001721 | 995428 |  | 18 |  | Supplying, filling and compacting stone boulders mixed with sand under foundations, roads, cable trenches, drains etc in layers notexceeding 250mm thickness including ramming, watering compacting | M3 | 700 |  | INCLUDED | 0 | 0 | 0 | 0 | 0 |  | 18 | 0
78 | Services | 100001720 | 995428 |  | 18 |  | Supplying, filling and compacting CNS material as per specification under floors, foundations, roads, cable trenches, drains etc inlayers not exceeding 200 mm thickness | M3 | 500 |  | INCLUDED | 0 | 0 | 0 | 0 | 0 |  | 18 | 0
79 | Services | 100001331 | 995455 |  | 18 |  | Misc. Structural steel including rails, embedments, edge protection angles, gratings etc. but excluding the reinforcement steel andsteel for lattice and pipe structures. | MT | 40 |  | INCLUDED | 0 | 0 | 0 | 0 | 0 |  | 18 | 0
80 | Services | 100001714 | 995428 |  | 18 |  | Stone spreading in switchyard excluding PCC | M2 | 2500 |  | INCLUDED | 0 | 0 | 0 | 0 | 0 |  | 18 | 0
81 | Services | 100001713 | 995424 |  | 18 |  | Antiweed treatment | M2 | 2500 |  | INCLUDED | 0 | 0 | 0 | 0 | 0 |  | 18 | 0
82 | Services | 100001712 | 995428 |  | 18 |  | Removing,cleaning and washing of existing stones and respreading of stones in switchyard excluding PCC | M2 | 2500 |  | INCLUDED | 0 | 0 | 0 | 0 | 0 |  | 18 | 0
83 | Services | 100001330 | 995428 |  | 18 |  | Stone filling (40 mm size) for transformer/Reactor foundation | M3 | 21 |  | INCLUDED | 0 | 0 | 0 | 0 | 0 |  | 18 | 0
84 | Services | 100001409 | 995462 |  | 18 |  | Supplying and erecting dewatering pumps-5 HP | EA | 1 |  | INCLUDED | 0 | 0 | 0 | 0 | 0 |  | 18 | 0
85 | Services | 100001454 | 995429 |  | 18 |  | Demolishing RCC work including stacking of steel bars and disposal of unserviceable material. | M3 | 20 |  | INCLUDED | 0 | 0 | 0 | 0 | 0 |  | 18 | 0
86 | Services | 100001210 | 995455 |  | 18 |  | Erection of Lattice Structures (MS Steel), to be designed during detailed engineering, for towers, beams and equipment supportstructure including pack plates / packwashers and gusset plates excluding fasteners and foundation bolts | MT | 10 |  | INCLUDED | 0 | 0 | 0 | 0 | 0 |  | 18 | 0
87 | Services | 100001680 | 995455 |  | 18 |  | Erection of fasteners ( nuts, bolts and washers ) including step bolts for lattice and pipe structures to be designed duringdetailed engineering | MT | 1 |  | INCLUDED | 0 | 0 | 0 | 0 | 0 |  | 18 | 0
88 | Services | 100001681 | 995455 |  | 18 |  | Erection of foundation bolts including nuts, checknut and washers for lattice and pipe structures to be designed during detailedengineering | MT | 1 |  | INCLUDED | 0 | 0 | 0 | 0 | 0 |  | 18 | 0
89 | Services | 100001241 | 995455 |  | 18 |  | Erection of Equipment Support (Pipe) Structures to be designed during detailed engineering. | MT | 1.1 |  | INCLUDED | 0 | 0 | 0 | 0 | 0 |  | 18 | 0
90 | Services | 100001680 | 995455 |  | 18 |  | Erection of fasteners ( nuts, bolts and washers ) including step bolts for lattice and pipe structures to be designed duringdetailed engineering | MT | 0.02 |  | INCLUDED | 0 | 0 | 0 | 0 | 0 |  | 18 | 0
91 | Services | 100001457 | 995421 |  | 18 |  | Construction of rail cum road as per drawing including all item such as excavation,compactions, rolling watering, WBM etc. butexcluding concrete reinforcement and structural steel-Section having four rails for auto transformer. | M2 | 93 |  | INCLUDED | 0 | 0 | 0 | 0 | 0 |  | 18 | 0
92 | Services | 100001748 | 995414 |  | 18 |  | PEB - Ext of 200 kV GIS - Civil Works. All civil works as per drawing and specifications complete, including - brickwork, finishing(external and internal), windows etc. However, excavation, PCC, RCC and reinforcement shall be paid separately as per BPS. | M2 | 384 |  | INCLUDED | 0 | 0 | 0 | 0 | 0 |  | 18 | 0
93 | Services | 100004430 | 995416 |  | 18 |  | 220 kV PEB Panel Room for GIS Hall - Civil Works All civil works complete as per TS, including - brickwork, finishing (externaland internal), windows etc. However, excavation, concrete (all types) and reinforcement steel shall be measured and paid separatelyas per respective item of BPS. | M2 | 80 |  | INCLUDED | 0 | 0 | 0 | 0 | 0 |  | 18 | 0
94 | Services | 100004426 | 995416 |  | 18 |  | 220 kV PEB AHU Room for GIS Hall - Civil Works All civil works complete as per TS, including - brickwork, finishing (external andinternal), windows etc. However, excavation, concrete (all types) and reinforcement steel shall be measured and paid separately asper respective item of BPS. | M2 | 40 |  | INCLUDED | 0 | 0 | 0 | 0 | 0 |  | 18 | 0
95 | Services | 100004507 | 995421 |  | 18 |  | 3.75m wide Cement Concrete road with PCC shoulder including 100 mm dia RCC Hume Pipe @ 100 metre interval as per drawing and TS.However, reinforcement steel and all type concrete shall be paid separately under relevant items | M2 | 150 |  | INCLUDED | 0 | 0 | 0 | 0 | 0 |  | 18 | 0
96 | Services | 100000448 | 998736 |  | 18 |  | 245 kV, 4400pf Capacitive Voltage Transformer (1- Phase) | EA | 6 |  | INCLUDED | 0 | 0 | 0 | 0 | 0 |  | 18 | 0
97 | Services | 100007635 | 998731 |  | 18 |  | Gantry structure for line bay- 220 kV Double Main & Transfer Layout | SET | 2 |  | INCLUDED | 0 | 0 | 0 | 0 | 0 |  | 18 | 0
[12 empty] | 0 |  |  | 0 |  | 0 | 18 | -18
[11 empty] | 0 | 0 | 0 | 0 | 0 | 0 | 0 |  | 0
Note: #In case the bidder leaves the cell for confirmation of the HSN code and/or GST rate “blank”, the HSN code and corresponding GST rate indicated by the Employer shall be deemed to be the one confirmed by the Bidder.
0
|  | Date | [5 empty] | Printed Name
|  | Place | 0 |  |  |  |  | Designation
0

## Sch-4
Spec No:CC/NT/W-GIS/DOM/A02/25/13385 | [14 empty] | Schedule - 4
GIS Package (TR-202577PKG01) for Augmentation of 1x500 MVA, 400/220 kV ICT (3rd) at Thrissur VSC HVDC Station in Kerala.
(SCHEDULE OF RATES AND PRICES )
BIDDER:
JOINT VENTURE OF & | [12 empty] | To:
Bidder’s Name and Address (Lead Partner) : | [12 empty] | Contract Services
Name : | [12 empty] | Power Grid Corporation of India Ltd.,
Address : | [12 empty] | "Saudamini", Plot No.-2
Sector-29,
Gurugram (Haryana) - 122001
Training Charges :
SI. No. | PR No | Line Item No | Activity Header | PR Activity No | Activity Description | Service Code | SAC (Service Accounting Codes) | Whether SAC in column ‘…’ is confirmed. If not indicate applicable the SAC # | Rate of GST applicable ( in %) | Whether rate of GST in column ‘---’ is confirmed. If not indicate applicable rate of GST # | Description | Unit | Quantity | Unit Charges | Total Charges
1 | 2 | 3 | 4 | 5 | 6 | 7 | 8 | 9 | 10 | 11 | 12 | 13 | 14 | 15 | 16=14*15
NOT APPLICABLE
| Date | #NAME?
| Place | #NAME? | [8 empty] | Printed Name
Designation

## Sch-5
Spec No:CC/NT/W-GIS/DOM/A02/25/13385 |  |  |  | Schedule - 5
GIS Package (TR-202577PKG01) for Augmentation of 1x500 MVA, 400/220 kV ICT (3rd) at Thrissur VSC HVDC Station in Kerala.
(SUMMARY OF TAXES & DUTIES not included in Schedule 1 & 3)
BIDDER:
JOINT VENTURE OF & |  |  | To:
Bidder’s Name and Address (Lead Partner) : |  |  | Contract Services
Name : |  |  | Power Grid Corporation of India Ltd.,
Address : |  |  | "Saudamini", Plot No.-2
Sector-29,
Gurgaon (Haryana) - 122001
Sl. No. | Item Nos. |  | Total Price (INR) |  | After Discount |  | After MPDiscount
1 | TOTAL GST on Goods |  | 0 |  | Excise Duty | #REF! | Excise Duty | #REF!
Total GST for Supply of Goods (inter-alia including Type Test Charges) between the Contractor and the Employer (identified in Schedule 1') which are not included in the Ex-works price as per the provision of the Bidding Documents, as applicable.
2 | TOTAL GST on Services |  | 0 |  | Sales Tax | 0 | Sales Tax | 0
| Total GST on Installation Services (indentified in Schedule-3) and Training to be imparted in India (identified in Schedule-4) which are not included in the Installation and Training charges as per the provision of the Bidding Documents, as applicable |  |  |  | #REF! | 0 | #REF! | 0
| GRAND TOTAL [1+2] |  | 0
Date : |  | Printed Name :
Place : |  | Designation :
Click for Sch-6

## Sch-5 after discount (hidden)
Spec No:CC/NT/W-GIS/DOM/A02/25/13385 |  |  |  | Schedule - 5
GIS Package (TR-202577PKG01) for Augmentation of 1x500 MVA, 400/220 kV ICT (3rd) at Thrissur VSC HVDC Station in Kerala.
(SUMMARY OF TAXES & DUTIES APPLICABLE ON PLANT & EQUIPMENT)
BIDDER:
JOINT VENTURE OF & |  |  | To:
Bidder’s Name and Address (Lead Partner) : |  |  | Contract Services
Name : |  |  | Power Grid Corporation of India Ltd.,
Address : |  |  | "Saudamini", Plot No.-2
Sector-29,
Gurugram (Haryana) - 122001
Sl. No. | Item Nos. |  | Total Price (INR)
1 | TOTAL GST on Goods |  | 0
Total GST for Supply of Goods (inter-alia including Type Test Charges) between the Contractor and the Employer (identified in Schedule 1') which are not included in the Ex-works price as per the provision of the Bidding Documents, as applicable.
2 | TOTAL GST on Services |  | 0
Total GST on Installation Services (indentified in Schedule-3) and Training to be imparted in India (identified in Schedule-4) which are not included in the Installation and Training charges as per the provision of the Bidding Documents, as applicable
| GRAND TOTAL [1+2] |  | 0
Date : |  | Printed Name :
Place : |  | Designation :
Click for Sch-6

## Sch-6
Spec No:CC/NT/W-GIS/DOM/A02/25/13385 |  |  | Schedule - 6
GIS Package (TR-202577PKG01) for Augmentation of 1x500 MVA, 400/220 kV ICT (3rd) at Thrissur VSC HVDC Station in Kerala.
(GRAND SUMMARY)
BIDDER:
JOINT VENTURE OF & |  |  | To:
Bidder’s Name and Address (Lead Partner) : |  |  | Contract Services
Name : |  |  | Power Grid Corporation of India Ltd.,
Address : |  |  | "Saudamini", Plot No.-2
Sector-29,
Gurugram (Haryana) - 122001
Sl. No. | Description |  | Total Price (INR)
1 | TOTAL SCHEDULE NO. 1 |  | 0
Ex-works price of Plant and Equipment including Type Test Charges
2 | TOTAL SCHEDULE NO. 2 |  | 0
Local Transportation, In-transit Insurance, loading and unloading
3 | TOTAL SCHEDULE NO. 3 |  | 0
Installation Charges
4 | TOTAL SCHEDULE NO. 4 |  | Not Applicable
Training Charges
5 | TOTAL SCHEDULE NO. 5 |  | 0
Taxes and Duties
6 | TOTAL SCHEDULE NO. 7 |  | Not Applicable
Type Test Charges [Total of this Schedule is included in Schedule - 1 above.]
GRAND TOTAL [1+2+3+5]
0
Date : |  | Printed Name :
Place : |  | Designation :
Click for Sch-7

## Sch-6 After Discount (hidden)
Spec No:CC/NT/W-GIS/DOM/A02/25/13385 |  |  | Schedule - 6 After Discount
GIS Package (TR-202577PKG01) for Augmentation of 1x500 MVA, 400/220 kV ICT (3rd) at Thrissur VSC HVDC Station in Kerala.
(GRAND SUMMARY)
#REF! |  |  | To:
Bidder’s Name and Address (Lead Partner) : |  |  | Contract Services
Name : | #REF! |  | Power Grid Corporation of India Ltd.,
Address : | #REF! |  | "Saudamini", Plot No.-2
| #REF! |  | Sector-29,
| #REF! |  | Gurugram (Haryana) - 122001
Sl. No. | Description |  | Total Price (INR)
1 | TOTAL SCHEDULE NO. 1
Ex-works price of Plant and Equipment including Type Test Charges
2 | TOTAL SCHEDULE NO. 2
Local Transportation, Insurance and other Incidental Services
3 | TOTAL SCHEDULE NO. 3
Installation Charges
4 | TOTAL SCHEDULE NO. 4
Training Charges
5 | TOTAL SCHEDULE NO. 5
Taxes and Duties
6 | TOTAL SCHEDULE NO. 7
Type Test Charges [Total of this Schedule is included in Schedule - 1 above.]
GRAND TOTAL [1+2+3+4+5]
Date : |  | Printed Name :
Place : |  | Designation :
Click for Sch-7

## Sch-6 (After Discount)
Spec No:CC/NT/W-GIS/DOM/A02/25/13385 |  |  | Schedule - 6
GIS Package (TR-202577PKG01) for Augmentation of 1x500 MVA, 400/220 kV ICT (3rd) at Thrissur VSC HVDC Station in Kerala.
(GRAND SUMMARY)
BIDDER:
JOINT VENTURE OF & |  |  | To:
Bidder’s Name and Address (Lead Partner) : |  |  | Contract Services
Name : |  |  | Power Grid Corporation of India Ltd.,
Address : |  |  | "Saudamini", Plot No.-2
Sector-29,
Gurugram (Haryana) - 122001
Sl. No. | Description |  | Total Price (INR) | From Sch-6 | Discount Factors
1 | TOTAL SCHEDULE NO. 1 |  | 0 | 0 | 0
Ex-works price of Plant and Equipment including Type Test Charges
2 | TOTAL SCHEDULE NO. 2 |  | 0 | 0 | 0
Local Transportation, In-transit Insurance, loading and unloading
3 | TOTAL SCHEDULE NO. 3 |  | 0 | 0 | 0
Installation Charges
4 | TOTAL SCHEDULE NO. 4 |  | Not Applicable
Training Charges
5 | TOTAL SCHEDULE NO. 5 |  | 0
Taxes and Duties
6 | TOTAL SCHEDULE NO. 7 |  | Not Applicable
Type Test Charges [Total of this Schedule is included in Schedule - 1 above.]
GRAND TOTAL [1+2+3+5]
0
Date : |  | Printed Name :
Place : |  | Designation :
Click for Sch-7

## Sch-7
Spec No:CC/NT/W-GIS/DOM/A02/25/13385 | [11 empty] | Schedule 7
GIS Package (TR-202577PKG01) for Augmentation of 1x500 MVA, 400/220 kV ICT (3rd) at Thrissur VSC HVDC Station in Kerala. | [12 empty] | As per Lum-sum |  | 0
(SCHEDULE OF RATES AND PRICES ) | [12 empty] | AS per Percent |  | #REF!
BIDDER:
JOINT VENTURE OF &
| Bidder’s Name and Address (Lead Partner) : | [8 empty] | To:
| Name : | #REF! | [7 empty] | Contract Services
| Address : | #REF! | [7 empty] | Power Grid Corporation of India Ltd.,
|  | #REF! | [7 empty] | "Saudamini", Plot No.-2
|  | #REF! | [7 empty] | Sector-29,
Gurgaon (Haryana) - 122001
Type tests :
SL. NO. | PR No | Line Item No | Code | HSN of the Equipment /item for which type test is to be conducted | Whether HSN in column ‘---’ is confirmed. If not indicate applicable the HSN code # | Rate of GST applicable ( in %) | Whether rate of GST in column ‘---’ is confirmed. If not indicate applicable rate of GST # | Description of Test | Unit | Quantity | Unit Test Charge | Total Test Charges (Rs.) |  | Total Test Charges After Discount (Rs.) |  | Dis Alert | Total Test Charges After MPD (Rs.)
NOT APPLICABLE
| Date | [5 empty] | Printed Name
| Place | [5 empty] | Designation
Spec No:CC/NT/W-GIS/DOM/A02/25/13385
GIS Package (TR-202577PKG01) for Augmentation of 1x500 MVA, 400/220 kV ICT (3rd) at Thrissur VSC HVDC Station in Kerala. | [7 empty] | 0 | 0
(SCHEDULE OF RATES AND PRICES ) | [7 empty] | 0 | 0
#REF!
#REF! | [7 empty] | #REF! | #REF!
#REF! | [7 empty] | #REF! | #REF!
#REF! | [7 empty] | #REF! | #REF!
[8 empty] | #REF! | #REF!
[8 empty] | 0 | 0
SL. NO. | [7 empty] | Description of Test | #REF!
#REF! | [7 empty] | #REF! | #REF!
#REF! | [7 empty] | #REF!
#REF! | [7 empty] | #REF! | #REF!
#REF! | [7 empty] | #REF! | #REF!
[8 empty] | #REF! | #REF!
#REF! | [7 empty] | #REF!
#REF! | [7 empty] | #REF!
#REF! | [7 empty] | #REF!
#REF! | [7 empty] | #REF! | #REF!
#REF! | [7 empty] | #REF! | #REF!
#REF! | [7 empty] | #REF! | #REF!
#REF! | [7 empty] | #REF! | #REF!
[8 empty] | #REF! | #REF!
#REF! | [7 empty] | #REF!
#REF! | [7 empty] | #REF! | #REF!
#REF! | [7 empty] | #REF! | #REF!
#REF! | [7 empty] | #REF! | #REF!
#REF! | [7 empty] | #REF! | #REF!
[8 empty] | #REF! | #REF!
#REF! | [7 empty] | #REF!
#REF! | [7 empty] | #REF! | #REF!
#REF! | [7 empty] | #REF! | #REF!
#REF! | [7 empty] | #REF! | #REF!
[8 empty] | #REF! | #REF!
#REF! | [7 empty] | #REF!
#REF! | [7 empty] | #REF! | #REF!
#REF! | [7 empty] | #REF! | #REF!
#REF! | [7 empty] | #REF! | #REF!
[8 empty] | #REF! | #REF!
#REF! | [7 empty] | #REF!
#REF! | [7 empty] | #REF! | #REF!
#REF! | [7 empty] | #REF! | #REF!
#REF! | [7 empty] | #REF! | #REF!
#REF! | [7 empty] | #REF! | #REF!
[8 empty] | #REF! | #REF!
[8 empty] | #REF! | #REF!
#REF! | [7 empty] | #REF!
#REF! | [7 empty] | #REF!
#REF! | [7 empty] | #REF! | #REF!
#REF! | [7 empty] | #REF! | #REF!
#REF! | [7 empty] | #REF! | #REF!
[8 empty] | #REF! | #REF!
[8 empty] | #REF! | #REF!
#REF! | [7 empty] | #REF!
#REF! | [7 empty] | #REF!
#REF! | [7 empty] | #REF! | #REF!
#REF! | [7 empty] | #REF! | #REF!
#REF! | [7 empty] | #REF! | #REF!
#REF! | [7 empty] | #REF! | #REF!
#REF! | [7 empty] | #REF! | #REF!
[8 empty] | #REF! | #REF!
#REF! | [7 empty] | #REF!
#REF! | [7 empty] | #REF! | #REF!
#REF! | [7 empty] | #REF! | #REF!
#REF! | [7 empty] | #REF! | #REF!
#REF! | [7 empty] | #REF! | #REF!
#REF! | [7 empty] | #REF! | #REF!
#REF! | [7 empty] | #REF! | #REF!
[8 empty] | #REF! | #REF!
#REF! | [7 empty] | #REF!
#REF! | [7 empty] | #REF! | #REF!
#REF! | [7 empty] | #REF! | #REF!
#REF! | [7 empty] | #REF! | #REF!
#REF! | [7 empty] | #REF! | #REF!
#REF! | [7 empty] | #REF! | #REF!
#REF! | [7 empty] | #REF! | #REF!
#REF! | [7 empty] | #REF! | #REF!
#REF! | [7 empty] | #REF! | #REF!
#REF! | [7 empty] | #REF! | #REF!
[8 empty] | #REF! | #REF!
#REF! | [7 empty] | #REF!
#REF! | [7 empty] | #REF! | #REF!
#REF! | [7 empty] | #REF! | #REF!
#REF! | [7 empty] | #REF! | #REF!
[8 empty] | #REF! | #REF!
#REF! | [7 empty] | #REF!
#REF! | [7 empty] | #REF! | #REF!
#REF! | [7 empty] | #REF! | #REF!
#REF! | [7 empty] | #REF! | #REF!
[8 empty] | #REF! | #REF!
#REF! | [7 empty] | #REF!
#REF! | [7 empty] | #REF! | #REF!
#REF! | [7 empty] | #REF! | #REF!
[8 empty] | #REF! | #REF!
#REF! | [7 empty] | #REF!
#REF! | [7 empty] | #REF! | #REF!
#REF! | [7 empty] | #REF! | #REF!
#REF! | [7 empty] | #REF! | #REF!
#REF! | [7 empty] | #REF! | #REF!
#REF! | [7 empty] | #REF! | #REF!
#REF! | [7 empty] | #REF! | #REF!
[8 empty] | #REF! | #REF!
#REF! | [7 empty] | #REF!
#REF! | [7 empty] | #REF! | #REF!
#REF! | [7 empty] | #REF! | #REF!
#REF! | [7 empty] | #REF! | #REF!
#REF! | [7 empty] | #REF! | #REF!
#REF! | [7 empty] | #REF!
#REF! | [7 empty] | #REF! | #REF!
#REF! | [7 empty] | #REF! | #REF!
#REF! | [7 empty] | #REF! | #REF!
#REF! | [7 empty] | #REF! | #REF!
[8 empty] | #REF! | #REF!
[8 empty] | #REF! | #REF!
[8 empty] | #REF! | #REF!

## Discount
This letter of discount is optional. Bidder may / may not offer any discount.
Spec No:CC/NT/W-GIS/DOM/A02/25/13385 |  |  |  |  | Letter of Discount
LETTER OF DISCOUNT
To:
Contract Services | [6 empty] | Schedule 1 | 0
Power Grid Corporation of India Ltd., | [6 empty] | Schedule 2 | 0
"Saudamini", Plot No.-2 | [6 empty] | Schedule 3 | 0
Sector-29, (near IFFCO Chowk) | [6 empty] | Total | 0
Gurgaon (Haryana) - 122001
Subject : |  | GIS Package (TR-202577PKG01) for Augmentation of 1x500 MVA, 400/220 kV ICT (3rd) at Thrissur VSC HVDC Station in Kerala.
Dear Sir
With reference to the subject tender, we hereby offer unconditional discount on the prices quoted by us as per details given here below : | [5 empty] | Sch-1 | Sch-2 | Sch-3
| 1 | Discount on lum-sum basis on total price quoted by us without GST. [The discount shall be proportionately applicable on all the items of all the Schdules i.e. Sch-1 (without type test charges), Sch-2, Sch-3, Sch-4 & Sch-7] In Rs. |  |  |  | 0 | 0 | 0
| 2 | Discount on percent basis on total price quoted by us without GST. [The discount shall be applicable on all the items of all the Schdules i.e. Sch-1 (without type test charges), Sch-2 , Sch-3, Sch-4 & Sch-7] In Percent (%) |  |  |  | 0 | 0 | 0
| 3 | Discount on lum-sum basis on the Schedules as given below : [The discount shall be proportionately applicable on all the relevent items of the respective Schdules.] In Rs.
|  | Schedule-1 : Ex works prices |  | In Rs. |  | 0
|  | Schedule-2 : Local Transportation, In-transit Insurance, loading and unloading |  | In Rs. |  |  | 0
|  | Schedule-3 : Installation Charges |  | In Rs. |  |  |  | 0
|  | Schedule-4 : Training Charges |  | In Rs.
|  | Schedule-7 : Type Test Charges |  | In Rs.
| 4 | Discount on percent basis on the Schedules as given below : [The discount shall be applicable on all the relevent items of the respective Schdules.] In Percent (%)
|  | Schedule-1 : Ex works prices |  | In Percent (%) |  | 0
|  | Schedule-2 : Local Transportation, In-transit Insurance, loading and unloading |  | In Percent (%) |  |  | 0
|  | Schedule-3 : Installation Charges |  | In Percent (%) |  |  |  | 0
|  | Schedule-4 : Training Charges |  | In Percent (%)
|  | Schedule-7 : Type Test Charges |  | In Percent (%)
Discount(s) offered at sl. No. 1 to 4 will get displayed and accounted for automatically in the respective items of the Schedules.
| 5 | We hereby offer Multi-package discount as given below:
[6 empty] | 0 | 0 | 0 | 0 | 0
|  | Multi-Package Discount(s) offered at sl. No. 5 will not get automatically accounted for in the respective items of the Schedules. The same shall be worked out saparately for evaluation. |  |  |  | #DIV/0! | #DIV/0! | #DIV/0! | #DIV/0! | #REF!
[Discount will not be calculated authometrically. However, the same shall be considered during evaluation.]
Please consider this letter of discount as the integral part of our price bid.
Thanking you, we remain, | [5 empty] | 0 | 0 | 0
[5 empty] | Yours faithfully, | 0 | 0 | 0 | Discount Factors
For and on behalf of
Date : |  |  | Printed Name : | 0
Place : |  |  | Designation : | 0

## Octroi (hidden)
Details of Octroi
Sl No. | Description of Items | Amount on which Octroi is applicable | Rate of Octroi | Octroi
(1) | (2) | (3) | (4) | (5) =(3) x (4)
1 |  |  |  | 0
2 |  |  |  | 0
3 |  |  |  | 0
4 |  |  |  | 0
5 |  |  |  | 0
6 |  |  |  | 0
7 |  |  |  | 0
8 |  |  |  | 0
9 |  |  |  | 0
10 |  |  |  | 0
| Total |  |  | 0
Back to Sch 5

## Entry Tax (hidden)
Details of Entry Tax
Sl No. | Description of Items | Amount on which Entry Tax is applicable | Rate of Entry Tax | Entry Tax
(1) | (2) | (3) | (4) | (5) =(3) x (4)
1 |  |  |  | 0
2 |  |  |  | 0
3 |  |  |  | 0
4 |  |  |  | 0
5 |  |  |  | 0
6 |  |  |  | 0
7 |  |  |  | 0
8 |  |  |  | 0
9 |  |  |  | 0
10 |  |  |  | 0
| Total |  |  | 0
Back to Sch 5

## Other Taxes & Duties (hidden)
Details of Other Taxes & Duties
Sl No. | Description of Items | Amount on which Other Taxes & Duties are applicable | Description of Taxes & Duties | Rate of Taxes & Duties | Amount of Taxes & Duties
(1) | (2) | (3) | (4) | (5) | (6) =(3) x (4)
1 |  |  |  |  | 0
2 |  |  |  |  | 0
3 |  |  |  |  | 0
4 |  |  |  |  | 0
5 |  |  |  |  | 0
6 |  |  |  |  | 0
7 |  |  |  |  | 0
8 |  |  |  |  | 0
9 |  |  |  |  | 0
10 |  |  |  |  | 0
| Total |  |  |  | 0
Back to Sch 5

## Bid Form 2nd Envelope
Spec No:CC/NT/W-GIS/DOM/A02/25/13385 |  |  |  |  | Bid Form 2nd Envelope |  |  |  | Sole Bidder | 1 | st |  | 1 | January
[9 empty] | 0 | 2 | nd |  | 2 | February
BID FORM (Second Envelope) | [9 empty] | 3 | rd |  | 3 | March
[10 empty] | 4 | th |  | 4 | April
Bid Proposal Ref. No. | [9 empty] | 5 | th |  | 5 | May
Date : | [9 empty] | 6 | th | #VALUE! | 6 | June
[10 empty] | 7 | th | #VALUE! | 7 | July
To: | [9 empty] | 8 | th | #VALUE! | 8 | August
0 | [9 empty] | 9 | th | #VALUE! | 9 | September
Power Grid Corporation of India Ltd., | [9 empty] | 10 | th |  | 10 | October
"Saudamini", Plot No.-2 | [9 empty] | 11 | th |  | 11 | November
Sector-29, | [9 empty] | 12 | th |  | 12 | December
Gurugram (Haryana) - 122001 | [9 empty] | 13 | th
[10 empty] | 14 | th
Name of Contract : |  | GIS Package (TR-202577PKG01) for Augmentation of 1x500 MVA, 400/220 kV ICT (3rd) at Thrissur VSC HVDC Station in Kerala. | [7 empty] | 15 | th
Dear Ladies and/or Gentlemen, | [9 empty] | 16 | th
1 | In continuation of First Envelope of our Bid, we hereby submit the Second Envelope of the Bid, both of which shall be read together and in conjunction with each other, and shall be construed as an integral part of our Bid. Accordingly, we the undersigned, offer to design, manufacture, test, deliver, install and commission (including carrying out Trial Operation, Performance & Guarantee Test as per provision of Technical Specification) under the above-named package in full conformity with the said Bidding Documents for the sum of Rs. 0/- () or such other sums as may be determined in accordance with the terms and conditions of the Bidding Documents |  |  |  |  | In continuation of First Envelope of our Bid, we hereby submit the Second Envelope of the Bid, both of which shall be read together and in conjunction with each other, and shall be construed as an integral part of our Bid. Accordingly, we the undersigned, offer to design, manufacture, test, deliver, install and commission (including carrying out Trial Operation, Performance & Guarantee Test as per provision of Technical Specification) under the above-named package in full conformity with the said Bidding Documents for the sum of Rs. |  |  |  | 17 | th
[6 empty] | 0 | /- (
)
| The above amounts are in accordance with the price schedules attached herewith and are made part of this bid. |  |  |  |  | or such other sums as may be determined in accordance with the terms and conditions of the Bidding Documents |  |  |  | 18 | th
2 | Price Schedules | [8 empty] | 19 | th
2.1 | In line with the requirements of the Bidding documents, we enclose herewith the following Price Schedules, duly filled - in as per your proforma: | [8 empty] | 20 | th
| Schedule 1 |  | Plant and Equipment (Including Mandatory Spare Parts) to be supplied, including Type Test Charges. | [6 empty] | 21 | st
| Schedule 2 |  | Local Transportation, In-transit Insurance, loading and unloading | [6 empty] | 22 | th
| Schedule 3 |  | Installation Charges. |  |  | Sole Bidder |  |  |  | 23 | th
| Schedule 4 |  | Training charges for training to be imparted (Not Applicable) | [6 empty] | 24 | th
| Schedule 5 |  | Taxes and Duties not included in Schedule 1 & 3 | [6 empty] | 25 | th
| Schedule 6 |  | Grand Summary [Schedule 1to 5] | [6 empty] | 26 | th
| Schedule 7 |  | Break-up of Type Test Charges (Not Applicable) | [6 empty] | 27 | th
2.2 | We are aware that the Price Schedules do not generally give a full description of the Work to be performed under each item and we shall be deemed to have read the Technical Specifications and other sections of the Bidding Documents and Drawings to ascertain the full scope of Work included in each item while filling-in the rates and prices. We agree that the entered rates and prices shall be deemed to include for the full scope as aforesaid, including overheads and profit. | [8 empty] | 28 | th
2.3 | We declare that as specified in Clause 11.5, Section –II:ITB, Vol.-I of the Bidding Documents, prices quoted by us in the Price Schedules shall be subject to Price Adjustment during the execution of the Contract in accordance with Appendix-2 (Price Adjustment) to the Contract Agreement. | [8 empty] | 29 | th
2.4 | We understand that in the price schedules, where there are errors between the total of the amounts given under the column for the price Breakdown and the amount given under the Total Price, the former shall prevail and the latter will be corrected accordingly. We further understand that where there are discrepancies between amounts stated in figures and amounts stated in words, the amount stated in words shall prevail. Similarly, any discrepancy in the total bid price and that of the summation of Schedule price (price indicated in a Schedule indicating the total of that schedule), the total bid price shall be corrected to reflect the actual summation of the Schedule prices. | [8 empty] | 30 | th
2.5 | We declare that items left blank in the Schedules will be deemed to have been included in other items. The TOTAL for each Schedule and the TOTAL of Grand Summary shall be deemed to be the total price for executing the Facilities and sections thereof in complete accordance with the Contract, whether or not each individual item has been priced. | [8 empty] | 31 | st
3 | We confirm that except as otherwise specifically provided our Bid Prices in this Second Envelope include all taxes, duties, levies and charges as may be assessed on us, our Sub-Contractor/Sub-Vendor or their employees by all municipal, state or national government authorities in connection with the Facilities, in and outside of India.
3.1 | 100% of applicable Taxes and Duties i.e GST which are payable by the Employer under the Contract, shall be reimbursed by the Employer on production of satisfactory documentary evidence by the Contractor in accordance with the provisions of the Bidding Documents
3.2 | We further understand that notwithstanding 3.0 above, in case of award on us, you shall also bear and pay/reimburse to us, GST applicable on supplies by us to you, imposed on the Plant & Equipment including Mandatory Spare Parts to be incorporated into the Facilities including Type Test charges for Type test to be conducted in India specified in Schedule No. 1, Installation Services specified in Schedule No. 3 and Charges for Training to be imparted in India specified in Schedule No. 4 of the Price Schedule in this Second Envelope, by the Indian Laws.
3.3 | We confirm that we have also registered/we shall also get registered in the GST Network with a GSTIN in all the states where the project is located and the states from which we shall make our supply of goods.
4 | # (For Joint Venture only) We, the partners of Joint Venture submitting this bid, do agree and confirm that in case of Award of Contract on the Joint Venture, we shall be jointly and severally liable and responsible for the execution of the Contract in accordance with Contract terms and conditions.
5 | We, hereby, declare that only the persons or firms interested in this proposal as principals are named here and that no other persons or firms other than those mentioned herein have any interest in this proposal or in the Contract to be entered into, if the award is made on us, that this proposal is made without any connection with any other person, firm or party likewise submitting a proposal is in all respects for and in good faith, without collusion or fraud.
Thanking you, we remain,
Yours faithfully,
For and on behalf of JOINT VENTURE OF &
Signature :
Date : |  |  |  | Printed Name : | 0
Place : |  |  |  | Designation : | 0
Common Seal :
Please provide additional information of the Bidder
Business Address :
Country of Incorporation :
State/Province to be indicated :
Name of Principal Officer :
Address of Principal Officer :
Note: Bidders may note that no prescribed proforma has been enclosed for Attachment 2 : Power of Attorney. Bidders may use their own proforma for furnishing the required information with the bid.
* * *
Back to Cover Page

## Contracts-Template (hidden)
Exworks
| Total Ex-Works Price Direct |  |  |  |  | 0
| Total Ex-Works Price Bought Out |  |  |  |  | 0
| Total Ex-Works Price |  |  |  |  | 0
| Total Type Test charges as per Schedule-7 |  |  |  |  | #REF!
| Total Ex-works Price including Type Test charges |  |  |  |  | #REF!
Note : | Specify amount of Excise Duty, Sales Tax/'VAT and other taxes payable on the transaction between the Contractor and the Employer and octroi/entry tax as applicable for destination site/state on all items of supply including bought-out finished items (to be identified in the Contract), which shall be dispatched directly from the sub-vendor’s works to the Employer’s site (sale-in-transit), separately in Schedule-5. Excise Duty, Sales tax and other levies for all the bought-out items are to be included in the EXW Price (Col. No. 5) only and not to be indicated in Schedule-5.
^ | If the item(s) quoted/considered as "Bought-out" in the bid are manufactured at Bidder's works and confirmed to be supplied under “Direct transaction” by the bidder, then the taxes and duties on such items shall be paid/reimbursed by POWERGRID in line with the provisions of Bidding Documents. For this purpose, at the time of award, the Ex-works price (exclusive of taxes & duties) shall be arrived at from the quoted Ex-works price (inclusive of taxes ad duties) by excluding taxes and duties applicable on such items, as on date of Bid opening, in case of supplies from manufacturer proposed in the bid. During contract execution, the taxes and duties on such items shall be paid/reimbursed at actuals, limited to the rates prevailing on date of Bid opening.
Date : | --
Place : |  |  | Printed Name : |  | --
Designation :
FandI
| Total F&I Price |  |  |  |  | (=SUM(I16:I27))
Date : | (='Sch-1'!B43)
Place : | (='Sch-1'!B44) |  | Printed Name : | (='Sch-1'!E44)
|  |  | Designation : | (='Sch-1'!E45)
service
| Total Installaiton Charges | [5 empty] | #REF!
Date : | (='Sch-1'!B43)
Place : | (='Sch-1'!B44) |  | Printed Name : | (='Sch-1'!E44)
|  |  | Designation : | (='Sch-1'!E45)
Training
Date : | (=IF('Sch-1'!B43=0,"", 'Sch-1'!B43)) |  | (="Printed Name : " & IF('Sch-1'!E44=0,"",'Sch-1'!E44))
Place : | (=IF('Sch-1'!B44=0,"", 'Sch-1'!B44)) |  | (="Designation : " & IF('Sch-1'!E45=0,"",'Sch-1'!E45))
Type test
| TOTAL TYPE TEST CHARGES |  |  |  |  | (=SUM(I17:I18))
Date : | (='Sch-1'!B43) | (="Printed Name : " & 'Sch-1'!E44)
Place : | (='Sch-1'!B44) | (="Designation : " & 'Sch-1'!E45)
Note : | Bidder should indicate the name of test laboratories where type tests are proposed to be conducted
Direct
Bought-out

## N-W (Cr.) (hidden)
#REF! |  |  | 0 |  | #REF! |  |  | 0 |  |  | #REF!
#REF!
INR
#REF! |  |  |  |  | #REF! | [5 empty] | #N/A
#N/A
#REF! | #REF! |  | 0 |  | #REF! | #REF! |  | 0
#REF! | #REF! | #REF! | 0 |  | #REF! | #REF! | #REF! | 0
#REF! | #REF! | #REF! | 0 |  | #REF! | #REF! | #REF! | 0 |  | #REF! | 0 | 0 | 0 | 0 | #REF! | plus
#REF! | #REF! | #REF! | 0 |  | #REF! | #REF! | #REF! | 0 |  | #REF! | 0 | 0 | 0 | 1 | #REF!
#REF! | #REF! | #REF! | 0 |  | #REF! | #REF! | #REF! | 0 |  | #REF! | 0 | 0 | 1 | 0 | #REF!
#REF! | #REF! | #REF! | 0 |  | #REF! | #REF! | #REF! | 0 |  | #REF! | 0 | 0 | 1 | 1 | #REF!
[10 empty] | #REF! | 0 | 1 | 0 | 0 | #REF!
1 | One |  | 1 | One | 1 | One |  | 1 | One | #REF! | 0 | 1 | 0 | 1 | #REF!
2 | Two |  | 2 | Two | 2 | Two |  | 2 | Two | #REF! | 0 | 1 | 1 | 0 | #REF!
3 | Three |  | 3 | Three | 3 | Three |  | 3 | Three | #REF! | 0 | 1 | 1 | 1 | #REF!
4 | Four |  | 4 | Four | 4 | Four |  | 4 | Four | #REF! | 1 | 0 | 0 | 0 | #REF!
5 | Five |  | 5 | Five | 5 | Five |  | 5 | Five | #REF! | 1 | 0 | 0 | 1 | #REF!
6 | Six |  | 6 | Six | 6 | Six |  | 6 | Six | #REF! | 1 | 0 | 1 | 0 | #REF!
7 | Seven |  | 7 | Seven | 7 | Seven |  | 7 | Seven | #REF! | 1 | 0 | 1 | 1 | #REF!
8 | Eight |  | 8 | Eight | 8 | Eight |  | 8 | Eight | #REF! | 1 | 1 | 0 | 0 | #REF!
9 | Nine |  | 9 | Nine | 9 | Nine |  | 9 | Nine | #REF! | 1 | 1 | 0 | 1 | #REF!
10 | Ten |  | 10 | Ten | 10 | Ten |  | 10 | Ten | #REF! | 1 | 1 | 1 | 0 | #REF!
11 | Eleven |  | 11 | Eleven | 11 | Eleven |  | 11 | Eleven | #REF! | 1 | 1 | 1 | 1 | #REF!
12 | Twelve |  | 12 | Twelve | 12 | Twelve |  | 12 | Twelve
13 | Thirteen |  | 13 | Thirteen | 13 | Thirteen |  | 13 | Thirteen
14 | Fourteen |  | 14 | Fourteen | 14 | Fourteen |  | 14 | Fourteen
15 | Fifteen |  | 15 | Fifteen | 15 | Fifteen |  | 15 | Fifteen
16 | Sixteen |  | 16 | Sixteen | 16 | Sixteen |  | 16 | Sixteen | #REF! | 0 | 0 | 0 | 0 | #REF! | +
17 | Seventeen |  | 17 | Seventeen | 17 | Seventeen |  | 17 | Seventeen | #REF! | 0 | 0 | 0 | 1 | #REF! | /- +
18 | Eighteen |  | 18 | Eighteen | 18 | Eighteen |  | 18 | Eighteen | #REF! | 0 | 0 | 1 | 0 | #REF! | /-
19 | Nineteen |  | 19 | Nineteen | 19 | Nineteen |  | 19 | Nineteen | #REF! | 0 | 0 | 1 | 1 | #REF!
20 | Twenty |  | 20 | Twenty | 20 | Twenty |  | 20 | Twenty | #REF! | 0 | 1 | 0 | 0 | #REF!
21 | Twenty One |  | 21 | Twenty One | 21 | Twenty One |  | 21 | Twenty One | #REF! | 0 | 1 | 0 | 1 | #REF!
22 | Twenty Two |  | 22 | Twenty Two | 22 | Twenty Two |  | 22 | Twenty Two | #REF! | 0 | 1 | 1 | 0 | #REF!
23 | Twenty Three |  | 23 | Twenty Three | 23 | Twenty Three |  | 23 | Twenty Three | #REF! | 0 | 1 | 1 | 1 | #REF!
24 | Twenty Four |  | 24 | Twenty Four | 24 | Twenty Four |  | 24 | Twenty Four | #REF! | 1 | 0 | 0 | 0 | #REF!
25 | Twenty Five |  | 25 | Twenty Five | 25 | Twenty Five |  | 25 | Twenty Five | #REF! | 1 | 0 | 0 | 1 | #REF!
26 | Twenty Six |  | 26 | Twenty Six | 26 | Twenty Six |  | 26 | Twenty Six | #REF! | 1 | 0 | 1 | 0 | #REF!
27 | Twenty Seven |  | 27 | Twenty Seven | 27 | Twenty Seven |  | 27 | Twenty Seven | #REF! | 1 | 0 | 1 | 1 | #REF!
28 | Twenty Eight |  | 28 | Twenty Eight | 28 | Twenty Eight |  | 28 | Twenty Eight | #REF! | 1 | 1 | 0 | 0 | #REF!
29 | Twenty Nine |  | 29 | Twenty Nine | 29 | Twenty Nine |  | 29 | Twenty Nine | #REF! | 1 | 1 | 0 | 1 | #REF!
30 | Thirty |  | 30 | Thirty | 30 | Thirty |  | 30 | Thirty | #REF! | 1 | 1 | 1 | 0 | #REF!
31 | Thirty One |  | 31 | Thirty One | 31 | Thirty One |  | 31 | Thirty One | #REF! | 1 | 1 | 1 | 1 | #REF!
32 | Thirty Two |  | 32 | Thirty Two | 32 | Thirty Two |  | 32 | Thirty Two
33 | Thirty Three |  | 33 | Thirty Three | 33 | Thirty Three |  | 33 | Thirty Three
34 | Thirty Four |  | 34 | Thirty Four | 34 | Thirty Four |  | 34 | Thirty Four
35 | Thirty Fivr |  | 35 | Thirty Fivr | 35 | Thirty Fivr |  | 35 | Thirty Fivr
36 | Thirty Six |  | 36 | Thirty Six | 36 | Thirty Six |  | 36 | Thirty Six
37 | Thirty Seven |  | 37 | Thirty Seven | 37 | Thirty Seven |  | 37 | Thirty Seven
38 | Thirty Eight |  | 38 | Thirty Eight | 38 | Thirty Eight |  | 38 | Thirty Eight
39 | Thirty Nine |  | 39 | Thirty Nine | 39 | Thirty Nine |  | 39 | Thirty Nine
40 | Forty |  | 40 | Forty | 40 | Forty |  | 40 | Forty
41 | Forty One |  | 41 | Forty One | 41 | Forty One |  | 41 | Forty One
42 | Forty Two |  | 42 | Forty Two | 42 | Forty Two |  | 42 | Forty Two
43 | Forty Three |  | 43 | Forty Three | 43 | Forty Three |  | 43 | Forty Three
44 | Forty Four |  | 44 | Forty Four | 44 | Forty Four |  | 44 | Forty Four
45 | Forty Five |  | 45 | Forty Five | 45 | Forty Five |  | 45 | Forty Five
46 | Forty Six |  | 46 | Forty Six | 46 | Forty Six |  | 46 | Forty Six
47 | Forty Seven |  | 47 | Forty Seven | 47 | Forty Seven |  | 47 | Forty Seven
48 | Forty Eight |  | 48 | Forty Eight | 48 | Forty Eight |  | 48 | Forty Eight
49 | Forty Nine |  | 49 | Forty Nine | 49 | Forty Nine |  | 49 | Forty Nine
50 | Fifty |  | 50 | Fifty | 50 | Fifty |  | 50 | Fifty
51 | Fifty One |  | 51 | Fifty One | 51 | Fifty One |  | 51 | Fifty One
52 | Fifty Two |  | 52 | Fifty Two | 52 | Fifty Two |  | 52 | Fifty Two
53 | Fifty Three |  | 53 | Fifty Three | 53 | Fifty Three |  | 53 | Fifty Three
54 | Fifty Four |  | 54 | Fifty Four | 54 | Fifty Four |  | 54 | Fifty Four
55 | Fifty Five |  | 55 | Fifty Five | 55 | Fifty Five |  | 55 | Fifty Five
56 | Fifty Six |  | 56 | Fifty Six | 56 | Fifty Six |  | 56 | Fifty Six
57 | Fifty Seven |  | 57 | Fifty Seven | 57 | Fifty Seven |  | 57 | Fifty Seven
58 | Fifty Eight |  | 58 | Fifty Eight | 58 | Fifty Eight |  | 58 | Fifty Eight
59 | Fifty Nine |  | 59 | Fifty Nine | 59 | Fifty Nine |  | 59 | Fifty Nine
60 | Sixty |  | 60 | Sixty | 60 | Sixty |  | 60 | Sixty
61 | Sixty One |  | 61 | Sixty One | 61 | Sixty One |  | 61 | Sixty One
62 | Sixty Two |  | 62 | Sixty Two | 62 | Sixty Two |  | 62 | Sixty Two
63 | Sixty Three |  | 63 | Sixty Three | 63 | Sixty Three |  | 63 | Sixty Three
64 | Sixty Four |  | 64 | Sixty Four | 64 | Sixty Four |  | 64 | Sixty Four
65 | Sixty Five |  | 65 | Sixty Five | 65 | Sixty Five |  | 65 | Sixty Five
66 | Sixty Six |  | 66 | Sixty Six | 66 | Sixty Six |  | 66 | Sixty Six
67 | Sixty Seven |  | 67 | Sixty Seven | 67 | Sixty Seven |  | 67 | Sixty Seven
68 | Sixty Eight |  | 68 | Sixty Eight | 68 | Sixty Eight |  | 68 | Sixty Eight
69 | Sixty Nine |  | 69 | Sixty Nine | 69 | Sixty Nine |  | 69 | Sixty Nine
70 | Seventy |  | 70 | Seventy | 70 | Seventy |  | 70 | Seventy
71 | Seventy One |  | 71 | Seventy One | 71 | Seventy One |  | 71 | Seventy One
72 | Seventy Two |  | 72 | Seventy Two | 72 | Seventy Two |  | 72 | Seventy Two
73 | Seventy Three |  | 73 | Seventy Three | 73 | Seventy Three |  | 73 | Seventy Three
74 | Seventy Four |  | 74 | Seventy Four | 74 | Seventy Four |  | 74 | Seventy Four
75 | Seventy Five |  | 75 | Seventy Five | 75 | Seventy Five |  | 75 | Seventy Five
76 | Seventy Six |  | 76 | Seventy Six | 76 | Seventy Six |  | 76 | Seventy Six
77 | Seventy Seven |  | 77 | Seventy Seven | 77 | Seventy Seven |  | 77 | Seventy Seven
78 | Seventy Eight |  | 78 | Seventy Eight | 78 | Seventy Eight |  | 78 | Seventy Eight
79 | Seventy Nine |  | 79 | Seventy Nine | 79 | Seventy Nine |  | 79 | Seventy Nine
80 | Eighty |  | 80 | Eighty | 80 | Eighty |  | 80 | Eighty
81 | Eighty One |  | 81 | Eighty One | 81 | Eighty One |  | 81 | Eighty One
82 | Eighty Two |  | 82 | Eighty Two | 82 | Eighty Two |  | 82 | Eighty Two
83 | Eighty Three |  | 83 | Eighty Three | 83 | Eighty Three |  | 83 | Eighty Three
84 | Eighty Four |  | 84 | Eighty Four | 84 | Eighty Four |  | 84 | Eighty Four
85 | Eighty Five |  | 85 | Eighty Five | 85 | Eighty Five |  | 85 | Eighty Five
86 | Eighty Six |  | 86 | Eighty Six | 86 | Eighty Six |  | 86 | Eighty Six
87 | Eighty Seven |  | 87 | Eighty Seven | 87 | Eighty Seven |  | 87 | Eighty Seven
88 | Eighty Eight |  | 88 | Eighty Eight | 88 | Eighty Eight |  | 88 | Eighty Eight
89 | Eighty Nine |  | 89 | Eighty Nine | 89 | Eighty Nine |  | 89 | Eighty Nine
90 | Ninety |  | 90 | Ninety | 90 | Ninety |  | 90 | Ninety
91 | Ninety One |  | 91 | Ninety One | 91 | Ninety One |  | 91 | Ninety One
92 | Ninety Two |  | 92 | Ninety Two | 92 | Ninety Two |  | 92 | Ninety Two
93 | Ninety Three |  | 93 | Ninety Three | 93 | Ninety Three |  | 93 | Ninety Three
94 | Ninety Four |  | 94 | Ninety Four | 94 | Ninety Four |  | 94 | Ninety Four
95 | Ninety Five |  | 95 | Ninety Five | 95 | Ninety Five |  | 95 | Ninety Five
96 | Ninety Six |  | 96 | Ninety Six | 96 | Ninety Six |  | 96 | Ninety Six
97 | Ninety Seven |  | 97 | Ninety Seven | 97 | Ninety Seven |  | 97 | Ninety Seven
98 | Ninety Eight |  | 98 | Ninety Eight | 98 | Ninety Eight |  | 98 | Ninety Eight
99 | Ninety Nine |  | 99 | Ninety Nine | 99 | Ninety Nine |  | 99 | Ninety Nine
100 | One Hundred |  | 100 | One Hundred | 100 | One Hundred |  | 100 | One Hundred
BG VALUE:
#REF!
#REF!
#REF! | #REF!
#REF! | #REF! | #REF!
#REF! | #REF! | #REF!
#REF! | #REF! | #REF!
#REF! | #REF! | #REF!
#REF! | #REF! | #REF!
1 | One
2 | Two
3 | Three
4 | Four
5 | Five
6 | Six
7 | Seven
8 | Eight
9 | Nine
10 | Ten
11 | Eleven
12 | Twelve
13 | Thirteen
14 | Fourteen
15 | Fifteen
16 | Sixteen
17 | Seventeen
18 | Eighteen
19 | Nineteen
20 | Twenty
21 | Twenty One
22 | Twenty Two
23 | Twenty Three
24 | Twenty Four
25 | Twenty Five
26 | Twenty Six
27 | Twenty Seven
28 | Twenty Eight
29 | Twenty Nine
30 | Thirty
31 | Thirty One
32 | Thirty Two
33 | Thirty Three
34 | Thirty Four
35 | Thirty Fivr
36 | Thirty Six
37 | Thirty Seven
38 | Thirty Eight
39 | Thirty Nine
40 | Forty
41 | Forty One
42 | Forty Two
43 | Forty Three
44 | Forty Four
45 | Forty Five
46 | Forty Six
47 | Forty Seven
48 | Forty Eight
49 | Forty Nine
50 | Fifty
51 | Fifty One
52 | Fifty Two
53 | Fifty Three
54 | Fifty Four
55 | Fifty Five
56 | Fifty Six
57 | Fifty Seven
58 | Fifty Eight
59 | Fifty Nine
60 | Sixty
61 | Sixty One
62 | Sixty Two
63 | Sixty Three
64 | Sixty Four
65 | Sixty Five
66 | Sixty Six
67 | Sixty Seven
68 | Sixty Eight
69 | Sixty Nine
70 | Seventy
71 | Seventy One
72 | Seventy Two
73 | Seventy Three
74 | Seventy Four
75 | Seventy Five
76 | Seventy Six
77 | Seventy Seven
78 | Seventy Eight
79 | Seventy Nine
80 | Eighty
81 | Eighty One
82 | Eighty Two
83 | Eighty Three
84 | Eighty Four
85 | Eighty Five
86 | Eighty Six
87 | Eighty Seven
88 | Eighty Eight
89 | Eighty Nine
90 | Ninety
91 | Ninety One
92 | Ninety Two
93 | Ninety Three
94 | Ninety Four
95 | Ninety Five
96 | Ninety Six
97 | Ninety Seven
98 | Ninety Eight
99 | Ninety Nine
100 | One Hundred