## Basic (hidden)
Package Name | Tower Package TW-01 for 400kV D/C Jhatikara - Dwarka Transmission Line including associated 2 Nos. of 400 kV line bays each at both Jhatikara and Dwarka substations under Rajasthan REZ Ph-III, Part-D- Ph-II Scheme
Package Code | Tower Package TW-01
Specification No. | Specification No.: CC/NT/W-TW/DOM/A10/24/12830
Rev-02

## Cover
Rev-02
Price Schedules | Tower Package TW-01 for 400kV D/C Jhatikara - Dwarka Transmission Line including associated 2 Nos. of 400 kV line bays each at both Jhatikara and Dwarka substations under Rajasthan REZ Ph-III, Part-D- Ph-II Scheme |  | Tower Package TW-01
Specification No.: CC/NT/W-TW/DOM/A10/24/12830
| 1 | Fill up only green shaded cells in Sch-1, Sch-2, Sch-3, Sch-4, Sch-7 and Bid Form 2nd Envelope.
| 2 | All the cells in Sch-5 & Sch-6 are auto filled, therefore no cell is required to be filled up there.
| 3 | Instructions / error messages, if any, will be displayed automatically after selecting the cell.
| 4 | After filling up all the schedues, save the file, take print out of all the schedules and Bid form and sign & stamp and submit them as hard copy of the 2nd envelope (Price part) of the bid. Also ensure to submit the soft copy of the the same file on CD/ DVD.
Click to skip Instructions & Proceed
Click for Detailed General Instructions
General guidelines for filling up the Price Schedules, Sch-1 to Sch-7

## Instructions (hidden)
General Instruction to the Bidders for filling up this workbook of Price Schedules
I | While filling up the worksheets following may please be observed :
| (i) | Fill up only green shaded cells.
| (ii) | Certain data type entries have been restricted, such as Numeric values or limits of numeric values.
| (iii) | Select only the options provided in pull down menus.
| (iv) | Do not link any cell of this work book with any other work book.
| (v) | Do not use copy & paste or cut & paste options for filling up the data.
| (vi) | Do not reformat any of the cell of the work book.
II | This Workbook consists of following worksheets :
Cover :
Opening page of the workbook.
Names of Bidder :
| ● | Select Sole Bidder or JV (Joint Venture) from the pull down menu. Do not leave this cell blank.
| ● | Select nos. of the JV Partners other than the Lead Partner from drop down menu.
| ● | In case of JV partners more than 2, enter details of 3rd & more partners along with details of 2nd partner.
| ● | Fill up names and address of the Sole Bidder and /or Joint Venture.
| ● | Fill up date in dd-mmm-yyyy format from drop down menu.
| ● | Click for Sch-1 given at the right top of the worksheet to go to Sch-1.
Sch-1 (Ex-works Prices) :
| ● | Fill up unit rates for all the items in numeric values greater than 0 (zero). If unit rate is left blank, the corresponding item shall be deemed to be included in the total price.
| ● | Corresponding cell for mode of transaction shall be come enable only after filling up the unit rate, therefore first fill up the unit rate and then mode of transaction for the corresponding item.
| ● | Select either Direct or Bought-out from the drop down menu. Do not leave the cell blank the same shall be deemed to be Bought-out if the cell is left blank.
| ● | Total amount shall get calculated automatically.
| ● | Type Test charges shall appear automatically after filling up Sch-7 appropriately.
Sch-2 (Freight & Insurance Charges) :
| ● | Fill up unit rates for all the items in numeric values greater than 0 (zero). If unit rate is left blank, the corresponding item shall be deemed to be included in the total price.
| ● | Total amount shall get calculated automatically.
Sch-3 (Erection Charges) :
| ● | Fill up unit rates for all the items in numeric values greater than 0 (zero). If unit rate is left blank, the corresponding item shall be deemed to be included in the total price.
| ● | Total amount shall get calculated automatically.
Sch-4 (Training Charges) :
| ● | Not applicable, hence no cell is required to be filled up.
Sch-4b (Maintenance Charges during and after Defect Liability Period) :
| ● | Not applicable, hence no cell is required to be filled up.
Sch-5 (Summary of Taxes and Duties applicable on the Goods) :
| ● | No cell is required to be filled in by the bidder in this worksheet.
Sch -6 :
| ● | Summary of all the Schedules without considering discount (mentioned in the work sheet discount) shall be displayed automatically.
| ● | No cell is required to be filled in by the bidder in this worksheet.
Sch-7 (Type Test Charges) :
| ● | Fill up the rates & location where type tests are proposed.
| ● | Total of this Sch-7 shall automatically appear in Sch-1.
Bid from 2nd Envelope :
| ● | Fill up ref. no. as bidder's ref no. of this letter.
| ● | This letter shall consider the net price as per Sch-6 (After Discount).
| ● | Fill up names & Designation of the representatives of other JV partner(s) if the bidder is JV (Joint Venture) .
| ● | Fill up additional information as required.
* * *
Happy Bidding !
Click to Proceed

## Names of Bidder
Tower Package TW-01 for 400kV D/C Jhatikara - Dwarka Transmission Line including associated 2 Nos. of 400 kV line bays each at both Jhatikara and Dwarka substations under Rajasthan REZ Ph-III, Part-D- Ph-II Scheme
Specification No.: CC/NT/W-TW/DOM/A10/24/12830 |  |  |  |  | Sole Bidder | 1 |  | Sole Bidder | 1
[5 empty] | Joint Venture | 2 or More |  | JV (Joint Venture) | 2 or More
Enter following details of the bidder
Specify type of Bidder [Select from drop down menu] | Sole Bidder |  | Sole Bidder | 1 | 0 | Sole Bidder | 1 | 0
1
0
Name of Sole Bidder
Address of Sole Bidder
Name of other Partner
Address of other Partner
…….. …….. …….. …….. …….. ……..
…….. …….. …….. …….. …….. ……..
Name of other Partner - 2 (more, if any) | …….. …….. …….. …….. …….. ……..
Address of other Partner - 2 (more, if any) | …….. …….. …….. …….. …….. ……..
…….. …….. …….. …….. …….. ……..
…….. …….. …….. …….. …….. ……..
Printed Name
Designation
email ID of Bid Signatory
Mobile No. of Bid Signatory
Tel No. of Bid Signatory
Fax No. of Bid Signatory
Date |  | 31
Place
Click for Sch-1

## Sch-1
Specification No.: CC/NT/W-TW/DOM/A10/24/12830 | [12 empty] | Schedule - 1 | Schedule - 1 |  |  | Direct Total | 0 | Sole Bidder | `
[17 empty] | BO Total | #REF! | 0
Tower Package TW-01 for 400kV D/C Jhatikara - Dwarka Transmission Line including associated 2 Nos. of 400 kV line bays each at both Jhatikara and Dwarka substations under Rajasthan REZ Ph-III, Part-D- Ph-II Scheme
(SCHEDULE OF RATES AND PRICES)
Bidder’s Name and Address (Sole Bidder) : | [11 empty] | To:
Contracts Services, 3rd Floor
Name : | [11 empty] | Power Grid Corporation of India Ltd., | [6 empty] | &
Address : | [11 empty] | "Saudamini", Plot No.-2
Sector-29,
Gurgaon (Haryana) - 122001
PLANT AND EQUIPMENT (INCLUDING MANDATORY SPARES PARTS) TO BE SUPPLIED, INCLUDING TYPE TEST CHARGES FOR TESTS TO BE CONDUCTED | [17 empty] | Direct
[10 empty] | All Prices are in Indian Rupees. | [7 empty] | Bought-Out
SI. No. | PR No | PR Line Item No | Activity Description | Material Code | HSN Code | Whether HSN in column ‘ 6 ’ is confirmed. If not indicate applicable the HSN code * | Rate of GST applicable (in %) | Whether rate of GST in column ‘4’ is confirmed. If not indicate applicable rate of GST * | Item Description | Unit | Qty. | Unit Ex-works price (excluding GST) | Total Ex-works price (excluding GST) | GST Tax as confirmed by Bidder
1 | 2 | 3 | 4 | 5 | 6 | 7 | 8 | 9 | 10 | 11 | 12 | 13 | 14= 12 x 13 | 15
I | 400kV Jhatikara-Dwaraka D/c (HTLS) | [13 empty] | Revaluation of J column | Tax Calculation
1 | 7000028445 | 10 | FABRICATION AND SUPPLY | 1000013391 | 73082011 |  | 18 |  | Fabrication, galvanising & supply ofvarious types of towers & towerparts,tower/leg extensions (complete)excluding step bolt, stubs andbolts &nuts but including hangers, D-Shackles,pack washers etc.-HTSteel for NormalTowers | MT | 850 |  | Included | 0 | 0 | 0
2 | 7000028445 | 20 | FABRICATION AND SUPPLY | 1000015274 | 73082011 |  | 18 |  | Fabrication, galvanising & supply ofvarious types of towers & towerparts,tower/leg extensions (complete)excluding step bolt, stubs andbolts &nuts but including hangers, D-Shackles,pack washers etc.-MSSteel for NormalTowers | MT | 270 |  | Included | 0 | 0 | 0
3 | 7000028445 | 30 | FABRICATION AND SUPPLY | 1000013393 | 73082011 |  | 18 |  | Fabrication, galvanising & supply ofstubs with cleats for varioustypes oftowers and tower extensions(complete)with packwashers excluding supply ofbolts & nuts-HT Steel for Normal Towers | MT | 95 |  | Included | 0 | 0 | 0
4 | 7000028445 | 40 | FABRICATION AND SUPPLY | 1000013472 | 73181500 |  | 18 |  | Supply of Hexagonal Bolts & Nuts fortowers including Step Bolts,SpringWashers etc. | MT | 57 |  | Included | 0 | 0 | 0
5 | 7000028445 | 50 | FABRICATION AND SUPPLY | 1000007847 | 73181500 |  | 18 |  | Supply of Bolts & Nuts for Stubsincluding Spring Washers etc. | MT | 3 |  | Included | 0 | 0 | 0
6 | 7000028445 | 60 | FABRICATION AND SUPPLY | 1000015276 | 73082011 |  | 18 |  | Fabrication, galvanising & supply ofstubs with cleats for varioustypes oftowers and tower extensions(complete)with packwashers excluding supply ofbolts & nuts-MS Steel for Normal Towers | MT | 12 |  | Included | 0 | 0 | 0
7 | 7000028445 | 70 | EARTHING OF TOWERS | 1000017587 | 73082011 |  | 18 |  | Supply of Pipe Type Earthing | EA | 68 |  | Included | 0 | 0 | 0
8 | 7000028445 | 80 | EARTHING OF TOWERS | 1000038340 | 73082011 |  | 18 |  | ROD TYPE EARTHING | EA | 29 |  | Included | 0 | 0 | 0
9 | 7000028445 | 90 | EARTHING OF TOWERS | 1000019718 | 73082011 |  | 18 |  | Supply of Shieldwire EarthingincludingPG clamps, downlead clampsbutexcluding Earthwire bits for Pipetypeearthing | EA | 2 |  | Included | 0 | 0 | 0
10 | 7000028445 | 100 | EARTHING OF TOWERS | 1000034135 | 73082011 |  | 18 |  | EARTHING OF PILE FOUNDATION LOCATIONS | MT | 2.5 |  | Included | 0 | 0 | 0
11 | 7000028445 | 110 | TOWER ACCESSORIES | 1000010539 | 73082011 |  | 18 |  | Danger Plate for 400kV | EA | 73 |  | Included | 0 | 0 | 0
12 | 7000028445 | 120 | TOWER ACCESSORIES | 1000015971 | 73082011 |  | 18 |  | Number Plate for 400kV | EA | 73 |  | Included | 0 | 0 | 0
13 | 7000028445 | 130 | TOWER ACCESSORIES | 1000017508 | 73082011 |  | 18 |  | Phase Plate (Set of three) | SET | 146 |  | Included | 0 | 0 | 0
14 | 7000028445 | 140 | TOWER ACCESSORIES | 1000009119 | 73082011 |  | 18 |  | Circuit Plate (Set of two) | SET | 73 |  | Included | 0 | 0 | 0
15 | 7000028445 | 150 | TOWER ACCESSORIES | 1000006779 | 73082011 |  | 18 |  | Supply of Anti-Climbing Devices ofBarbedWire Type | SET | 73 |  | Included | 0 | 0 | 0
16 | 7000028445 | 160 | TOWER ACCESSORIES | 1000007735 | 73082011 |  | 18 |  | Bird Guard (Set of Three) | SET | 22 |  | Included | 0 | 0 | 0
17 | 7000028445 | 170 | CONDUCTOR | 1000036834 | 76149000 |  | 18 |  | HTLS MOOSE CONDUCTOR | KM | 206 |  | Included | 0 | 0 | 0
18 | 7000028445 | 180 | CONDUCTOR | 1000036834 | 76149000 |  | 18 |  | HTLS MOOSE CONDUCTOR | KM | 5 |  | Included | 0 | 0 | 0
19 | 7000028445 | 190 | Earthwire | 1000030841 | 73121020 |  | 18 |  | 7/3.66 G.S. EARTHWIRE | KM | 17 |  | Included | 0 | 0 | 0
20 | 7000028445 | 200 | HARDWARE FITTINGS | 1000019805 | 73082011 |  | 18 |  | Hardware Fittings for Twin HTLS Conductor-Single "I" Suspension String(without clamps) | SET | 66 |  | Included | 0 | 0 | 0
21 | 7000028445 | 210 | HARDWARE FITTINGS | 1000019805 | 73082011 |  | 18 |  | Hardware Fittings for Twin HTLS Conductor-Single "I" Suspension String(without clamps) | SET | 2 |  | Included | 0 | 0 | 0
22 | 7000028445 | 220 | HARDWARE FITTINGS | 1000010803 | 73082011 |  | 18 |  | Hardware Fittings for Twin HTLS Conductor-Double TensionString(without clamps) | SET | 756 |  | Included | 0 | 0 | 0
23 | 7000028445 | 230 | HARDWARE FITTINGS | 1000019783 | 73082011 |  | 18 |  | Hardware Fittings for Twin HTLS Conductor-Single I Suspension String(Pilot)(without clamps) | SET | 135 |  | Included | 0 | 0 | 0
24 | 7000028445 | 240 | HARDWARE FITTINGS | 1000036855 | 73082011 |  | 18 |  | SUSPENSION CLAMP (FREE CENTRE TYPE SUSPENSION CLAMP ALONGWITHPREFORMED ARMOUR RODS OR ARMOUR GRIP SUSPENSION CLAMP) SUITABLE FORSUSPENSION INSULATOR STRING FOR HTLS MOOSE CONDUCTOR | EA | 132 |  | Included | 0 | 0 | 0
25 | 7000028445 | 250 | HARDWARE FITTINGS | 1000036855 | 73082011 |  | 18 |  | SUSPENSION CLAMP (FREE CENTRE TYPE SUSPENSION CLAMP ALONGWITHPREFORMED ARMOUR RODS OR ARMOUR GRIP SUSPENSION CLAMP) SUITABLE FORSUSPENSION INSULATOR STRING FOR HTLS MOOSE CONDUCTOR | EA | 24 |  | Included | 0 | 0 | 0
26 | 7000028445 | 260 | HARDWARE FITTINGS | 1000036825 | 73082011 |  | 18 |  | DEAD END CLAMP SUITABLE FOR TENSION INSULATOR STRING FOR HTLS MOOSECONDUCTOR | EA | 1512 |  | Included | 0 | 0 | 0
27 | 7000028445 | 270 | HARDWARE FITTINGS | 1000036856 | 73082011 |  | 18 |  | SUSPENSION CLAMP SUITABLE FOR SUSPENSION PILOT INSULATOR STRING FORHTLS MOOSE CONDUCTOR | EA | 270 |  | Included | 0 | 0 | 0
28 | 7000028445 | 280 | HARDWARE FITTINGS | 1000010803 | 73082011 |  | 18 |  | Hardware Fittings for Twin HTLS Conductor-Double TensionString(without clamps) | SET | 15 |  | Included | 0 | 0 | 0
29 | 7000028445 | 290 | HARDWARE FITTINGS | 1000019783 | 73082011 |  | 18 |  | Hardware Fittings for Twin HTLS Conductor-Single I Suspension String(Pilot)(without clamps) | SET | 3 |  | Included | 0 | 0 | 0
30 | 7000028445 | 300 | HARDWARE FITTINGS | 1000036825 | 73082011 |  | 18 |  | DEAD END CLAMP SUITABLE FOR TENSION INSULATOR STRING FOR HTLS MOOSECONDUCTOR | EA | 24 |  | Included | 0 | 0 | 0
31 | 7000028445 | 310 | HARDWARE FITTINGS | 1000036856 | 73082011 |  | 18 |  | SUSPENSION CLAMP SUITABLE FOR SUSPENSION PILOT INSULATOR STRING FORHTLS MOOSE CONDUCTOR | EA | 6 |  | Included | 0 | 0 | 0
32 | 7000028445 | 320 | CONDUCTOR ACCESSORIES (HTLS MOOSE) | 1000036839 | 76169990 |  | 18 |  | MID SPAN COMPRESSION JOINT FOR HTLS MOOSE CONDUCTOR | EA | 108 |  | Included | 0 | 0 | 0
33 | 7000028445 | 330 | CONDUCTOR ACCESSORIES (HTLS MOOSE) | 1000036839 | 76169990 |  | 18 |  | MID SPAN COMPRESSION JOINT FOR HTLS MOOSE CONDUCTOR | EA | 25 |  | Included | 0 | 0 | 0
34 | 7000028445 | 340 | CONDUCTOR ACCESSORIES (HTLS MOOSE) | 1000036851 | 76169990 |  | 18 |  | REPAIR SLEEVE FOR HTLS MOOSE CONDUCTOR | EA | 36 |  | Included | 0 | 0 | 0
35 | 7000028445 | 350 | CONDUCTOR ACCESSORIES (HTLS MOOSE) | 1000036851 | 76169990 |  | 18 |  | REPAIR SLEEVE FOR HTLS MOOSE CONDUCTOR | EA | 25 |  | Included | 0 | 0 | 0
36 | 7000028445 | 360 | CONDUCTOR ACCESSORIES (HTLS MOOSE) | 1000036854 | 76169990 |  | 18 |  | SPACER DAMPER FOR HTLS MOOSE CONDUCTOR | EA | 3066 |  | Included | 0 | 0 | 0
37 | 7000028445 | 370 | CONDUCTOR ACCESSORIES (HTLS MOOSE) | 1000036854 | 76169990 |  | 18 |  | SPACER DAMPER FOR HTLS MOOSE CONDUCTOR | EA | 126 |  | Included | 0 | 0 | 0
38 | 7000028445 | 380 | CONDUCTOR ACCESSORIES (HTLS MOOSE) | 1000036852 | 76169990 |  | 18 |  | RIGID SPACER FOR HTLS MOOSE CONDUCTOR | EA | 1116 |  | Included | 0 | 0 | 0
39 | 7000028445 | 390 | CONDUCTOR ACCESSORIES (HTLS MOOSE) | 1000036852 | 76169990 |  | 18 |  | RIGID SPACER FOR HTLS MOOSE CONDUCTOR | EA | 36 |  | Included | 0 | 0 | 0
40 | 7000028445 | 400 | Earthwire Accessories | 1000015505 | 73082011 |  | 18 |  | Mid Span Compression Joint -7/3.66mmEarth Wire | EA | 9 |  | Included | 0 | 0 | 0
41 | 7000028445 | 410 | Earthwire Accessories | 1000015505 | 73082011 |  | 18 |  | Mid Span Compression Joint -7/3.66mmEarth Wire | EA | 1 |  | Included | 0 | 0 | 0
42 | 7000028445 | 420 | Earthwire Accessories | 1000028485 | 76169990 |  | 18 |  | FLEXIBLE AL BOND-7/3.66MM E/W | EA | 137 |  | Included | 0 | 0 | 0
43 | 7000028445 | 430 | Earthwire Accessories | 1000028485 | 76169990 |  | 18 |  | FLEXIBLE AL BOND-7/3.66MM E/W | EA | 3 |  | Included | 0 | 0 | 0
44 | 7000028445 | 440 | Earthwire Accessories | 1000022420 | 73082011 |  | 18 |  | Vibration damper -7/3.66mm Earth Wire | EA | 274 |  | Included | 0 | 0 | 0
45 | 7000028445 | 450 | Earthwire Accessories | 1000022420 | 73082011 |  | 18 |  | Vibration damper -7/3.66mm Earth Wire | EA | 5 |  | Included | 0 | 0 | 0
46 | 7000028445 | 460 | Earthwire Accessories | 1000020447 | 73082011 |  | 18 |  | Suspension clamp assembly -7/3.66mmEarth Wire | EA | 11 |  | Included | 0 | 0 | 0
47 | 7000028445 | 470 | Earthwire Accessories | 1000020447 | 73082011 |  | 18 |  | Suspension clamp assembly -7/3.66mmEarth Wire | EA | 1 |  | Included | 0 | 0 | 0
48 | 7000028445 | 480 | Earthwire Accessories | 1000020991 | 73082011 |  | 18 |  | Tension clamp assembly-7/3.66mm EarthWire | EA | 124 |  | Included | 0 | 0 | 0
49 | 7000028445 | 490 | Earthwire Accessories | 1000020991 | 73082011 |  | 18 |  | Tension clamp assembly-7/3.66mm EarthWire | EA | 2 |  | Included | 0 | 0 | 0
50 | 7000028445 | 500 | INSULATOR (CLR) | 1000009325 | 85469090 |  | 18 |  | Composite long rod Insulators for 400kV Transmission Line-120 KN(Length-3335 mm, Creepage-13020 mm) | EA | 201 |  | Included | 0 | 0 | 0
51 | 7000028445 | 510 | INSULATOR (CLR) | 1000009328 | 85469090 |  | 18 |  | Composite long rod Insulators for 400kV Transmission Line-160 KN(Length-3910 mm, Creepage-13020 mm) | EA | 1512 |  | Included | 0 | 0 | 0
52 | 7000028445 | 520 | INSULATOR (CLR) | 1000009325 | 85469090 |  | 18 |  | Composite long rod Insulators for 400kV Transmission Line-120 KN(Length-3335 mm, Creepage-13020 mm) | EA | 20 |  | Included | 0 | 0 | 0
53 | 7000028445 | 530 | INSULATOR (CLR) | 1000009328 | 85469090 |  | 18 |  | Composite long rod Insulators for 400kV Transmission Line-160 KN(Length-3910 mm, Creepage-13020 mm) | EA | 151 |  | Included | 0 | 0 | 0
54 | 7000028445 | 540 | AVIATION REQUIREMENTS | 1000019903 | 73082011 |  | 18 |  | Supply of Span Marker for Aviation | EA | 73 |  | Included | 0 | 0 | 0
55 | 7000028445 | 550 | AVIATION REQUIREMENTS | 1000016663 | 85391000 |  | 18 |  | Supply of Obstruction Lights (as perIS5613)-1 Medium Intensity + 2LowIntensity | SET | 71 |  | Included | 0 | 0 | 0
56 | 7000028445 | 560 | AVIATION REQUIREMENTS | 1000016664 | 85391000 |  | 18 |  | Supply of Obstruction Lights (as per IS5613)-1 Medium Intensity + 4 LowIntensity | SET | 2 |  | Included | 0 | 0 | 0
57 | 7000028445 | 680 | FABRICATION AND SUPPLY SPARES | 1000013391 | 73082011 |  | 18 |  | Fabrication, galvanising & supply ofvarious types of towers & towerparts,tower/leg extensions (complete)excluding step bolt, stubs andbolts &nuts but including hangers, D-Shackles,pack washers etc.-HTSteel for NormalTowers | MT | 8.5 |  | Included | 0 | 0 | 0
58 | 7000028445 | 690 | FABRICATION AND SUPPLY SPARES | 1000015274 | 73082011 |  | 18 |  | Fabrication, galvanising & supply ofvarious types of towers & towerparts,tower/leg extensions (complete)excluding step bolt, stubs andbolts &nuts but including hangers, D-Shackles,pack washers etc.-MSSteel for NormalTowers | MT | 2.7 |  | Included | 0 | 0 | 0
59 | 7000028445 | 700 | FABRICATION AND SUPPLY SPARES | 1000013393 | 73082011 |  | 18 |  | Fabrication, galvanising & supply ofstubs with cleats for varioustypes oftowers and tower extensions(complete)with packwashers excluding supply ofbolts & nuts-HT Steel for Normal Towers | MT | 1 |  | Included | 0 | 0 | 0
60 | 7000028445 | 710 | FABRICATION AND SUPPLY SPARES | 1000013472 | 73181500 |  | 18 |  | Supply of Hexagonal Bolts & Nuts fortowers including Step Bolts,SpringWashers etc. | MT | 0.6 |  | Included | 0 | 0 | 0
61 | 7000028445 | 720 | FABRICATION AND SUPPLY SPARES | 1000007847 | 73181500 |  | 18 |  | Supply of Bolts & Nuts for Stubsincluding Spring Washers etc. | MT | 0.1 |  | Included | 0 | 0 | 0
62 | 7000028445 | 730 | FABRICATION AND SUPPLY SPARES | 1000015276 | 73082011 |  | 18 |  | Fabrication, galvanising & supply ofstubs with cleats for varioustypes oftowers and tower extensions(complete)with packwashers excluding supply ofbolts & nuts-MS Steel for Normal Towers | MT | 0.1 |  | Included | 0 | 0 | 0
63 | 7000028445 | 740 | OPGW Supply | 1000030940 | 85447090 |  | 18 |  | 24 FIBRE (DWSM) OPGW FIBRE OPTIC CABLE | KM | 17.85 |  | Included | 0 | 0 | 0
64 | 7000028445 | 750 | OPGW Supply | 1000020444 | 82057000 |  | 18 |  | Suspension clamp assembly for 24 fibreOPGW | EA | 10 |  | Included | 0 | 0 | 0
65 | 7000028445 | 760 | OPGW Supply | 1000031039 | 82057000 |  | 18 |  | TENSION FITTINGS ASSEMBLY FOR 24F OPGWINCLUDING ALL ACCESSORIES FORJOINT BOX(SPLICING) LOCATION | SET | 3 |  | Included | 0 | 0 | 0
66 | 7000028445 | 770 | OPGW Supply | 1000033146 | 82057000 |  | 18 |  | TENSION ASSEMBLY - DOUBLE TENSION PASSTHROUGH ASSEMBLY FOR 24 FIBEROPGW | SET | 55 |  | Included | 0 | 0 | 0
67 | 7000028445 | 780 | OPGW Supply | 1000022417 | 82057000 |  | 18 |  | Vibration Damper for 24 fibre OPGW | EA | 400 |  | Included | 0 | 0 | 0
68 | 7000028445 | 790 | OPGW Supply | 1000010817 | 82057000 |  | 18 |  | Down Lead clamp Assembly for 24 fibreOPGW | EA | 234 |  | Included | 0 | 0 | 0
69 | 7000028445 | 800 | OPGW Supply | 1000014198 | 85353090 |  | 18 |  | Joint Box for 24 fibre OPGW | EA | 5 |  | Included | 0 | 0 | 0
70 | 7000028445 | 810 | OPGW Supply | 1000031041 | 82057000 |  | 18 |  | TENSION FITTINGS ASSEMBLY ON SUSPENSIONTOWER FOR 24F OPGW INCLUDINGALLACCESSORIES AT JOINT BOX (SPLICING)LOCATION | SET | 1 |  | Included | 0 | 0 | 0
71 | 7000028445 | 820 | OPGW Supply | 1000033144 | 82057000 |  | 18 |  | TENSION ASSEMBLY - DEAD END FOR 24 FIBEROPGW | SET | 2 |  | Included | 0 | 0 | 0
72 | 7000028445 | 830 | OPGW Mandatory Spares | 1000030940 | 85447090 |  | 18 |  | 24 FIBRE (DWSM) OPGW FIBRE OPTIC CABLE | KM | 3 |  | Included | 0 | 0 | 0
73 | 7000028445 | 840 | OPGW Mandatory Spares | 1000020444 | 82057000 |  | 18 |  | Suspension clamp assembly for 24 fibreOPGW | EA | 1 |  | Included | 0 | 0 | 0
74 | 7000028445 | 850 | OPGW Mandatory Spares | 1000033144 | 82057000 |  | 18 |  | TENSION ASSEMBLY - DEAD END FOR 24 FIBEROPGW | SET | 1 |  | Included | 0 | 0 | 0
75 | 7000028445 | 860 | OPGW Mandatory Spares | 1000031039 | 82057000 |  | 18 |  | TENSION FITTINGS ASSEMBLY FOR 24F OPGWINCLUDING ALL ACCESSORIES FORJOINT BOX(SPLICING) LOCATION | SET | 1 |  | Included | 0 | 0 | 0
76 | 7000028445 | 870 | OPGW Mandatory Spares | 1000033146 | 82057000 |  | 18 |  | TENSION ASSEMBLY - DOUBLE TENSION PASSTHROUGH ASSEMBLY FOR 24 FIBEROPGW | SET | 1 |  | Included | 0 | 0 | 0
77 | 7000028445 | 880 | OPGW Mandatory Spares | 1000031041 | 82057000 |  | 18 |  | TENSION FITTINGS ASSEMBLY ON SUSPENSIONTOWER FOR 24F OPGW INCLUDINGALLACCESSORIES AT JOINT BOX (SPLICING)LOCATION | SET | 1 |  | Included | 0 | 0 | 0
78 | 7000028445 | 890 | OPGW Mandatory Spares | 1000022417 | 82057000 |  | 18 |  | Vibration Damper for 24 fibre OPGW | EA | 6 |  | Included | 0 | 0 | 0
79 | 7000028445 | 900 | OPGW Mandatory Spares | 1000010817 | 82057000 |  | 18 |  | Down Lead clamp Assembly for 24 fibreOPGW | EA | 6 |  | Included | 0 | 0 | 0
80 | 7000028445 | 910 | OPGW Mandatory Spares | 1000014198 | 85353090 |  | 18 |  | Joint Box for 24 fibre OPGW | EA | 1 |  | Included | 0 | 0 | 0
81 | 7000028445 | 940 | Bird Diverter | 1000045871 | 73082011 |  | 18 |  | BIRD DIVERTER | EA | 400 |  | Included | 0 | 0 | 0
82 | 7000028445 | 970 | FABRICATION AND SUPPLY for POLE | 1000068562 | 73082011 |  | 18 |  | FABRICATION, GALVANISING & SUPPLY OF VARIOUS TYPES OF POLE & POLEPARTS, POLE EXTENSIONS (COMPLETE), EXCLUDING ANCHOR BOLT, STEP BOLT,INCLUDING HANGERS, D-SHACKLES, PACK WASHERS ETC.-GRADE 450 OREQUIVALENT | MT | 1776.51 |  | Included | 0 | 0 | 0
83 | 7000028445 | 980 | FABRICATION AND SUPPLY for POLE | 1000068560 | 73082011 |  | 18 |  | Fabrication, galvanising & supply of base plate, anchor plate, etc -Grade 350 or Equivalent | MT | 162.67 |  | Included | 0 | 0 | 0
84 | 7000028445 | 990 | FABRICATION AND SUPPLY for POLE | 1000068544 | 73082011 |  | 18 |  | Supply of Bolt & Nuts with Spring washer Grade-5.6 and step bolts withspring washer Grade 4.6 | MT | 1.79 |  | Included | 0 | 0 | 0
85 | 7000028445 | 1000 | FABRICATION AND SUPPLY for POLE | 1000068545 | 73082011 |  | 18 |  | SUPPLY OF BOLT & NUTS FOR POLE INCLUDING SPRING WASHER-GRADE 8.8 | MT | 26.4 |  | Included | 0 | 0 | 0
86 | 7000028445 | 1010 | FABRICATION AND SUPPLY for POLE | 1000068542 | 73082011 |  | 18 |  | SUPPLY OF ANCHOR BOLT & NUTS FOR POLE INCLUDING SPRING WASHER-GRADE8.8 | MT | 81.93 |  | Included | 0 | 0 | 0
II | Extn of 400kV Dwarka GIS
1 | 7000028396 | 860 | 400kV AIS Equipment | 1000020419 | 85354010 |  | 18 |  | 336kV Surge Arrester (1-phase) | EA | 6 |  | Included | 0 | 0 | 0
2 | 7000028396 | 870 | 400kV AIS Equipment | 1000004401 | 85462040 |  | 18 |  | 420 kV, 1 phase Bus Post Insulator (except for Line Traps) | EA | 15 |  | Included | 0 | 0 | 0
3 | 7000028396 | 2020 | GIS Portion 400kV GIS Equipment | 1000004631 | 85359030 |  | 18 |  | 420 kV, 3150 A, 50 kA, SF6 GIS Linefeeder bay module(without PIR) as perSection-Project, Technicalspecification | SET | 2 |  | Included | 0 | 0 | 0
4 | 7000028396 | 2030 | GIS Portion 400kV GIS Equipment | 1000004494 | 85359030 |  | 18 |  | 420kV, 3150 A, 50 kA, SF6 GIS Tie baymodule(without PIR) as perSection-Project, Technicalspecification | SET | 1 |  | Included | 0 | 0 | 0
5 | 7000028396 | 2040 | GIS Portion 400kV GIS Equipment | 1000032801 | 85359030 |  | 18 |  | 420KV, 4000A,50KA GIS BUSBAR MODULE EXTENSION | SET | 2 |  | Included | 0 | 0 | 0
6 | 7000028396 | 2050 | GIS Portion 400kV GIS Equipment | 1000004286 | 85389000 |  | 18 |  | 420kV, 3000A, 50kA, Single phase, SF6Gas Insulated Bus Duct (GIB) outsideGIS Hall alongwith associated supportstructure | M | 300 |  | Included | 0 | 0 | 0
7 | 7000028396 | 2060 | GIS Portion 400kV GIS Equipment | 1000029506 | 85389000 |  | 18 |  | 3150A, 50kA, 1sec Single phase 420kV SF6to Air Bushing | EA | 3 |  | Included | 0 | 0 | 0
8 | 7000028396 | 930 | Erection Hardware | 1000011336 | 72169990 |  | 18 |  | Erection Hardware for 400kV I type layout for GIS terminationarrangement-Line bay as per technical specification | SET | 2 |  | Included | 0 | 0 | 0
9 | 7000028396 | 940 | 400kV Insulator &Hardware | 1000055991 | 72169990 |  | 18 |  | 400KV TENSION INSULATOR STRING AND ASSOCIATED HARDWARE FITTINGSWITH TURN BUCKLE SUITABLE FOR QUAD CONDUCTOR | EA | 6 |  | Included | 0 | 0 | 0
10 | 7000028396 | 950 | 400kV Insulator &Hardware | 1000055986 | 72169990 |  | 18 |  | 400KV SUSPENSION INSULATOR STRING AND ASSOCIATED HARDWARE FITTINGSWITH DROP CLAMP SUITABLE FOR QUAD CONDUCTOR | EA | 6 |  | Included | 0 | 0 | 0
11 | 7000028396 | 960 | Control and Relay Panels | 1000055446 | 85371000 |  | 18 |  | 400KV CIRCUIT BREAKER RELAY PANEL (WITH AUTOMATION) | EA | 3 |  | Included | 0 | 0 | 0
12 | 7000028396 | 970 | Control and Relay Panels | 1000003398 | 85371000 |  | 18 |  | 400kV Line Protection Panel (with Automation) | EA | 2 |  | Included | 0 | 0 | 0
13 | 7000028396 | 980 | Substation Automation | 1000003409 | 85371000 |  | 18 |  | Augmentation of Substation automation System for 400kV Main bay as perTechnical Specification | EA | 2 |  | Included | 0 | 0 | 0
14 | 7000028396 | 990 | Substation Automation | 1000003411 | 85371000 |  | 18 |  | Augmentation of Substation automation System for 400kV Tie bay as perTechnical Specification | EA | 1 |  | Included | 0 | 0 | 0
15 | 7000028396 | 1000 | Power and Control Cables | 1000031976 | 85446020 |  | 18 |  | 1.1KV GRADE 4CX16 SQMM (PVC) POWER CABLE | KM | 2 |  | Included | 0 | 0 | 0
16 | 7000028396 | 1010 | Power and Control Cables | 1000031943 | 85446020 |  | 18 |  | 1.1KV GRADE 2CX6 SQMM (PVC) POWER CABLE | KM | 1 |  | Included | 0 | 0 | 0
17 | 7000028396 | 1020 | Power and Control Cables | 1000031953 | 85446020 |  | 18 |  | 1.1KV GRADE 3.5CX35 SQMM (PVC) POWER CABLE | KM | 0.2 |  | Included | 0 | 0 | 0
18 | 7000028396 | 1030 | Power and Control Cables | 1000056265 | 85446020 |  | 18 |  | 1.1KV GRADE 27CX1.5 SQMM CONTROL CABLE | KM | 1 |  | Included | 0 | 0 | 0
19 | 7000028396 | 1040 | Power and Control Cables | 1000056264 | 85446020 |  | 18 |  | 1.1KV GRADE 19CX1.5 SQMM CONTROL CABLE | KM | 0.5 |  | Included | 0 | 0 | 0
20 | 7000028396 | 1050 | Power and Control Cables | 1000031987 | 85446020 |  | 18 |  | 1.1KV GRADE 5CX2.5 SQMM CONTROL CABLE | KM | 0.2 |  | Included | 0 | 0 | 0
21 | 7000028396 | 1060 | Power and Control Cables | 1000031887 | 85446020 |  | 18 |  | 1.1KV GRADE 10CX2.5 SQMM CONTROL CABLE | KM | 0.2 |  | Included | 0 | 0 | 0
22 | 7000028396 | 1070 | Power and Control Cables | 1000031964 | 85446020 |  | 18 |  | 1.1KV GRADE 3CX2.5 SQMM CONTROL CABLE | KM | 0.1 |  | Included | 0 | 0 | 0
23 | 7000028396 | 1080 | Illumination System | 1000038325 | 94059900 |  | 18 |  | LIGHTING FIXTURE LED LUMINAIRES TYPE FL2 AS PER TECH. SPECIFICATIONS | EA | 4 |  | Included | 0 | 0 | 0
24 | 7000028396 | 1090 | DPC | 1000010638 | 85176210 |  | 18 |  | Digital Protection Coupler | EA | 4 |  | Included | 0 | 0 | 0
25 | 7000028396 | 1100 | VMS | 1000030433 | 85287390 |  | 18 |  | COLOR IP CAMERA, WITH PAN, TILT AND ZOOM FACILITIES, ALONGWITH ALLREQUIRED ITEMS, ACCESSORIES, LINE INTERFACE UNITS, FIBER PATCH CORDS,POWER SUPPLY UNITS, JUNCTION BOXES, CABLES, FIBER OPTIC CABLES, ETC.,AND INCLUDING INTEGRATION IN EXISTING HARDWARE AND SOFTWARE FORAUGMENTATION OF VISUAL MONITORING SYSTEM AS PER TECHNICALSPECIFICATION. | SET | 1 |  | Included | 0 | 0 | 0
26 | 7000028396 | 1140 | Mandatory Spares | 1000032684 | 85176210 |  | 18 |  | SPARE-DIGITAL PROTECTION COUPLER | LS | 1 |  | Included | 0 | 0 | 0
27 | 7000028396 | 1110 | Mandatory Spares | 1000024186 | 85354010 |  | 18 |  | SPARES FOR 336KV SURGE ARRESTER | LS | 1 |  | Included | 0 | 0 | 0
28 | 7000028396 | 1120 | Mandatory Spares | 1000019912 | 85371000 |  | 18 |  | Relay & protection Panels (with automation) | LS | 1 |  | Included | 0 | 0 | 0
29 | 7000028396 | 1130 | Mandatory Spares | 1000019927 | 85389000 |  | 18 |  | Spares-Substation Automation System | LS | 1 |  | Included | 0 | 0 | 0
30 | 7000028396 | 1150 | GIS Portion Mandatory spare GIS | 1000049808 | 85359030 |  | 18 |  | PRESSURE SWITCHES OF EACH TYPE (FOR HYDRAULIC OPERATED MECHANISM, IFAPPLICABLE)-400KV GIS CIRCUIT BREKAER | SET | 1 |  | Included | 0 | 0 | 0
31 | 7000028396 | 1160 | GIS Portion Mandatory spare GIS | 1000049805 | 85359030 |  | 18 |  | PRESSURE GAUGE WITH COUPLING DEVICE OF EACH TYPE (FOR HYDRAULICOPERATED MECHANISM, IF APPLICABLE)-400KV GIS CIRCUIT BREKAER | SET | 1 |  | Included | 0 | 0 | 0
32 | 7000028396 | 1170 | GIS Portion Mandatory spare GIS | 1000058321 | 85359030 |  | 18 |  | 400KV GIS CIRCUIT BREAKER-HYDRAULIC OIL (5% OF TOTAL OIL QUANTITY)(FOR HYDRAULIC OPERATED MECHANISM, IF APPLICABLE) | SET | 1 |  | Included | 0 | 0 | 0
33 | 7000028396 | 1180 | GIS Portion Mandatory spare GIS | 1000049799 | 85359030 |  | 18 |  | PRESSURE RELIEF DEVICE OF EACH TYPE (FOR HYDRAULIC OPERATED MECHANISM,IF APPLICABLE)-400KV GIS CIRCUIT BREKAER | SET | 1 |  | Included | 0 | 0 | 0
34 | 7000028396 | 1190 | GIS Portion Mandatory spare GIS | 1000058325 | 85359030 |  | 18 |  | 400KV GIS CIRCUIT BREAKER-COMPLETE SPRING OPERATING MECHANISMINCLUDING CHARGING MECHANISM ETC. (FOR SPRING OPERATED MECHANISM, IFAPPLICABLE) | SET | 1 |  | Included | 0 | 0 | 0
35 | 7000028396 | 1200 | GIS Portion Mandatory spare GIS | 1000058318 | 85359030 |  | 18 |  | 400KV GIS CIRCUIT BREAKER- COMPLETE HYDRAULIC-SPRING OPERATINGMECHANISM INCLUDING CHARGING MECHANISM ETC. (FOR HYDRAULIC-SPRINGOPERATED MECHANISM, IF APPLICABLE) | SET | 1 |  | Included | 0 | 0 | 0
36 | 7000028396 | 1210 | GIS Portion Mandatory spare GIS | 1000049495 | 85359030 |  | 18 |  | PRESSURE SWITCHES OF EACH TYPE FOR420KV GIS CIRCUIT BREAKER (ForHydraulic-Spring Operated Mechanism, ifapplicable) | SET | 1 |  | Included | 0 | 0 | 0
37 | 7000028396 | 1220 | GIS Portion Mandatory spare GIS | 1000049802 | 85359030 |  | 18 |  | PRESSURE GAUGE WITH COUPLING DEVICE OF EACH TYPE (FOR HYDRAULIC-SPRINGOPERATED MECHANISM, IF APPLICABLE)-400KV GIS CIRCUIT BREKAER | SET | 1 |  | Included | 0 | 0 | 0
38 | 7000028396 | 1230 | GIS Portion Mandatory spare GIS | 1000058374 | 85359030 |  | 18 |  | 400kV GIS- Single phase of 3150Adisconnector switch including maincircuit, enclosure, driving mechanismand support insulator etc., complete inall respect (Note 1- The contractorshall supply spare for disconnectorswitch to ensure one to one replacementof all disconnector switch supplied asmain equipment without any requirementof modification in fittings at site tocover all different types ofdisconnector switch supplied. In case,quantity of supplied dis-connectorswitch types (for one to onereplacement) are more than the quantitymentioned in BPS for spare, thecontractor shall supply theseadditional types of disconnector switchwithout any additional priceimplication to POWERGRID and quantitiesof these additional type ofdisconnector switch are deem to beincluded in the quantities mentioned inBPS for spare disconnector. Note 2 - Incase, Dis-connector Switch (DS) & EarthSwitch (ES) is provided in a sameenclosure with common operatingmechanism, then the module comprisingof Dis-connector & Earth switch insingle enclosure with common operatingmechanism is to be provided under thehead of spare Dis-connector only. Note3- In case, Dis-connector Switch (DS)&Earth Switch (ES) is provided in asame enclosure with separate operatingmechanism, then the module comprisingof Dis-connector & Earth switch insingle enclosure with separateoperating mechanism is to be providedunder the head of spare Dis-connectoronly.) | EA | 2 |  | Included | 0 | 0 | 0
39 | 7000028396 | 1240 | GIS Portion Mandatory spare GIS | 1000058314 | 85359030 |  | 18 |  | 400KV GIS- SINGLE PHASE MAINTENANCE EARTHING SWITCH INCLUDING MAINCIRCUIT, ENCLOSURE, DRIVING MECHANISM AND SUPPORT INSULATOR ETC.,COMPLETE IN ALL RESPECT (NOTE 1 - IN CASE, DIS-CONNECTOR SWITCH (DS) &EARTH SWITCH (ES) IS PROVIDED IN A SAME ENCLOSURE WITH COMMONOPERATING MECHANISM, THEN THE MODULE COMPRISING OF DIS-CONNECTOR &EARTH SWITCH IN SINGLE ENCLOSURE WITH COMMON OPERATING MECHANISM IS TOBE PROVIDED UNDER THE HEAD OF SPARE DIS-CONNECTOR ONLY. NOTE 2 - INCASE, DIS-CONNECTOR SWITCH (DS) & EARTH SWITCH (ES) IS PROVIDED IN ASAME ENCLOSURE WITH SEPARATE OPERATING MECHANISM, THEN THE MODULECOMPRISING OF DIS-CONNECTOR & EARTH SWITCH IN SINGLE ENCLOSURE WITHSEPARATE OPERATING MECHANISM IS TO BE PROVIDED UNDER THE HEAD OF SPAREDIS-CONNECTOR ONLY.) | EA | 1 |  | Included | 0 | 0 | 0
40 | 7000028396 | 1250 | GIS Portion Mandatory spare GIS | 1000058310 | 85359030 |  | 18 |  | 400KV GIS - SINGLE PHASE FAST EARTHING SWITCH INCLUDING MAIN CIRCUIT,ENCLOSURE, DRIVING MECHANISM AND SUPPORT INSULATOR ETC., COMPLETE INALL RESPECT (NOTE 1 - IN CASE, DIS-CONNECTOR SWITCH (DS) & EARTHSWITCH (ES) IS PROVIDED IN A SAME ENCLOSURE WITH COMMON OPERATINGMECHANISM, THEN THE MODULE COMPRISING OF DIS-CONNECTOR & EARTH SWITCHIN SINGLE ENCLOSURE WITH COMMON OPERATING MECHANISM IS TO BE PROVIDEDUNDER THE HEAD OF SPARE DIS-CONNECTOR ONLY. NOTE 2 - IN CASE,DIS-CONNECTOR SWITCH (DS) & EARTH SWITCH (ES) IS PROVIDED IN A SAMEENCLOSURE WITH SEPARATE OPERATING MECHANISM, THEN THE MODULECOMPRISING OF DIS-CONNECTOR & EARTH SWITCH IN SINGLE ENCLOSURE WITHSEPARATE OPERATING MECHANISM IS TO BE PROVIDED UNDER THE HEAD OF SPAREDIS-CONNECTOR ONLY.) | EA | 1 |  | Included | 0 | 0 | 0
41 | 7000028396 | 1260 | GIS Portion Mandatory spare GIS | 1000058305 | 85359030 |  | 18 |  | OPEN/CLOSE CONTACTOR ASSEMBLY, TIMERS, KEY INTERLOCK, INTERLOCKINGCOILS, RELAYS, PUSH BUTTONS, INDICATING LAMPS, POWER CONTACTORS,RESISTORS, FUSES, MCBS & DRIVE CONTROL CARDS ETC. (AS APPLICABLE) ONEOF EACH TYPE FOR ONE COMPLETE MOM BOX FOR 400KV GIS DISCONNECTORSWITCH | SET | 1 |  | Included | 0 | 0 | 0
42 | 7000028396 | 1270 | GIS Portion Mandatory spare GIS | 1000058312 | 85359030 |  | 18 |  | OPEN/CLOSE CONTACTOR ASSEMBLY, TIMERS, KEY INTERLOCK, INTERLOCKINGCOILS, RELAYS, PUSH BUTTONS, INDICATING LAMPS, POWER CONTACTORS,RESISTORS, FUSES, MCBS & DRIVE CONTROL CARDS ETC. (AS APPLICABLE) ONEOF EACH TYPE FOR ONE COMPLETE MOM BOX FOR 400KV GIS MAINTENANCE EARTHSWITCH | SET | 1 |  | Included | 0 | 0 | 0
43 | 7000028396 | 1280 | GIS Portion Mandatory spare GIS | 1000058308 | 85359030 |  | 18 |  | OPEN/CLOSE CONTACTOR ASSEMBLY, TIMERS, KEY INTERLOCK, INTERLOCKINGCOILS, RELAYS, PUSH BUTTONS, INDICATING LAMPS, POWER CONTACTORS,RESISTORS, FUSES, MCBS & DRIVE CONTROL CARDS ETC. (AS APPLICABLE) ONEOF EACH TYPE FOR ONE COMPLETE MOM BOX FOR 400KV GIS FAST EARTHINGSWITCH | SET | 1 |  | Included | 0 | 0 | 0
44 | 7000028396 | 1290 | GIS Portion Mandatory spare GIS | 1000049776 | 85359030 |  | 18 |  | LIMIT SWITCHES AND AUX. SWITCHES FOR ONE COMPLETE MOM BOX FORDISCONNECTOR-400KV GIS | SET | 1 |  | Included | 0 | 0 | 0
45 | 7000028396 | 1300 | GIS Portion Mandatory spare GIS | 1000049778 | 85359030 |  | 18 |  | LIMIT SWITCHES AND AUX. SWITCHES FOR ONE COMPLETE MOM BOX FORMAINTENANCE EARTHING SWITCH-400KV GIS | SET | 1 |  | Included | 0 | 0 | 0
46 | 7000028396 | 1310 | GIS Portion Mandatory spare GIS | 1000049777 | 85359030 |  | 18 |  | LIMIT SWITCHES AND AUX. SWITCHES FOR ONE COMPLETE MOM BOX FOR FASTEARTHING SWITCH (IF APPLICABLE)-400KV GIS | SET | 1 |  | Included | 0 | 0 | 0
47 | 7000028396 | 1320 | GIS Portion Mandatory spare GIS | 1000058306 | 85359030 |  | 18 |  | DRIVE MECHANISM FOR 400KV GIS DISCONNECTOR SWITCH | SET | 1 |  | Included | 0 | 0 | 0
48 | 7000028396 | 1330 | GIS Portion Mandatory spare GIS | 1000058313 | 85359030 |  | 18 |  | DRIVE MECHANISM FOR 400KV GIS MAINTENANCE EARTH SWITCH | SET | 1 |  | Included | 0 | 0 | 0
49 | 7000028396 | 1340 | GIS Portion Mandatory spare GIS | 1000058309 | 85359030 |  | 18 |  | DRIVE MECHANISM FOR 400KV GIS FAST EARTHING SWITCH | SET | 1 |  | Included | 0 | 0 | 0
50 | 7000028396 | 1350 | GIS Portion Mandatory spare GIS | 1000058307 | 85359030 |  | 18 |  | MOTOR FOR DRIVE MECHANISM FOR 400KV GIS DISCONNECTOR SWITCH | EA | 1 |  | Included | 0 | 0 | 0
51 | 7000028396 | 1360 | GIS Portion Mandatory spare GIS | 1000058315 | 85359030 |  | 18 |  | MOTOR FOR DRIVE MECHANISM FOR 400KVGIS MAINTENANCE EARTH SWITCH | EA | 1 |  | Included | 0 | 0 | 0
52 | 7000028396 | 1370 | GIS Portion Mandatory spare GIS | 1000058311 | 85359030 |  | 18 |  | MOTOR FOR DRIVE MECHANISM FOR 400KV GIS FAST EARTHING SWITCH | EA | 1 |  | Included | 0 | 0 | 0
53 | 7000028396 | 1380 | GIS Portion Mandatory spare GIS | 1000058327 | 85359030 |  | 18 |  | 400KV GIS- SINGLE PHASE OF CURRENT TRANSFORMER (3 CORES, TYPE-CTA)WITH ASSOCIATED ENCLOSURE AND PRIMARY CONDUCTOR COMPLETE IN ALLRESPECT | EA | 1 |  | Included | 0 | 0 | 0
54 | 7000028396 | 1390 | GIS Portion Mandatory spare GIS | 1000058326 | 85359030 |  | 18 |  | 400KV GIS- SINGLE PHASE OF CURRENT TRANSFORMER (2 CORES, TYPE-CTB)WITH ASSOCIATED ENCLOSURE AND PRIMARY CONDUCTOR COMPLETE IN ALLRESPECT | EA | 1 |  | Included | 0 | 0 | 0
55 | 7000028396 | 1400 | GIS Portion Mandatory spare GIS | 1000049795 | 85359030 |  | 18 |  | PIPE LENGTH (COPPER & STEEL) OF EACH SIZE & TYPE (FOR HYDRAULICOPERATED MECHANISM, IF APPLICABLE)-400KV GIS CIRCUIT BREKAER | SET | 1 |  | Included | 0 | 0 | 0
56 | 7000028396 | 1410 | GIS Portion Mandatory spare GIS | 1000058332 | 85359030 |  | 18 |  | 400KV GIS-SF6 GAS PRESSURE RELIEF DEVICE ASSEMBLY OF EACH TYPE | EA | 1 |  | Included | 0 | 0 | 0
57 | 7000028396 | 1420 | GIS Portion Mandatory spare GIS | 1000049817 | 85359030 |  | 18 |  | SF6 PRESSURE GAUGE CUM SWITCH /DENSITY MONITORS AND PRESSURESWITCH AS APPLICABLE, OF EACH TYPE-400KV GIS | SET | 2 |  | Included | 0 | 0 | 0
58 | 7000028396 | 1430 | GIS Portion Mandatory spare GIS | 1000049753 | 85359030 |  | 18 |  | COUPLING DEVICE FOR PRESSURE GAUGE CUM SWITCH FOR CONNECTINGGAS HANDLING PLANT OF EACH TYPE-400KV GIS | SET | 1 |  | Included | 0 | 0 | 0
59 | 7000028396 | 1440 | GIS Portion Mandatory spare GIS | 1000049762 | 85359030 |  | 18 |  | RUBBER GASKETS, Ã‚â‚¬Å’OÃ‚â‚¬Â RINGS AND SEALS FOR SF6 GAS FOR GISENCLOSURE OF EACH TYPE-400KV GIS | SET | 2 |  | Included | 0 | 0 | 0
60 | 7000028396 | 1450 | GIS Portion Mandatory spare GIS | 1000058330 | 85359030 |  | 18 |  | 400KV GIS-MOLECULAR FILTER FOR SF6 GAS WITH FILTER BAGS (5 % OF TOTALWEIGHT) | SET | 1 |  | Included | 0 | 0 | 0
61 | 7000028396 | 1460 | GIS Portion Mandatory spare GIS | 1000049750 | 85359030 |  | 18 |  | CONTROL VALVES FOR SF6 GAS OF EACH TYPE-400KV GIS | SET | 2 |  | Included | 0 | 0 | 0
62 | 7000028396 | 1470 | GIS Portion Mandatory spare GIS | 1000058331 | 85359030 |  | 18 |  | 400KV GIS-SF6 GAS (5 % OF TOTAL GAS QUANTITY) | LOT | 1 |  | Included | 0 | 0 | 0
63 | 7000028396 | 1480 | GIS Portion Mandatory spare GIS | 1000049783 | 85359030 |  | 18 |  | LOCKING DEVICE TO KEEP THE DIS-CONNECTORS (ISOLATORS)AND EARTHING/FAST EARTHING SWITCHES IN CLOSE OR OPEN POSITION IN CASEOF REMOVAL OF THE DRIVING MECHANISM-400KV GIS | SET | 2 |  | Included | 0 | 0 | 0
64 | 7000028396 | 1490 | GIS Portion Mandatory spare GIS | 1000049505 | 85359030 |  | 18 |  | UHF PD SENSORS OF EACH TYPE ALONG WITH BNC CONNECTOR FOR 420KV GIS | EA | 3 |  | Included | 0 | 0 | 0
65 | 7000028396 | 1500 | GIS Portion Mandatory spare GIS | 1000058334 | 85359030 |  | 18 |  | 400KV GIS-SUPPORT INSULATORS (GAS THROUGH) OF EACH TYPE (COMPLETE WITHMETAL RING ETC.) ALONG WITH ASSOCIATED CONTACTS AND SHIELDS | EA | 3 |  | Included | 0 | 0 | 0
66 | 7000028396 | 1510 | GIS Portion Mandatory spare GIS | 1000058329 | 85359030 |  | 18 |  | 400KV GIS-GAS BARRIERS OF EACH TYPE (COMPLETE WITH METAL RING ETC.)ALONG WITH ASSOCIATED CONTACTS AND SHIELDS | EA | 3 |  | Included | 0 | 0 | 0
67 | 7000028396 | 1520 | GIS Portion Mandatory spare GIS | 1000058333 | 85359030 |  | 18 |  | 400KV GIS- 3150A SF6 TO AIR BUSHING COMPLETE IN ALL RESPECT | EA | 1 |  | Included | 0 | 0 | 0
68 | 7000028396 | 1530 | GIS Portion Mandatory spare GIS | 1000049498 | 85359030 |  | 18 |  | LCC SPARES - AUX. RELAYS, CONTACTORS,PUSH BUTTONS, SWITCHES,LAMPS,ANNUNCIATION WINDOWS, MCB, FUSES,TIMERS, TERMINAL BLOCKS ETC. OF EACHTYPE & RATING-400kV GIS | SET | 1 |  | Included | 0 | 0 | 0
69 | 7000028396 | 1540 | GIS Portion Mandatory spare GIS | 1000058317 | 85359030 |  | 18 |  | 400KV GIS-ONE POLE OF 3150A CIRCUIT BREAKER WITHOUT PIR WITHINTERRUPTER, MAIN CIRCUIT, ENCLOSURE AND OPERATING MECHANISM COMPLETEIN ALL RESPECT | SET | 1 |  | Included | 0 | 0 | 0
70 | 7000028396 | 1550 | GIS Portion Mandatory spare GIS | 1000021873 | 85389000 |  | 18 |  | Trip coil assembly with resistor for420kV GIS Circuit Breaker (asapplicable) | SET | 3 |  | Included | 0 | 0 | 0
71 | 7000028396 | 1560 | GIS Portion Mandatory spare GIS | 1000009208 | 85389000 |  | 18 |  | Closing coil assembly with resistor for420kV GIS Circuit Breaker (asapplicable) | SET | 3 |  | Included | 0 | 0 | 0
72 | 7000028396 | 1570 | GIS Portion Mandatory spare GIS | 1000058324 | 85359030 |  | 18 |  | RELAYS, POWER CONTACTORS, PUSH BUTTONS, TIMERS & MCBS ETC. (ASAPPLICABLE) OF EACH TYPE FOR 400KV GIS CIRCUIT BREAKER | SET | 1 |  | Included | 0 | 0 | 0
73 | 7000028396 | 1580 | GIS Portion Mandatory spare GIS | 1000007067 | 85389000 |  | 18 |  | Auxiliary switch assembly of each type for 420kV GIS Circuit Breaker | SET | 1 |  | Included | 0 | 0 | 0
74 | 7000028396 | 1590 | GIS Portion Mandatory spare GIS | 1000058323 | 85359030 |  | 18 |  | 400KV GIS CIRCUIT BREAKER-OPERATION COUNTER | EA | 1 |  | Included | 0 | 0 | 0
75 | 7000028396 | 1600 | GIS Portion Mandatory spare GIS | 1000058320 | 85359030 |  | 18 |  | 400KV GIS CIRCUIT BREAKER-HYDRAULIC OPERATING MECHANISM WITH DRIVEMOTOR (FOR HYDRAULIC OPERATED MECHANISM, IF APPLICABLE) | SET | 1 |  | Included | 0 | 0 | 0
76 | 7000028396 | 1610 | GIS Portion Mandatory spare GIS | 1000049759 | 85359030 |  | 18 |  | HYDRAULIC FILTER OF EACH TYPE (FOR HYDRAULIC OPERATED MECHANISM, IFPPLICABLE)-400KV GIS CIRCUIT BREKAER | SET | 1 |  | Included | 0 | 0 | 0
77 | 7000028396 | 1620 | GIS Portion Mandatory spare GIS | 1000058319 | 85359030 |  | 18 |  | 400KV GIS CIRCUIT BREAKER- HOSE PIPE OF EACH TYPE (AS APPLICABLE) (FORHYDRAULIC OPERATED MECHANISM, IF APPLICABLE) | SET | 1 |  | Included | 0 | 0 | 0
78 | 7000028396 | 1630 | GIS Portion Mandatory spare GIS | 1000058322 | 85359030 |  | 18 |  | 400KV GIS CIRCUIT BREAKER - N2 ACCUMULATOR (FOR HYDRAULIC OPERATEDMECHANISM, IF APPLICABLE) | SET | 1 |  | Included | 0 | 0 | 0
79 | 7000028396 | 1640 | GIS Portion Mandatory spare GIS | 1000049835 | 85359030 |  | 18 |  | VALVES OF EACH TYPE (FOR HYDRAULIC OPERATED MECHANISM, IFAPPLICABLE)-400KV GIS CIRCUIT BREKAER | SET | 1 |  | Included | 0 | 0 | 0
80 | 7000028396 | 1660 | PMU & associated items ( Dwaraka) | 1000017518 | 85364900 |  | 18 |  | PMU with GPS Clock (clock can be either internal or external) | EA | 1 |  | Included | 0 | 0 | 0
81 | 7000028396 | 1670 | PMU & associated items ( Dwaraka) | 1000022512 | 90311000 |  | 18 |  | WAMS Hardware - Time System (GPS receiver) | EA | 1 |  | Included | 0 | 0 | 0
82 | 7000028396 | 1680 | PMU & associated items ( Dwaraka) | 1000071061 | 85176290 |  | 18 |  | SUBSTATION GRADE LAYER 2 LAN SWITCH | EA | 1 |  | Included | 0 | 0 | 0
83 | 7000028396 | 1690 | PMU & associated items ( Dwaraka) | 1000071062 | 85176290 |  | 18 |  | SUBSTATION GRADE LAYER 3 LAN SWITCH | EA | 1 |  | Included | 0 | 0 | 0
84 | 7000028396 | 1700 | PMU & associated items ( Dwaraka) | 1000022487 | 85447090 |  | 18 |  | WAMS Miscellaneous - Armored Fibre Optic Cable and associatedtermination (e.g. L2 Switch) for connecting PMU panels located indifferent control room of a station | EA | 1 |  | Included | 0 | 0 | 0
85 | 7000028396 | 1710 | PMU & associated items ( Dwaraka) | 1000030641 | 85389000 |  | 18 |  | LIU - FO PATCH PANEL-12 PORT | EA | 2 |  | Included | 0 | 0 | 0
86 | 7000028396 | 1720 | Tele Eqpt at Dwarka (Extn) | 1000031367 | 85176260 |  | 18 |  | SDH EQUIPMENT (STM-16 MADM UPTO 5 MSP PROTECTED DIRECTIONS)-BASEEQUIPMENT (COMMON CARDS, CROSS CONNECT/CONTROL CARDS, OPTICAL BASECARDS, POWER SUPPLY CARDS, POWER CABLING, OTHER HARDWARE ANDACCESSORIES INCLUDING SUB RACKS, PATCH CORD, DDF ETC FULLY EQUIPEDEXCLUDING OPTICAL INTERFACE & TRIBUTARY CARDS | EA | 1 |  | Included | 0 | 0 | 0
87 | 7000028396 | 1730 | Tele Eqpt at Dwarka (Extn) | 1000018706 | 85176990 |  | 18 |  | S16.1 SFP | EA | 4 |  | Included | 0 | 0 | 0
88 | 7000028396 | 1740 | Tele Eqpt at Dwarka (Extn) | 1000014272 | 85176290 |  | 18 |  | L16.1 SFP | EA | 2 |  | Included | 0 | 0 | 0
89 | 7000028396 | 1750 | Tele Eqpt at Dwarka (Extn) | 1000031374 | 85176290 |  | 18 |  | TRIBUTARY INTERFACE- E1 INTERFACE (MINIMUM 16 NOS.) | SET | 2 |  | Included | 0 | 0 | 0
90 | 7000028396 | 1760 | Tele Eqpt at Dwarka (Extn) | 1000034950 | 85176990 |  | 18 |  | ETHERNET INTERFACE 10/100 BASE T WITH LAYER-2 SWITCHING (MIN 8INTERFACES PER CARD) | EA | 2 |  | Included | 0 | 0 | 0
91 | 7000028396 | 1770 | Tele Eqpt at Dwarka (Extn) | 1000031381 | 85176290 |  | 18 |  | TRIBUTARY INTERFACE-GIGABIT ETHERNET INTERFACES 10/100 MBPS WITH LAYER-2 SWITCHING (MINIMUM 2 NOS.) | SET | 1 |  | Included | 0 | 0 | 0
92 | 7000028396 | 1780 | Tele Eqpt at Dwarka (Extn) | 1000026228 | 85176290 |  | 18 |  | Equipment Cabinets For SDH | EA | 1 |  | Included | 0 | 0 | 0
93 | 7000028396 | 1790 | Tele Eqpt at Dwarka (Extn) | 1000034998 | 85171890 |  | 18 |  | VOIP TELEPHONE INSTRUMENT WITH ONE COMMON SWITCH (MIN. 8 PORT) | EA | 2 |  | Included | 0 | 0 | 0
94 | 7000028396 | 1800 | Tele Eqpt at Dwarka (Extn) | 1000037545 | 85447090 |  | 18 |  | 24F (DWSM) APPROACH FIBRE OPTIC CABLE | KM | 0.5 |  | Included | 0 | 0 | 0
95 | 7000028396 | 1810 | Tele Eqpt at Dwarka (Extn) | 1000066614 | 73069011 |  | 18 |  | GI PIPE INSTALLATION HARDWARE FOR APPROACH CABLING | KM | 0.5 |  | Included | 0 | 0 | 0
96 | 7000028396 | 1820 | Tele Eqpt at Dwarka (Extn) | 1000066612 | 73071900 |  | 18 |  | GI ELBOW INSTALLATION HARDWARE FOR APPROAH CABLING | EA | 50 |  | Included | 0 | 0 | 0
97 | 7000028396 | 1830 | Tele Eqpt at Dwarka (Extn) | 1000066613 | 83071000 |  | 18 |  | GI FLEXIBLE CONDUIT INSTALLATION HARDWARE FOR APPROAH CABLING | EA | 40 |  | Included | 0 | 0 | 0
98 | 7000028396 | 1840 | Tele Eqpt at Dwarka (Extn) | 1000023471 | 85372000 |  | 18 |  | OPGW Fibre Optic Distribution Panel (FODP): Indoor Type: 96F | EA | 1 |  | Included | 0 | 0 | 0
99 | 7000028396 | 1990 | Towers and Equipment Structures | 1000015954 | 73082011 |  | 18 |  | Fabrication, galvanising and supply of Lattice Structures (MS Steel),to be designed during detailed engineering, for towers, beams andequipment support structure including pack plates / packwashers andgusset plates excluding fasteners and foundation bolts | MT | 29 |  | Included | 0 | 0 | 0
100 | 7000028396 | 2000 | Towers and Equipment Structures | 1000011713 | 73082011 |  | 18 |  | Fabrication, galvanising and supply of fasteners ( nuts, bolts andwashers ) including step bolts for lattice and pipe structures to bedesigned during detailed engineering | MT | 2 |  | Included | 0 | 0 | 0
101 | 7000028396 | 2010 | Towers and Equipment Structures | 1000012373 | 73082011 |  | 18 |  | Fabrication, galvanising and supply of foundation bolts including nuts,checknut and washers for lattice and pipe structures to be designedduring detailed engineering | MT | 2 |  | Included | 0 | 0 | 0
[13 empty] | Included | 0 | 0 | 0
III | Extn of 400kV Jhatikara AIS
1 | 7000028396 | 10 | 420kV, 63kA AIS EQUIPMENT | 1000004501 | 85352913 |  | 18 |  | 420kV, 3150A, 63kA Circuit Breaker (3-Phase) without closing resistorand with Support Structure | EA | 3 |  | Included | 0 | 0 | 0
2 | 7000028396 | 20 | 420kV, 63kA AIS EQUIPMENT | 1000004463 | 85359090 |  | 18 |  | 420 kV, 3000A, 63KA, 1-Phase CurrentTransformer with 120% extended currentrating | EA | 9 |  | Included | 0 | 0 | 0
3 | 7000028396 | 30 | 420kV, 63kA AIS EQUIPMENT | 1000004535 | 85359090 |  | 18 |  | 420 kV, 4400 pF Capacitive Voltage Transformer (1-Phase) | EA | 6 |  | Included | 0 | 0 | 0
4 | 7000028396 | 40 | 420kV, 63kA AIS EQUIPMENT | 1000004498 | 85353090 |  | 18 |  | 420kV, 3150A, 63KA, Isolator (3-phase)(Double Break) with one E/S | EA | 8 |  | Included | 0 | 0 | 0
5 | 7000028396 | 50 | 420kV, 63kA AIS EQUIPMENT | 1000020419 | 85354010 |  | 18 |  | 336kV Surge Arrester (1-phase) | EA | 6 |  | Included | 0 | 0 | 0
6 | 7000028396 | 60 | 420kV, 63kA AIS EQUIPMENT | 1000004401 | 85462040 |  | 18 |  | 420 kV, 1 phase Bus Post Insulator (except for Line Traps) | EA | 12 |  | Included | 0 | 0 | 0
7 | 7000028396 | 70 | Erection Hardware for 420 kV I Type S/Y | 1000011322 | 72169990 |  | 18 |  | Erection Hardware for 400kV I type layout-Line bay as per technicalspecification | SET | 1 |  | Included | 0 | 0 | 0
8 | 7000028396 | 80 | Erection Hardware for 420 kV I Type S/Y | 1000011326 | 72169990 |  | 18 |  | Erection Hardware for 400kV I type layout-Spare bay of half dia as pertechnical specification | SET | 1 |  | Included | 0 | 0 | 0
9 | 7000028396 | 90 | Erection Hardware for 420 kV I Type S/Y | 1000011320 | 72169990 |  | 18 |  | Erection Hardware for 400kV I type layout-Any feeder Extn. on existinghalf dia. as per technical specification | SET | 1 |  | Included | 0 | 0 | 0
10 | 7000028396 | 100 | 420kV Insulator and Hardware | 1000055986 | 72169990 |  | 18 |  | 400KV SUSPENSION INSULATOR STRING AND ASSOCIATED HARDWARE FITTINGSWITH DROP CLAMP SUITABLE FOR QUAD CONDUCTOR | EA | 12 |  | Included | 0 | 0 | 0
11 | 7000028396 | 110 | 420kV Insulator and Hardware | 1000055985 | 72169990 |  | 18 |  | 400KV TENSION INSULATOR STRING AND ASSOCIATED HARDWARE FITTINGS WITHTURN BUCKLE SUITABLE FOR TWIN CONDUCTOR | EA | 6 |  | Included | 0 | 0 | 0
12 | 7000028396 | 120 | Earthmat | 1000032055 | 72159090 |  | 18 |  | 40 MM MS ROD FOR MAIN EARTHMAT | KM | 0.5 |  | Included | 0 | 0 | 0
13 | 7000028396 | 130 | CRP for 420kV Bays with SAS | 1000002165 | 85371000 |  | 18 |  | 400kV Circuit Breaker Relay Panel with Auto Reclose (with Automation) | EA | 3 |  | Included | 0 | 0 | 0
14 | 7000028396 | 140 | CRP for 420kV Bays with SAS | 1000003398 | 85371000 |  | 18 |  | 400kV Line Protection Panel (with Automation) | EA | 2 |  | Included | 0 | 0 | 0
15 | 7000028396 | 150 | CRP for 420kV Bays with SAS | 1000002146 | 85371000 |  | 18 |  | Augmentation of existing 400kV bus bar protection scheme.(No. of baysas per specification)-(with Automation) | SET | 1 |  | Included | 0 | 0 | 0
16 | 7000028396 | 160 | SAS-AUG | 1000003409 | 85371000 |  | 18 |  | Augmentation of Substation automation System for 400kV Main bay as perTechnical Specification | EA | 2 |  | Included | 0 | 0 | 0
17 | 7000028396 | 170 | SAS-AUG | 1000003411 | 85371000 |  | 18 |  | Augmentation of Substation automation System for 400kV Tie bay as perTechnical Specification | EA | 1 |  | Included | 0 | 0 | 0
18 | 7000028396 | 840 | VMS | 1000030433 | 85287390 |  | 18 |  | COLOR IP CAMERA, WITH PAN, TILT AND ZOOM FACILITIES, ALONGWITH ALLREQUIRED ITEMS, ACCESSORIES, LINE INTERFACE UNITS, FIBER PATCH CORDS,POWER SUPPLY UNITS, JUNCTION BOXES, CABLES, FIBER OPTIC CABLES, ETC.,AND INCLUDING INTEGRATION IN EXISTING HARDWARE AND SOFTWARE FORAUGMENTATION OF VISUAL MONITORING SYSTEM AS PER TECHNICALSPECIFICATION. | SET | 1 |  | Included | 0 | 0 | 0
19 | 7000028396 | 180 | DPC | 1000010638 | 85176210 |  | 18 |  | Digital Protection Coupler | EA | 4 |  | Included | 0 | 0 | 0
20 | 7000028396 | 190 | POWER & CONTROL CABLE | 1000056265 | 85446020 |  | 18 |  | 1.1KV GRADE 27CX1.5 SQMM CONTROL CABLE | KM | 1 |  | Included | 0 | 0 | 0
21 | 7000028396 | 200 | POWER & CONTROL CABLE | 1000056264 | 85446020 |  | 18 |  | 1.1KV GRADE 19CX1.5 SQMM CONTROL CABLE | KM | 2 |  | Included | 0 | 0 | 0
22 | 7000028396 | 210 | POWER & CONTROL CABLE | 1000031887 | 85446020 |  | 18 |  | 1.1KV GRADE 10CX2.5 SQMM CONTROL CABLE | KM | 2 |  | Included | 0 | 0 | 0
23 | 7000028396 | 220 | POWER & CONTROL CABLE | 1000031987 | 85446020 |  | 18 |  | 1.1KV GRADE 5CX2.5 SQMM CONTROL CABLE | KM | 4.5 |  | Included | 0 | 0 | 0
24 | 7000028396 | 230 | POWER & CONTROL CABLE | 1000031964 | 85446020 |  | 18 |  | 1.1KV GRADE 3CX2.5 SQMM CONTROL CABLE | KM | 2 |  | Included | 0 | 0 | 0
25 | 7000028396 | 240 | POWER & CONTROL CABLE | 1000031943 | 85446020 |  | 18 |  | 1.1KV GRADE 2CX6 SQMM (PVC) POWER CABLE | KM | 1 |  | Included | 0 | 0 | 0
26 | 7000028396 | 250 | POWER & CONTROL CABLE | 1000031985 | 85446020 |  | 18 |  | 1.1KV GRADE 4CX6 SQMM (PVC) POWER CABLE | KM | 1 |  | Included | 0 | 0 | 0
27 | 7000028396 | 260 | POWER & CONTROL CABLE | 1000031957 | 85446020 |  | 18 |  | 1.1KV GRADE 3.5CX70 SQMM (PVC) POWER CABLE | KM | 0.5 |  | Included | 0 | 0 | 0
28 | 7000028396 | 270 | ILLUMINATION SYSTEM | 1000038387 | 94051090 |  | 18 |  | LED FLOOD LIGHT LUMINARIESTYPE FL-1 (150W) AS PER TECHNICALSPECIFICATION | EA | 5 |  | Included | 0 | 0 | 0
29 | 7000028396 | 280 | ILLUMINATION SYSTEM | 1000038325 | 94059900 |  | 18 |  | LIGHTING FIXTURE LED LUMINAIRES TYPE FL2 AS PER TECH. SPECIFICATIONS | EA | 5 |  | Included | 0 | 0 | 0
30 | 7000028396 | 290 | Mandatory Spare LOT | 1000019918 | 85359090 |  | 18 |  | Spares for 420kV Circuit Breaker | LS | 1 |  | Included | 0 | 0 | 0
31 | 7000028396 | 300 | Mandatory Spare LOT | 1000019919 | 85353090 |  | 18 |  | Spares for 420kV Double break Isolator | LS | 1 |  | Included | 0 | 0 | 0
32 | 7000028396 | 310 | Mandatory Spare LOT | 1000024186 | 85354010 |  | 18 |  | SPARES FOR 336KV SURGE ARRESTER | LS | 1 |  | Included | 0 | 0 | 0
33 | 7000028396 | 320 | Mandatory Spare LOT | 1000025943 | 85359090 |  | 18 |  | Spare-420kV CVT 1 | SET | 1 |  | Included | 0 | 0 | 0
34 | 7000028396 | 330 | Mandatory Spare LOT | 1000025941 | 85389000 |  | 18 |  | Spare-420kV CT 1 | SET | 1 |  | Included | 0 | 0 | 0
35 | 7000028396 | 340 | Mandatory Spare LOT | 1000019912 | 85371000 |  | 18 |  | Relay & protection Panels (with automation) | LS | 1 |  | Included | 0 | 0 | 0
36 | 7000028396 | 350 | Mandatory Spare LOT | 1000019927 | 85389000 |  | 18 |  | Spares-Substation Automation System | LS | 1 |  | Included | 0 | 0 | 0
37 | 7000028396 | 360 | Mandatory Spare LOT | 1000032684 | 85176210 |  | 18 |  | SPARE-DIGITAL PROTECTION COUPLER | LS | 1 |  | Included | 0 | 0 | 0
38 | 7000028396 | 460 | PMU & associated items ( Jhatikara) | 1000017518 | 85364900 |  | 18 |  | PMU with GPS Clock (clock can be either internal or external) | EA | 1 |  | Included | 0 | 0 | 0
39 | 7000028396 | 470 | PMU & associated items ( Jhatikara) | 1000022512 | 90311000 |  | 18 |  | WAMS Hardware - Time System (GPS receiver) | EA | 1 |  | Included | 0 | 0 | 0
40 | 7000028396 | 480 | PMU & associated items ( Jhatikara) | 1000071061 | 85176290 |  | 18 |  | SUBSTATION GRADE LAYER 2 LAN SWITCH | EA | 1 |  | Included | 0 | 0 | 0
41 | 7000028396 | 490 | PMU & associated items ( Jhatikara) | 1000071062 | 85176290 |  | 18 |  | SUBSTATION GRADE LAYER 3 LAN SWITCH | EA | 1 |  | Included | 0 | 0 | 0
42 | 7000028396 | 500 | PMU & associated items ( Jhatikara) | 1000022487 | 85447090 |  | 18 |  | WAMS Miscellaneous - Armored Fibre Optic Cable and associatedtermination (e.g. L2 Switch) for connecting PMU panels located indifferent control room of a station | EA | 1 |  | Included | 0 | 0 | 0
43 | 7000028396 | 510 | PMU & associated items ( Jhatikara) | 1000030641 | 85389000 |  | 18 |  | LIU - FO PATCH PANEL-12 PORT | EA | 2 |  | Included | 0 | 0 | 0
44 | 7000028396 | 530 | Tele Eqpt at Jhatikara (Extn) | 1000031367 | 85176260 |  | 18 |  | SDH EQUIPMENT (STM-16 MADM UPTO 5 MSP PROTECTED DIRECTIONS)-BASEEQUIPMENT (COMMON CARDS, CROSS CONNECT/CONTROL CARDS, OPTICAL BASECARDS, POWER SUPPLY CARDS, POWER CABLING, OTHER HARDWARE ANDACCESSORIES INCLUDING SUB RACKS, PATCH CORD, DDF ETC FULLY EQUIPEDEXCLUDING OPTICAL INTERFACE & TRIBUTARY CARDS | EA | 1 |  | Included | 0 | 0 | 0
45 | 7000028396 | 540 | Tele Eqpt at Jhatikara (Extn) | 1000018706 | 85176990 |  | 18 |  | S16.1 SFP | EA | 4 |  | Included | 0 | 0 | 0
46 | 7000028396 | 550 | Tele Eqpt at Jhatikara (Extn) | 1000014272 | 85176290 |  | 18 |  | L16.1 SFP | EA | 2 |  | Included | 0 | 0 | 0
47 | 7000028396 | 560 | Tele Eqpt at Jhatikara (Extn) | 1000031374 | 85176290 |  | 18 |  | TRIBUTARY INTERFACE- E1 INTERFACE (MINIMUM 16 NOS.) | SET | 2 |  | Included | 0 | 0 | 0
48 | 7000028396 | 570 | Tele Eqpt at Jhatikara (Extn) | 1000034950 | 85176990 |  | 18 |  | ETHERNET INTERFACE 10/100 BASE T WITH LAYER-2 SWITCHING (MIN 8INTERFACES PER CARD) | EA | 2 |  | Included | 0 | 0 | 0
49 | 7000028396 | 580 | Tele Eqpt at Jhatikara (Extn) | 1000031381 | 85176290 |  | 18 |  | TRIBUTARY INTERFACE-GIGABIT ETHERNET INTERFACES 10/100 MBPS WITH LAYER-2 SWITCHING (MINIMUM 2 NOS.) | SET | 1 |  | Included | 0 | 0 | 0
50 | 7000028396 | 590 | Tele Eqpt at Jhatikara (Extn) | 1000026228 | 85176290 |  | 18 |  | Equipment Cabinets For SDH | EA | 1 |  | Included | 0 | 0 | 0
51 | 7000028396 | 600 | Tele Eqpt at Jhatikara (Extn) | 1000034998 | 85171890 |  | 18 |  | VOIP TELEPHONE INSTRUMENT WITH ONE COMMON SWITCH (MIN. 8 PORT) | EA | 2 |  | Included | 0 | 0 | 0
52 | 7000028396 | 610 | Tele Eqpt at Jhatikara (Extn) | 1000037545 | 85447090 |  | 18 |  | 24F (DWSM) APPROACH FIBRE OPTIC CABLE | KM | 0.5 |  | Included | 0 | 0 | 0
53 | 7000028396 | 620 | Tele Eqpt at Jhatikara (Extn) | 1000066614 | 73069011 |  | 18 |  | GI PIPE INSTALLATION HARDWARE FOR APPROACH CABLING | KM | 0.5 |  | Included | 0 | 0 | 0
54 | 7000028396 | 630 | Tele Eqpt at Jhatikara (Extn) | 1000066612 | 73071900 |  | 18 |  | GI ELBOW INSTALLATION HARDWARE FOR APPROAH CABLING | EA | 50 |  | Included | 0 | 0 | 0
55 | 7000028396 | 640 | Tele Eqpt at Jhatikara (Extn) | 1000066613 | 83071000 |  | 18 |  | GI FLEXIBLE CONDUIT INSTALLATION HARDWARE FOR APPROAH CABLING | EA | 40 |  | Included | 0 | 0 | 0
56 | 7000028396 | 650 | Tele Eqpt at Jhatikara (Extn) | 1000023471 | 85372000 |  | 18 |  | OPGW Fibre Optic Distribution Panel (FODP): Indoor Type: 96F | EA | 1 |  | Included | 0 | 0 | 0
57 | 7000028396 | 670 | Spare Tele. Com Eqpt Jhatikara | 1000031369 | 85176260 |  | 18 |  | SDH EQUIPMENT (STM-16 MADM UPTO 5 MSP PROTECTED DIRECTIONS)-COMMONCARDS, CROSS-CONNECT/CONTROL CARDS, OPTICAL BASE CARD, POWER SUPPLYCARDS, POWER CABLING, OTHER HARDWARE & ACCESSORIES (EACH). | SET | 1 |  | Included | 0 | 0 | 0
58 | 7000028396 | 680 | Spare Tele. Com Eqpt Jhatikara | 1000018706 | 85176990 |  | 18 |  | S16.1 SFP | EA | 1 |  | Included | 0 | 0 | 0
59 | 7000028396 | 690 | Spare Tele. Com Eqpt Jhatikara | 1000014272 | 85176290 |  | 18 |  | L16.1 SFP | EA | 1 |  | Included | 0 | 0 | 0
60 | 7000028396 | 700 | Spare Tele. Com Eqpt Jhatikara | 1000031374 | 85176290 |  | 18 |  | TRIBUTARY INTERFACE- E1 INTERFACE (MINIMUM 16 NOS.) | SET | 1 |  | Included | 0 | 0 | 0
61 | 7000028396 | 710 | Spare Tele. Com Eqpt Jhatikara | 1000034950 | 85176990 |  | 18 |  | ETHERNET INTERFACE 10/100 BASE T WITH LAYER-2 SWITCHING (MIN 8INTERFACES PER CARD) | EA | 1 |  | Included | 0 | 0 | 0
62 | 7000028396 | 720 | Spare Tele. Com Eqpt Jhatikara | 1000031381 | 85176290 |  | 18 |  | TRIBUTARY INTERFACE-GIGABIT ETHERNET INTERFACES 10/100 MBPS WITH LAYER-2 SWITCHING (MINIMUM 2 NOS.) | SET | 1 |  | Included | 0 | 0 | 0
63 | 7000028396 | 730 | Spare Tele. Com Eqpt Jhatikara | 1000034998 | 85171890 |  | 18 |  | VOIP TELEPHONE INSTRUMENT WITH ONE COMMON SWITCH (MIN. 8 PORT) | EA | 1 |  | Included | 0 | 0 | 0
64 | 7000028396 | 740 | Spare Tele. Com Eqpt Jhatikara | 1000031398 | 85171890 |  | 18 |  | PRE CONNECTORIZED OPTICAL FIBER PATCH CORDS(10 MTRS) â€“ PACK OF SIXPATCH CORDS | SET | 1 |  | Included | 0 | 0 | 0
65 | 7000028396 | 750 | Spare Tele. Com Eqpt Jhatikara | 1000037545 | 85447090 |  | 18 |  | 24F (DWSM) APPROACH FIBRE OPTIC CABLE | KM | 0.5 |  | Included | 0 | 0 | 0
66 | 7000028396 | 760 | Spare Tele. Com Eqpt Jhatikara | 1000066614 | 73069011 |  | 18 |  | GI PIPE INSTALLATION HARDWARE FOR APPROACH CABLING | KM | 0.035 |  | Included | 0 | 0 | 0
67 | 7000028396 | 770 | Spare Tele. Com Eqpt Jhatikara | 1000066612 | 73071900 |  | 18 |  | GI ELBOW INSTALLATION HARDWARE FOR APPROAH CABLING | EA | 4 |  | Included | 0 | 0 | 0
68 | 7000028396 | 780 | Spare Tele. Com Eqpt Jhatikara | 1000066613 | 83071000 |  | 18 |  | GI FLEXIBLE CONDUIT INSTALLATION HARDWARE FOR APPROAH CABLING | EA | 3 |  | Included | 0 | 0 | 0
69 | 7000028396 | 810 | Towers and Equipment Structures | 1000015954 | 73082011 |  | 18 |  | Fabrication, galvanising and supply of Lattice Structures (MS Steel),to be designed during detailed engineering, for towers, beams andequipment support structure including pack plates / packwashers andgusset plates excluding fasteners and foundation bolts | MT | 10 |  | Included | 0 | 0 | 0
70 | 7000028396 | 820 | Towers and Equipment Structures | 1000011713 | 73082011 |  | 18 |  | Fabrication, galvanising and supply of fasteners ( nuts, bolts andwashers ) including step bolts for lattice and pipe structures to bedesigned during detailed engineering | MT | 1 |  | Included | 0 | 0 | 0
71 | 7000028396 | 830 | Towers and Equipment Structures | 1000012373 | 73082011 |  | 18 |  | Fabrication, galvanising and supply of foundation bolts including nuts,checknut and washers for lattice and pipe structures to be designedduring detailed engineering | MT | 1 |  | Included | 0 | 0 | 0
[13 empty] | Included | 0 | 0 | 0
[7 empty] | Total Ex-works Price | [5 empty] | 0 | 0
[7 empty] | Total Type Test charges as per Schedule-7 | [5 empty] | 0
[7 empty] | Total Ex-works Price including Type Test charges | [5 empty] | 0
[7 empty] | Total GST Tax as confirmed by Bidder | [5 empty] | 0
Note : | Specify amount of GST on the transaction between the Contractor and the Employer.
* | In case the bidder leaves the cell for confirmation of the HSN code and/or GST rate “blank”, the HSN code and corresponding GST rate indicated by the Employer shall be deemed to be the one confirmed by the Bidder.
Date: | -- | [7 empty] | Printed Name :
Place: | [8 empty] | Designation :
Click for Sch-2

## Sch-1 dis (hidden)
Specification No.: CC/NT/W-TW/DOM/A10/24/12830 | [5 empty] | Schedule - 1 |  |  |  | Direct Total | 0 | Sole Bidder | `
[10 empty] | BO Total | #REF! | 0
Tower Package TW-01 for 400kV D/C Jhatikara - Dwarka Transmission Line including associated 2 Nos. of 400 kV line bays each at both Jhatikara and Dwarka substations under Rajasthan REZ Ph-III, Part-D- Ph-II Scheme
(SCHEDULE OF RATES AND PRICES : EX-WORKS PRICES)
Bidder’s Name and Address (Sole Bidder) : |  |  |  | To:
Contract Services
Name : |  |  |  | Power Grid Corporation of India Ltd., | [7 empty] | &
Address : |  |  |  | "Saudamini", Plot No.-2
Sector-29,
Gurgaon (Haryana) - 122001
Plant and Equipment (including Mandatory Spares Parts) to be supplied, including Type Test Charges for Tests to be conducted. | [10 empty] | Direct
[6 empty] | All Prices are in Indian Rupees. |  |  |  |  | Bought-Out
SI. No. | Item Description | Unit | Qty. | Unit Ex-works price | Total Ex-works price | Mode of Transaction (Direct / Bought-out)
1 | 2 | 3 | 4 | 5 | 6 = 4 x 5 | 7
0 | 0
#REF! | #REF!
0 | 0
#REF! | #REF! | #REF! | #REF! | #REF! | #REF! | #REF!
#REF! | #REF! | #REF! | #REF! | #REF! | #REF! | #REF!
#REF! | #REF!
#REF! | #REF! | #REF! | #REF! | #REF! | #REF! | #REF!
#REF! | #REF! | #REF! | #REF! | #REF! | #REF! | #REF!
#REF! | #REF!
#REF! | #REF! | #REF! | #REF! | #REF! | #REF! | #REF!
#REF! | #REF! | #REF! | #REF! | #REF! | #REF! | #REF!
#REF! | #REF!
#REF! | #REF!
#REF! | #REF! | #REF! | #REF! | #REF! | #REF! | #REF!
#REF! | #REF! | #REF! | #REF! | #REF! | #REF! | #REF!
#REF! | #REF!
#REF! | #REF! | #REF! | #REF! | #REF! | #REF! | #REF!
#REF! | #REF! | #REF! | #REF! | #REF! | #REF! | #REF!
#REF! | #REF! | #REF! | #REF! | #REF! | #REF! | #REF!
#REF! | #REF! | #REF! | #REF! | #REF! | #REF! | #REF!
#REF! | #REF! | #REF! | #REF! | #REF! | #REF! | #REF!
#REF! | #REF! | #REF! | #REF! | #REF! | #REF! | #REF!
#REF! | #REF!
#REF! | #REF! | #REF! | #REF! | #REF! | #REF! | #REF!
#REF! | #REF!
#REF! | #REF! | #REF! | #REF! | #REF! | #REF! | #REF!
#REF! | #REF! | #REF! | #REF! | #REF! | #REF! | #REF!
#REF! | #REF! | #REF! | #REF! | #REF! | #REF! | #REF!
#REF! | #REF! | #REF! | #REF! | #REF! | #REF! | #REF!
#REF! | #REF!
#REF! | #REF! | #REF! | #REF! | #REF! | #REF! | #REF!
#REF! | #REF! | #REF! | #REF! | #REF! | #REF! | #REF!
#REF! | #REF! | #REF! | #REF! | #REF! | #REF! | #REF!
#REF! | #REF!
#REF! | #REF! | #REF! | #REF! | #REF! | #REF! | #REF!
#REF! | #REF! | #REF! | #REF! | #REF! | #REF! | #REF!
#REF! | #REF! | #REF! | #REF! | #REF! | #REF! | #REF!
#REF! | #REF! | #REF! | #REF! | #REF! | #REF! | #REF!
#REF! | #REF! | #REF! | #REF! | #REF! | #REF! | #REF!
#REF! | #REF!
| #REF! | #REF! | #REF! | #REF! | #REF! | #REF!
#REF!
| #REF! | #REF! | #REF! | #REF! | #REF! | #REF!
| #REF! | #REF! | #REF! | #REF! | #REF! | #REF!
| Total Ex-Works Price Direct |  |  |  | 0 | Direct
| Total Ex-Works Price Bought Out |  |  |  | 0
| Total Ex-Works Price |  |  |  | 0
| Total Type Test charges as per Schedule-7 |  |  |  | #REF! |  |  | #REF! |  | #REF!
| Total Ex-works Price including Type Test charges |  |  |  | #REF! |  |  | #REF! |  | #REF!
[7 empty] | Discount Sch-1 | #REF! | MPD Sch-1 | #REF!
[7 empty] | Dis Alert | #REF!
Note : | Specify amount of Excise Duty, Sales Tax/'VAT and other taxes payable on the transaction between the Contractor and the Employer and octroi/entry tax as applicable for destination site/state on all items of supply including bought-out finished items (to be identified in the Contract), which shall be dispatched directly from the sub-vendor’s works to the Employer’s site (sale-in-transit), separately in Schedule-5. Excise Duty, Sales tax and other levies for all the bought-out items are to be included in the EXW Price (Col. No. 5) only and not to be indicated in Schedule-5.
Date : | --
Place : |  |  | Printed Name :
Designation :
Click for Sch-2

## Sch-2
Specification No.: CC/NT/W-TW/DOM/A10/24/12830 | [8 empty] | Schedule - 2
Tower Package TW-01 for 400kV D/C Jhatikara - Dwarka Transmission Line including associated 2 Nos. of 400 kV line bays each at both Jhatikara and Dwarka substations under Rajasthan REZ Ph-III, Part-D- Ph-II Scheme
(SCHEDULE OF RATES AND PRICES)
Bidder’s Name and Address (Sole Bidder) : | [7 empty] | To:
Contracts Services, 3rd Floor
Name : | [7 empty] | Power Grid Corporation of India Ltd.,
Address : | [7 empty] | "Saudamini", Plot No.-2
Sector-29,
Gurgaon (Haryana) - 122001
LOCAL TRANSPORTATION, IN-TRANSIT INSURANCE, LOADING AND UNLOADING
All Prices are in Indian Rupees.
SI. No. | PR No | PR Line Item No | Activity Description | Material Code | Description | Unit | Quantity | Unit Freight, In-transit Insurance, loading & unloading Charges | Total Freight, In-transit Insurance, loading & unloading Charges
1 | 2 | 3 | 4 | 5 | 4 | 5 | 6 | 7 | 8= 6 x 7
I | 400kV Jhatikara-Dwaraka D/c (HTLS)
1 | 7000028445 | 10 | FABRICATION AND SUPPLY | 1000013391 | Fabrication, galvanising & supply ofvarious types of towers & towerparts,tower/leg extensions (complete)excluding step bolt, stubs andbolts &nuts but including hangers, D-Shackles,pack washers etc.-HTSteel for NormalTowers | MT | 850 |  | Included
2 | 7000028445 | 20 | FABRICATION AND SUPPLY | 1000015274 | Fabrication, galvanising & supply ofvarious types of towers & towerparts,tower/leg extensions (complete)excluding step bolt, stubs andbolts &nuts but including hangers, D-Shackles,pack washers etc.-MSSteel for NormalTowers | MT | 270 |  | Included
3 | 7000028445 | 30 | FABRICATION AND SUPPLY | 1000013393 | Fabrication, galvanising & supply ofstubs with cleats for varioustypes oftowers and tower extensions(complete)with packwashers excluding supply ofbolts & nuts-HT Steel for Normal Towers | MT | 95 |  | Included
4 | 7000028445 | 40 | FABRICATION AND SUPPLY | 1000013472 | Supply of Hexagonal Bolts & Nuts fortowers including Step Bolts,SpringWashers etc. | MT | 57 |  | Included
5 | 7000028445 | 50 | FABRICATION AND SUPPLY | 1000007847 | Supply of Bolts & Nuts for Stubsincluding Spring Washers etc. | MT | 3 |  | Included
6 | 7000028445 | 60 | FABRICATION AND SUPPLY | 1000015276 | Fabrication, galvanising & supply ofstubs with cleats for varioustypes oftowers and tower extensions(complete)with packwashers excluding supply ofbolts & nuts-MS Steel for Normal Towers | MT | 12 |  | Included
7 | 7000028445 | 70 | EARTHING OF TOWERS | 1000017587 | Supply of Pipe Type Earthing | EA | 68 |  | Included
8 | 7000028445 | 80 | EARTHING OF TOWERS | 1000038340 | ROD TYPE EARTHING | EA | 29 |  | Included
9 | 7000028445 | 90 | EARTHING OF TOWERS | 1000019718 | Supply of Shieldwire EarthingincludingPG clamps, downlead clampsbutexcluding Earthwire bits for Pipetypeearthing | EA | 2 |  | Included
10 | 7000028445 | 100 | EARTHING OF TOWERS | 1000034135 | EARTHING OF PILE FOUNDATION LOCATIONS | MT | 2.5 |  | Included
11 | 7000028445 | 110 | TOWER ACCESSORIES | 1000010539 | Danger Plate for 400kV | EA | 73 |  | Included
12 | 7000028445 | 120 | TOWER ACCESSORIES | 1000015971 | Number Plate for 400kV | EA | 73 |  | Included
13 | 7000028445 | 130 | TOWER ACCESSORIES | 1000017508 | Phase Plate (Set of three) | SET | 146 |  | Included
14 | 7000028445 | 140 | TOWER ACCESSORIES | 1000009119 | Circuit Plate (Set of two) | SET | 73 |  | Included
15 | 7000028445 | 150 | TOWER ACCESSORIES | 1000006779 | Supply of Anti-Climbing Devices ofBarbedWire Type | SET | 73 |  | Included
16 | 7000028445 | 160 | TOWER ACCESSORIES | 1000007735 | Bird Guard (Set of Three) | SET | 22 |  | Included
17 | 7000028445 | 170 | CONDUCTOR | 1000036834 | HTLS MOOSE CONDUCTOR | KM | 206 |  | Included
18 | 7000028445 | 180 | CONDUCTOR | 1000036834 | HTLS MOOSE CONDUCTOR | KM | 5 |  | Included
19 | 7000028445 | 190 | Earthwire | 1000030841 | 7/3.66 G.S. EARTHWIRE | KM | 17 |  | Included
20 | 7000028445 | 200 | HARDWARE FITTINGS | 1000019805 | Hardware Fittings for Twin HTLS Conductor-Single "I" Suspension String(without clamps) | SET | 66 |  | Included
21 | 7000028445 | 210 | HARDWARE FITTINGS | 1000019805 | Hardware Fittings for Twin HTLS Conductor-Single "I" Suspension String(without clamps) | SET | 2 |  | Included
22 | 7000028445 | 220 | HARDWARE FITTINGS | 1000010803 | Hardware Fittings for Twin HTLS Conductor-Double TensionString(without clamps) | SET | 756 |  | Included
23 | 7000028445 | 230 | HARDWARE FITTINGS | 1000019783 | Hardware Fittings for Twin HTLS Conductor-Single I Suspension String(Pilot)(without clamps) | SET | 135 |  | Included
24 | 7000028445 | 240 | HARDWARE FITTINGS | 1000036855 | SUSPENSION CLAMP (FREE CENTRE TYPE SUSPENSION CLAMP ALONGWITHPREFORMED ARMOUR RODS OR ARMOUR GRIP SUSPENSION CLAMP) SUITABLE FORSUSPENSION INSULATOR STRING FOR HTLS MOOSE CONDUCTOR | EA | 132 |  | Included
25 | 7000028445 | 250 | HARDWARE FITTINGS | 1000036855 | SUSPENSION CLAMP (FREE CENTRE TYPE SUSPENSION CLAMP ALONGWITHPREFORMED ARMOUR RODS OR ARMOUR GRIP SUSPENSION CLAMP) SUITABLE FORSUSPENSION INSULATOR STRING FOR HTLS MOOSE CONDUCTOR | EA | 24 |  | Included
26 | 7000028445 | 260 | HARDWARE FITTINGS | 1000036825 | DEAD END CLAMP SUITABLE FOR TENSION INSULATOR STRING FOR HTLS MOOSECONDUCTOR | EA | 1512 |  | Included
27 | 7000028445 | 270 | HARDWARE FITTINGS | 1000036856 | SUSPENSION CLAMP SUITABLE FOR SUSPENSION PILOT INSULATOR STRING FORHTLS MOOSE CONDUCTOR | EA | 270 |  | Included
28 | 7000028445 | 280 | HARDWARE FITTINGS | 1000010803 | Hardware Fittings for Twin HTLS Conductor-Double TensionString(without clamps) | SET | 15 |  | Included
29 | 7000028445 | 290 | HARDWARE FITTINGS | 1000019783 | Hardware Fittings for Twin HTLS Conductor-Single I Suspension String(Pilot)(without clamps) | SET | 3 |  | Included
30 | 7000028445 | 300 | HARDWARE FITTINGS | 1000036825 | DEAD END CLAMP SUITABLE FOR TENSION INSULATOR STRING FOR HTLS MOOSECONDUCTOR | EA | 24 |  | Included
31 | 7000028445 | 310 | HARDWARE FITTINGS | 1000036856 | SUSPENSION CLAMP SUITABLE FOR SUSPENSION PILOT INSULATOR STRING FORHTLS MOOSE CONDUCTOR | EA | 6 |  | Included
32 | 7000028445 | 320 | CONDUCTOR ACCESSORIES (HTLS MOOSE) | 1000036839 | MID SPAN COMPRESSION JOINT FOR HTLS MOOSE CONDUCTOR | EA | 108 |  | Included
33 | 7000028445 | 330 | CONDUCTOR ACCESSORIES (HTLS MOOSE) | 1000036839 | MID SPAN COMPRESSION JOINT FOR HTLS MOOSE CONDUCTOR | EA | 25 |  | Included
34 | 7000028445 | 340 | CONDUCTOR ACCESSORIES (HTLS MOOSE) | 1000036851 | REPAIR SLEEVE FOR HTLS MOOSE CONDUCTOR | EA | 36 |  | Included
35 | 7000028445 | 350 | CONDUCTOR ACCESSORIES (HTLS MOOSE) | 1000036851 | REPAIR SLEEVE FOR HTLS MOOSE CONDUCTOR | EA | 25 |  | Included
36 | 7000028445 | 360 | CONDUCTOR ACCESSORIES (HTLS MOOSE) | 1000036854 | SPACER DAMPER FOR HTLS MOOSE CONDUCTOR | EA | 3066 |  | Included
37 | 7000028445 | 370 | CONDUCTOR ACCESSORIES (HTLS MOOSE) | 1000036854 | SPACER DAMPER FOR HTLS MOOSE CONDUCTOR | EA | 126 |  | Included
38 | 7000028445 | 380 | CONDUCTOR ACCESSORIES (HTLS MOOSE) | 1000036852 | RIGID SPACER FOR HTLS MOOSE CONDUCTOR | EA | 1116 |  | Included
39 | 7000028445 | 390 | CONDUCTOR ACCESSORIES (HTLS MOOSE) | 1000036852 | RIGID SPACER FOR HTLS MOOSE CONDUCTOR | EA | 36 |  | Included
40 | 7000028445 | 400 | Earthwire Accessories | 1000015505 | Mid Span Compression Joint -7/3.66mmEarth Wire | EA | 9 |  | Included
41 | 7000028445 | 410 | Earthwire Accessories | 1000015505 | Mid Span Compression Joint -7/3.66mmEarth Wire | EA | 1 |  | Included
42 | 7000028445 | 420 | Earthwire Accessories | 1000028485 | FLEXIBLE AL BOND-7/3.66MM E/W | EA | 137 |  | Included
43 | 7000028445 | 430 | Earthwire Accessories | 1000028485 | FLEXIBLE AL BOND-7/3.66MM E/W | EA | 3 |  | Included
44 | 7000028445 | 440 | Earthwire Accessories | 1000022420 | Vibration damper -7/3.66mm Earth Wire | EA | 274 |  | Included
45 | 7000028445 | 450 | Earthwire Accessories | 1000022420 | Vibration damper -7/3.66mm Earth Wire | EA | 5 |  | Included
46 | 7000028445 | 460 | Earthwire Accessories | 1000020447 | Suspension clamp assembly -7/3.66mmEarth Wire | EA | 11 |  | Included
47 | 7000028445 | 470 | Earthwire Accessories | 1000020447 | Suspension clamp assembly -7/3.66mmEarth Wire | EA | 1 |  | Included
48 | 7000028445 | 480 | Earthwire Accessories | 1000020991 | Tension clamp assembly-7/3.66mm EarthWire | EA | 124 |  | Included
49 | 7000028445 | 490 | Earthwire Accessories | 1000020991 | Tension clamp assembly-7/3.66mm EarthWire | EA | 2 |  | Included
50 | 7000028445 | 500 | INSULATOR (CLR) | 1000009325 | Composite long rod Insulators for 400kV Transmission Line-120 KN(Length-3335 mm, Creepage-13020 mm) | EA | 201 |  | Included
51 | 7000028445 | 510 | INSULATOR (CLR) | 1000009328 | Composite long rod Insulators for 400kV Transmission Line-160 KN(Length-3910 mm, Creepage-13020 mm) | EA | 1512 |  | Included
52 | 7000028445 | 520 | INSULATOR (CLR) | 1000009325 | Composite long rod Insulators for 400kV Transmission Line-120 KN(Length-3335 mm, Creepage-13020 mm) | EA | 20 |  | Included
53 | 7000028445 | 530 | INSULATOR (CLR) | 1000009328 | Composite long rod Insulators for 400kV Transmission Line-160 KN(Length-3910 mm, Creepage-13020 mm) | EA | 151 |  | Included
54 | 7000028445 | 540 | AVIATION REQUIREMENTS | 1000019903 | Supply of Span Marker for Aviation | EA | 73 |  | Included
55 | 7000028445 | 550 | AVIATION REQUIREMENTS | 1000016663 | Supply of Obstruction Lights (as perIS5613)-1 Medium Intensity + 2LowIntensity | SET | 71 |  | Included
56 | 7000028445 | 560 | AVIATION REQUIREMENTS | 1000016664 | Supply of Obstruction Lights (as per IS5613)-1 Medium Intensity + 4 LowIntensity | SET | 2 |  | Included
57 | 7000028445 | 680 | FABRICATION AND SUPPLY SPARES | 1000013391 | Fabrication, galvanising & supply ofvarious types of towers & towerparts,tower/leg extensions (complete)excluding step bolt, stubs andbolts &nuts but including hangers, D-Shackles,pack washers etc.-HTSteel for NormalTowers | MT | 8.5 |  | Included
58 | 7000028445 | 690 | FABRICATION AND SUPPLY SPARES | 1000015274 | Fabrication, galvanising & supply ofvarious types of towers & towerparts,tower/leg extensions (complete)excluding step bolt, stubs andbolts &nuts but including hangers, D-Shackles,pack washers etc.-MSSteel for NormalTowers | MT | 2.7 |  | Included
59 | 7000028445 | 700 | FABRICATION AND SUPPLY SPARES | 1000013393 | Fabrication, galvanising & supply ofstubs with cleats for varioustypes oftowers and tower extensions(complete)with packwashers excluding supply ofbolts & nuts-HT Steel for Normal Towers | MT | 1 |  | Included
60 | 7000028445 | 710 | FABRICATION AND SUPPLY SPARES | 1000013472 | Supply of Hexagonal Bolts & Nuts fortowers including Step Bolts,SpringWashers etc. | MT | 0.6 |  | Included
61 | 7000028445 | 720 | FABRICATION AND SUPPLY SPARES | 1000007847 | Supply of Bolts & Nuts for Stubsincluding Spring Washers etc. | MT | 0.1 |  | Included
62 | 7000028445 | 730 | FABRICATION AND SUPPLY SPARES | 1000015276 | Fabrication, galvanising & supply ofstubs with cleats for varioustypes oftowers and tower extensions(complete)with packwashers excluding supply ofbolts & nuts-MS Steel for Normal Towers | MT | 0.1 |  | Included
63 | 7000028445 | 740 | OPGW Supply | 1000030940 | 24 FIBRE (DWSM) OPGW FIBRE OPTIC CABLE | KM | 17.85 |  | Included
64 | 7000028445 | 750 | OPGW Supply | 1000020444 | Suspension clamp assembly for 24 fibreOPGW | EA | 10 |  | Included
65 | 7000028445 | 760 | OPGW Supply | 1000031039 | TENSION FITTINGS ASSEMBLY FOR 24F OPGWINCLUDING ALL ACCESSORIES FORJOINT BOX(SPLICING) LOCATION | SET | 3 |  | Included
66 | 7000028445 | 770 | OPGW Supply | 1000033146 | TENSION ASSEMBLY - DOUBLE TENSION PASSTHROUGH ASSEMBLY FOR 24 FIBEROPGW | SET | 55 |  | Included
67 | 7000028445 | 780 | OPGW Supply | 1000022417 | Vibration Damper for 24 fibre OPGW | EA | 400 |  | Included
68 | 7000028445 | 790 | OPGW Supply | 1000010817 | Down Lead clamp Assembly for 24 fibreOPGW | EA | 234 |  | Included
69 | 7000028445 | 800 | OPGW Supply | 1000014198 | Joint Box for 24 fibre OPGW | EA | 5 |  | Included
70 | 7000028445 | 810 | OPGW Supply | 1000031041 | TENSION FITTINGS ASSEMBLY ON SUSPENSIONTOWER FOR 24F OPGW INCLUDINGALLACCESSORIES AT JOINT BOX (SPLICING)LOCATION | SET | 1 |  | Included
71 | 7000028445 | 820 | OPGW Supply | 1000033144 | TENSION ASSEMBLY - DEAD END FOR 24 FIBEROPGW | SET | 2 |  | Included
72 | 7000028445 | 830 | OPGW Mandatory Spares | 1000030940 | 24 FIBRE (DWSM) OPGW FIBRE OPTIC CABLE | KM | 3 |  | Included
73 | 7000028445 | 840 | OPGW Mandatory Spares | 1000020444 | Suspension clamp assembly for 24 fibreOPGW | EA | 1 |  | Included
74 | 7000028445 | 850 | OPGW Mandatory Spares | 1000033144 | TENSION ASSEMBLY - DEAD END FOR 24 FIBEROPGW | SET | 1 |  | Included
75 | 7000028445 | 860 | OPGW Mandatory Spares | 1000031039 | TENSION FITTINGS ASSEMBLY FOR 24F OPGWINCLUDING ALL ACCESSORIES FORJOINT BOX(SPLICING) LOCATION | SET | 1 |  | Included
76 | 7000028445 | 870 | OPGW Mandatory Spares | 1000033146 | TENSION ASSEMBLY - DOUBLE TENSION PASSTHROUGH ASSEMBLY FOR 24 FIBEROPGW | SET | 1 |  | Included
77 | 7000028445 | 880 | OPGW Mandatory Spares | 1000031041 | TENSION FITTINGS ASSEMBLY ON SUSPENSIONTOWER FOR 24F OPGW INCLUDINGALLACCESSORIES AT JOINT BOX (SPLICING)LOCATION | SET | 1 |  | Included
78 | 7000028445 | 890 | OPGW Mandatory Spares | 1000022417 | Vibration Damper for 24 fibre OPGW | EA | 6 |  | Included
79 | 7000028445 | 900 | OPGW Mandatory Spares | 1000010817 | Down Lead clamp Assembly for 24 fibreOPGW | EA | 6 |  | Included
80 | 7000028445 | 910 | OPGW Mandatory Spares | 1000014198 | Joint Box for 24 fibre OPGW | EA | 1 |  | Included
81 | 7000028445 | 940 | Bird Diverter | 1000045871 | BIRD DIVERTER | EA | 400 |  | Included
82 | 7000028445 | 970 | FABRICATION AND SUPPLY for POLE | 1000068562 | FABRICATION, GALVANISING & SUPPLY OF VARIOUS TYPES OF POLE & POLEPARTS, POLE EXTENSIONS (COMPLETE), EXCLUDING ANCHOR BOLT, STEP BOLT,INCLUDING HANGERS, D-SHACKLES, PACK WASHERS ETC.-GRADE 450 OREQUIVALENT | MT | 1776.51 |  | Included
83 | 7000028445 | 980 | FABRICATION AND SUPPLY for POLE | 1000068560 | Fabrication, galvanising & supply of base plate, anchor plate, etc -Grade 350 or Equivalent | MT | 162.67 |  | Included
84 | 7000028445 | 990 | FABRICATION AND SUPPLY for POLE | 1000068544 | Supply of Bolt & Nuts with Spring washer Grade-5.6 and step bolts withspring washer Grade 4.6 | MT | 1.79 |  | Included
85 | 7000028445 | 1000 | FABRICATION AND SUPPLY for POLE | 1000068545 | SUPPLY OF BOLT & NUTS FOR POLE INCLUDING SPRING WASHER-GRADE 8.8 | MT | 26.4 |  | Included
86 | 7000028445 | 1010 | FABRICATION AND SUPPLY for POLE | 1000068542 | SUPPLY OF ANCHOR BOLT & NUTS FOR POLE INCLUDING SPRING WASHER-GRADE8.8 | MT | 81.93 |  | Included
II | Extn of 400kV Dwarka GIS
1 | 7000028396 | 860 | 400kV AIS Equipment | 1000020419 | 336kV Surge Arrester (1-phase) | EA | 6 |  | Included
2 | 7000028396 | 870 | 400kV AIS Equipment | 1000004401 | 420 kV, 1 phase Bus Post Insulator (except for Line Traps) | EA | 15 |  | Included
3 | 7000028396 | 2020 | GIS Portion 400kV GIS Equipment | 1000004631 | 420 kV, 3150 A, 50 kA, SF6 GIS Linefeeder bay module(without PIR) as perSection-Project, Technicalspecification | SET | 2 |  | Included
4 | 7000028396 | 2030 | GIS Portion 400kV GIS Equipment | 1000004494 | 420kV, 3150 A, 50 kA, SF6 GIS Tie baymodule(without PIR) as perSection-Project, Technicalspecification | SET | 1 |  | Included
5 | 7000028396 | 2040 | GIS Portion 400kV GIS Equipment | 1000032801 | 420KV, 4000A,50KA GIS BUSBAR MODULE EXTENSION | SET | 2 |  | Included
6 | 7000028396 | 2050 | GIS Portion 400kV GIS Equipment | 1000004286 | 420kV, 3000A, 50kA, Single phase, SF6Gas Insulated Bus Duct (GIB) outsideGIS Hall alongwith associated supportstructure | M | 300 |  | Included
7 | 7000028396 | 2060 | GIS Portion 400kV GIS Equipment | 1000029506 | 3150A, 50kA, 1sec Single phase 420kV SF6to Air Bushing | EA | 3 |  | Included
8 | 7000028396 | 930 | Erection Hardware | 1000011336 | Erection Hardware for 400kV I type layout for GIS terminationarrangement-Line bay as per technical specification | SET | 2 |  | Included
9 | 7000028396 | 940 | 400kV Insulator &Hardware | 1000055991 | 400KV TENSION INSULATOR STRING AND ASSOCIATED HARDWARE FITTINGSWITH TURN BUCKLE SUITABLE FOR QUAD CONDUCTOR | EA | 6 |  | Included
10 | 7000028396 | 950 | 400kV Insulator &Hardware | 1000055986 | 400KV SUSPENSION INSULATOR STRING AND ASSOCIATED HARDWARE FITTINGSWITH DROP CLAMP SUITABLE FOR QUAD CONDUCTOR | EA | 6 |  | Included
11 | 7000028396 | 960 | Control and Relay Panels | 1000055446 | 400KV CIRCUIT BREAKER RELAY PANEL (WITH AUTOMATION) | EA | 3 |  | Included
12 | 7000028396 | 970 | Control and Relay Panels | 1000003398 | 400kV Line Protection Panel (with Automation) | EA | 2 |  | Included
13 | 7000028396 | 980 | Substation Automation | 1000003409 | Augmentation of Substation automation System for 400kV Main bay as perTechnical Specification | EA | 2 |  | Included
14 | 7000028396 | 990 | Substation Automation | 1000003411 | Augmentation of Substation automation System for 400kV Tie bay as perTechnical Specification | EA | 1 |  | Included
15 | 7000028396 | 1000 | Power and Control Cables | 1000031976 | 1.1KV GRADE 4CX16 SQMM (PVC) POWER CABLE | KM | 2 |  | Included
16 | 7000028396 | 1010 | Power and Control Cables | 1000031943 | 1.1KV GRADE 2CX6 SQMM (PVC) POWER CABLE | KM | 1 |  | Included
17 | 7000028396 | 1020 | Power and Control Cables | 1000031953 | 1.1KV GRADE 3.5CX35 SQMM (PVC) POWER CABLE | KM | 0.2 |  | Included
18 | 7000028396 | 1030 | Power and Control Cables | 1000056265 | 1.1KV GRADE 27CX1.5 SQMM CONTROL CABLE | KM | 1 |  | Included
19 | 7000028396 | 1040 | Power and Control Cables | 1000056264 | 1.1KV GRADE 19CX1.5 SQMM CONTROL CABLE | KM | 0.5 |  | Included
20 | 7000028396 | 1050 | Power and Control Cables | 1000031987 | 1.1KV GRADE 5CX2.5 SQMM CONTROL CABLE | KM | 0.2 |  | Included
21 | 7000028396 | 1060 | Power and Control Cables | 1000031887 | 1.1KV GRADE 10CX2.5 SQMM CONTROL CABLE | KM | 0.2 |  | Included
22 | 7000028396 | 1070 | Power and Control Cables | 1000031964 | 1.1KV GRADE 3CX2.5 SQMM CONTROL CABLE | KM | 0.1 |  | Included
23 | 7000028396 | 1080 | Illumination System | 1000038325 | LIGHTING FIXTURE LED LUMINAIRES TYPE FL2 AS PER TECH. SPECIFICATIONS | EA | 4 |  | Included
24 | 7000028396 | 1090 | DPC | 1000010638 | Digital Protection Coupler | EA | 4 |  | Included
25 | 7000028396 | 1100 | VMS | 1000030433 | COLOR IP CAMERA, WITH PAN, TILT AND ZOOM FACILITIES, ALONGWITH ALLREQUIRED ITEMS, ACCESSORIES, LINE INTERFACE UNITS, FIBER PATCH CORDS,POWER SUPPLY UNITS, JUNCTION BOXES, CABLES, FIBER OPTIC CABLES, ETC.,AND INCLUDING INTEGRATION IN EXISTING HARDWARE AND SOFTWARE FORAUGMENTATION OF VISUAL MONITORING SYSTEM AS PER TECHNICALSPECIFICATION. | SET | 1 |  | Included
26 | 7000028396 | 1140 | Mandatory Spares | 1000032684 | SPARE-DIGITAL PROTECTION COUPLER | LS | 1 |  | Included
27 | 7000028396 | 1110 | Mandatory Spares | 1000024186 | SPARES FOR 336KV SURGE ARRESTER | LS | 1 |  | Included
28 | 7000028396 | 1120 | Mandatory Spares | 1000019912 | Relay & protection Panels (with automation) | LS | 1 |  | Included
29 | 7000028396 | 1130 | Mandatory Spares | 1000019927 | Spares-Substation Automation System | LS | 1 |  | Included
30 | 7000028396 | 1150 | GIS Portion Mandatory spare GIS | 1000049808 | PRESSURE SWITCHES OF EACH TYPE (FOR HYDRAULIC OPERATED MECHANISM, IFAPPLICABLE)-400KV GIS CIRCUIT BREKAER | SET | 1 |  | Included
31 | 7000028396 | 1160 | GIS Portion Mandatory spare GIS | 1000049805 | PRESSURE GAUGE WITH COUPLING DEVICE OF EACH TYPE (FOR HYDRAULICOPERATED MECHANISM, IF APPLICABLE)-400KV GIS CIRCUIT BREKAER | SET | 1 |  | Included
32 | 7000028396 | 1170 | GIS Portion Mandatory spare GIS | 1000058321 | 400KV GIS CIRCUIT BREAKER-HYDRAULIC OIL (5% OF TOTAL OIL QUANTITY)(FOR HYDRAULIC OPERATED MECHANISM, IF APPLICABLE) | SET | 1 |  | Included
33 | 7000028396 | 1180 | GIS Portion Mandatory spare GIS | 1000049799 | PRESSURE RELIEF DEVICE OF EACH TYPE (FOR HYDRAULIC OPERATED MECHANISM,IF APPLICABLE)-400KV GIS CIRCUIT BREKAER | SET | 1 |  | Included
34 | 7000028396 | 1190 | GIS Portion Mandatory spare GIS | 1000058325 | 400KV GIS CIRCUIT BREAKER-COMPLETE SPRING OPERATING MECHANISMINCLUDING CHARGING MECHANISM ETC. (FOR SPRING OPERATED MECHANISM, IFAPPLICABLE) | SET | 1 |  | Included
35 | 7000028396 | 1200 | GIS Portion Mandatory spare GIS | 1000058318 | 400KV GIS CIRCUIT BREAKER- COMPLETE HYDRAULIC-SPRING OPERATINGMECHANISM INCLUDING CHARGING MECHANISM ETC. (FOR HYDRAULIC-SPRINGOPERATED MECHANISM, IF APPLICABLE) | SET | 1 |  | Included
36 | 7000028396 | 1210 | GIS Portion Mandatory spare GIS | 1000049495 | PRESSURE SWITCHES OF EACH TYPE FOR420KV GIS CIRCUIT BREAKER (ForHydraulic-Spring Operated Mechanism, ifapplicable) | SET | 1 |  | Included
37 | 7000028396 | 1220 | GIS Portion Mandatory spare GIS | 1000049802 | PRESSURE GAUGE WITH COUPLING DEVICE OF EACH TYPE (FOR HYDRAULIC-SPRINGOPERATED MECHANISM, IF APPLICABLE)-400KV GIS CIRCUIT BREKAER | SET | 1 |  | Included
38 | 7000028396 | 1230 | GIS Portion Mandatory spare GIS | 1000058374 | 400kV GIS- Single phase of 3150Adisconnector switch including maincircuit, enclosure, driving mechanismand support insulator etc., complete inall respect (Note 1- The contractorshall supply spare for disconnectorswitch to ensure one to one replacementof all disconnector switch supplied asmain equipment without any requirementof modification in fittings at site tocover all different types ofdisconnector switch supplied. In case,quantity of supplied dis-connectorswitch types (for one to onereplacement) are more than the quantitymentioned in BPS for spare, thecontractor shall supply theseadditional types of disconnector switchwithout any additional priceimplication to POWERGRID and quantitiesof these additional type ofdisconnector switch are deem to beincluded in the quantities mentioned inBPS for spare disconnector. Note 2 - Incase, Dis-connector Switch (DS) & EarthSwitch (ES) is provided in a sameenclosure with common operatingmechanism, then the module comprisingof Dis-connector & Earth switch insingle enclosure with common operatingmechanism is to be provided under thehead of spare Dis-connector only. Note3- In case, Dis-connector Switch (DS)&Earth Switch (ES) is provided in asame enclosure with separate operatingmechanism, then the module comprisingof Dis-connector & Earth switch insingle enclosure with separateoperating mechanism is to be providedunder the head of spare Dis-connectoronly.) | EA | 2 |  | Included
39 | 7000028396 | 1240 | GIS Portion Mandatory spare GIS | 1000058314 | 400KV GIS- SINGLE PHASE MAINTENANCE EARTHING SWITCH INCLUDING MAINCIRCUIT, ENCLOSURE, DRIVING MECHANISM AND SUPPORT INSULATOR ETC.,COMPLETE IN ALL RESPECT (NOTE 1 - IN CASE, DIS-CONNECTOR SWITCH (DS) &EARTH SWITCH (ES) IS PROVIDED IN A SAME ENCLOSURE WITH COMMONOPERATING MECHANISM, THEN THE MODULE COMPRISING OF DIS-CONNECTOR &EARTH SWITCH IN SINGLE ENCLOSURE WITH COMMON OPERATING MECHANISM IS TOBE PROVIDED UNDER THE HEAD OF SPARE DIS-CONNECTOR ONLY. NOTE 2 - INCASE, DIS-CONNECTOR SWITCH (DS) & EARTH SWITCH (ES) IS PROVIDED IN ASAME ENCLOSURE WITH SEPARATE OPERATING MECHANISM, THEN THE MODULECOMPRISING OF DIS-CONNECTOR & EARTH SWITCH IN SINGLE ENCLOSURE WITHSEPARATE OPERATING MECHANISM IS TO BE PROVIDED UNDER THE HEAD OF SPAREDIS-CONNECTOR ONLY.) | EA | 1 |  | Included
40 | 7000028396 | 1250 | GIS Portion Mandatory spare GIS | 1000058310 | 400KV GIS - SINGLE PHASE FAST EARTHING SWITCH INCLUDING MAIN CIRCUIT,ENCLOSURE, DRIVING MECHANISM AND SUPPORT INSULATOR ETC., COMPLETE INALL RESPECT (NOTE 1 - IN CASE, DIS-CONNECTOR SWITCH (DS) & EARTHSWITCH (ES) IS PROVIDED IN A SAME ENCLOSURE WITH COMMON OPERATINGMECHANISM, THEN THE MODULE COMPRISING OF DIS-CONNECTOR & EARTH SWITCHIN SINGLE ENCLOSURE WITH COMMON OPERATING MECHANISM IS TO BE PROVIDEDUNDER THE HEAD OF SPARE DIS-CONNECTOR ONLY. NOTE 2 - IN CASE,DIS-CONNECTOR SWITCH (DS) & EARTH SWITCH (ES) IS PROVIDED IN A SAMEENCLOSURE WITH SEPARATE OPERATING MECHANISM, THEN THE MODULECOMPRISING OF DIS-CONNECTOR & EARTH SWITCH IN SINGLE ENCLOSURE WITHSEPARATE OPERATING MECHANISM IS TO BE PROVIDED UNDER THE HEAD OF SPAREDIS-CONNECTOR ONLY.) | EA | 1 |  | Included
41 | 7000028396 | 1260 | GIS Portion Mandatory spare GIS | 1000058305 | OPEN/CLOSE CONTACTOR ASSEMBLY, TIMERS, KEY INTERLOCK, INTERLOCKINGCOILS, RELAYS, PUSH BUTTONS, INDICATING LAMPS, POWER CONTACTORS,RESISTORS, FUSES, MCBS & DRIVE CONTROL CARDS ETC. (AS APPLICABLE) ONEOF EACH TYPE FOR ONE COMPLETE MOM BOX FOR 400KV GIS DISCONNECTORSWITCH | SET | 1 |  | Included
42 | 7000028396 | 1270 | GIS Portion Mandatory spare GIS | 1000058312 | OPEN/CLOSE CONTACTOR ASSEMBLY, TIMERS, KEY INTERLOCK, INTERLOCKINGCOILS, RELAYS, PUSH BUTTONS, INDICATING LAMPS, POWER CONTACTORS,RESISTORS, FUSES, MCBS & DRIVE CONTROL CARDS ETC. (AS APPLICABLE) ONEOF EACH TYPE FOR ONE COMPLETE MOM BOX FOR 400KV GIS MAINTENANCE EARTHSWITCH | SET | 1 |  | Included
43 | 7000028396 | 1280 | GIS Portion Mandatory spare GIS | 1000058308 | OPEN/CLOSE CONTACTOR ASSEMBLY, TIMERS, KEY INTERLOCK, INTERLOCKINGCOILS, RELAYS, PUSH BUTTONS, INDICATING LAMPS, POWER CONTACTORS,RESISTORS, FUSES, MCBS & DRIVE CONTROL CARDS ETC. (AS APPLICABLE) ONEOF EACH TYPE FOR ONE COMPLETE MOM BOX FOR 400KV GIS FAST EARTHINGSWITCH | SET | 1 |  | Included
44 | 7000028396 | 1290 | GIS Portion Mandatory spare GIS | 1000049776 | LIMIT SWITCHES AND AUX. SWITCHES FOR ONE COMPLETE MOM BOX FORDISCONNECTOR-400KV GIS | SET | 1 |  | Included
45 | 7000028396 | 1300 | GIS Portion Mandatory spare GIS | 1000049778 | LIMIT SWITCHES AND AUX. SWITCHES FOR ONE COMPLETE MOM BOX FORMAINTENANCE EARTHING SWITCH-400KV GIS | SET | 1 |  | Included
46 | 7000028396 | 1310 | GIS Portion Mandatory spare GIS | 1000049777 | LIMIT SWITCHES AND AUX. SWITCHES FOR ONE COMPLETE MOM BOX FOR FASTEARTHING SWITCH (IF APPLICABLE)-400KV GIS | SET | 1 |  | Included
47 | 7000028396 | 1320 | GIS Portion Mandatory spare GIS | 1000058306 | DRIVE MECHANISM FOR 400KV GIS DISCONNECTOR SWITCH | SET | 1 |  | Included
48 | 7000028396 | 1330 | GIS Portion Mandatory spare GIS | 1000058313 | DRIVE MECHANISM FOR 400KV GIS MAINTENANCE EARTH SWITCH | SET | 1 |  | Included
49 | 7000028396 | 1340 | GIS Portion Mandatory spare GIS | 1000058309 | DRIVE MECHANISM FOR 400KV GIS FAST EARTHING SWITCH | SET | 1 |  | Included
50 | 7000028396 | 1350 | GIS Portion Mandatory spare GIS | 1000058307 | MOTOR FOR DRIVE MECHANISM FOR 400KV GIS DISCONNECTOR SWITCH | EA | 1 |  | Included
51 | 7000028396 | 1360 | GIS Portion Mandatory spare GIS | 1000058315 | MOTOR FOR DRIVE MECHANISM FOR 400KVGIS MAINTENANCE EARTH SWITCH | EA | 1 |  | Included
52 | 7000028396 | 1370 | GIS Portion Mandatory spare GIS | 1000058311 | MOTOR FOR DRIVE MECHANISM FOR 400KV GIS FAST EARTHING SWITCH | EA | 1 |  | Included
53 | 7000028396 | 1380 | GIS Portion Mandatory spare GIS | 1000058327 | 400KV GIS- SINGLE PHASE OF CURRENT TRANSFORMER (3 CORES, TYPE-CTA)WITH ASSOCIATED ENCLOSURE AND PRIMARY CONDUCTOR COMPLETE IN ALLRESPECT | EA | 1 |  | Included
54 | 7000028396 | 1390 | GIS Portion Mandatory spare GIS | 1000058326 | 400KV GIS- SINGLE PHASE OF CURRENT TRANSFORMER (2 CORES, TYPE-CTB)WITH ASSOCIATED ENCLOSURE AND PRIMARY CONDUCTOR COMPLETE IN ALLRESPECT | EA | 1 |  | Included
55 | 7000028396 | 1400 | GIS Portion Mandatory spare GIS | 1000049795 | PIPE LENGTH (COPPER & STEEL) OF EACH SIZE & TYPE (FOR HYDRAULICOPERATED MECHANISM, IF APPLICABLE)-400KV GIS CIRCUIT BREKAER | SET | 1 |  | Included
56 | 7000028396 | 1410 | GIS Portion Mandatory spare GIS | 1000058332 | 400KV GIS-SF6 GAS PRESSURE RELIEF DEVICE ASSEMBLY OF EACH TYPE | EA | 1 |  | Included
57 | 7000028396 | 1420 | GIS Portion Mandatory spare GIS | 1000049817 | SF6 PRESSURE GAUGE CUM SWITCH /DENSITY MONITORS AND PRESSURESWITCH AS APPLICABLE, OF EACH TYPE-400KV GIS | SET | 2 |  | Included
58 | 7000028396 | 1430 | GIS Portion Mandatory spare GIS | 1000049753 | COUPLING DEVICE FOR PRESSURE GAUGE CUM SWITCH FOR CONNECTINGGAS HANDLING PLANT OF EACH TYPE-400KV GIS | SET | 1 |  | Included
59 | 7000028396 | 1440 | GIS Portion Mandatory spare GIS | 1000049762 | RUBBER GASKETS, Ã‚â‚¬Å’OÃ‚â‚¬Â RINGS AND SEALS FOR SF6 GAS FOR GISENCLOSURE OF EACH TYPE-400KV GIS | SET | 2 |  | Included
60 | 7000028396 | 1450 | GIS Portion Mandatory spare GIS | 1000058330 | 400KV GIS-MOLECULAR FILTER FOR SF6 GAS WITH FILTER BAGS (5 % OF TOTALWEIGHT) | SET | 1 |  | Included
61 | 7000028396 | 1460 | GIS Portion Mandatory spare GIS | 1000049750 | CONTROL VALVES FOR SF6 GAS OF EACH TYPE-400KV GIS | SET | 2 |  | Included
62 | 7000028396 | 1470 | GIS Portion Mandatory spare GIS | 1000058331 | 400KV GIS-SF6 GAS (5 % OF TOTAL GAS QUANTITY) | LOT | 1 |  | Included
63 | 7000028396 | 1480 | GIS Portion Mandatory spare GIS | 1000049783 | LOCKING DEVICE TO KEEP THE DIS-CONNECTORS (ISOLATORS)AND EARTHING/FAST EARTHING SWITCHES IN CLOSE OR OPEN POSITION IN CASEOF REMOVAL OF THE DRIVING MECHANISM-400KV GIS | SET | 2 |  | Included
64 | 7000028396 | 1490 | GIS Portion Mandatory spare GIS | 1000049505 | UHF PD SENSORS OF EACH TYPE ALONG WITH BNC CONNECTOR FOR 420KV GIS | EA | 3 |  | Included
65 | 7000028396 | 1500 | GIS Portion Mandatory spare GIS | 1000058334 | 400KV GIS-SUPPORT INSULATORS (GAS THROUGH) OF EACH TYPE (COMPLETE WITHMETAL RING ETC.) ALONG WITH ASSOCIATED CONTACTS AND SHIELDS | EA | 3 |  | Included
66 | 7000028396 | 1510 | GIS Portion Mandatory spare GIS | 1000058329 | 400KV GIS-GAS BARRIERS OF EACH TYPE (COMPLETE WITH METAL RING ETC.)ALONG WITH ASSOCIATED CONTACTS AND SHIELDS | EA | 3 |  | Included
67 | 7000028396 | 1520 | GIS Portion Mandatory spare GIS | 1000058333 | 400KV GIS- 3150A SF6 TO AIR BUSHING COMPLETE IN ALL RESPECT | EA | 1 |  | Included
68 | 7000028396 | 1530 | GIS Portion Mandatory spare GIS | 1000049498 | LCC SPARES - AUX. RELAYS, CONTACTORS,PUSH BUTTONS, SWITCHES,LAMPS,ANNUNCIATION WINDOWS, MCB, FUSES,TIMERS, TERMINAL BLOCKS ETC. OF EACHTYPE & RATING-400kV GIS | SET | 1 |  | Included
69 | 7000028396 | 1540 | GIS Portion Mandatory spare GIS | 1000058317 | 400KV GIS-ONE POLE OF 3150A CIRCUIT BREAKER WITHOUT PIR WITHINTERRUPTER, MAIN CIRCUIT, ENCLOSURE AND OPERATING MECHANISM COMPLETEIN ALL RESPECT | SET | 1 |  | Included
70 | 7000028396 | 1550 | GIS Portion Mandatory spare GIS | 1000021873 | Trip coil assembly with resistor for420kV GIS Circuit Breaker (asapplicable) | SET | 3 |  | Included
71 | 7000028396 | 1560 | GIS Portion Mandatory spare GIS | 1000009208 | Closing coil assembly with resistor for420kV GIS Circuit Breaker (asapplicable) | SET | 3 |  | Included
72 | 7000028396 | 1570 | GIS Portion Mandatory spare GIS | 1000058324 | RELAYS, POWER CONTACTORS, PUSH BUTTONS, TIMERS & MCBS ETC. (ASAPPLICABLE) OF EACH TYPE FOR 400KV GIS CIRCUIT BREAKER | SET | 1 |  | Included
73 | 7000028396 | 1580 | GIS Portion Mandatory spare GIS | 1000007067 | Auxiliary switch assembly of each type for 420kV GIS Circuit Breaker | SET | 1 |  | Included
74 | 7000028396 | 1590 | GIS Portion Mandatory spare GIS | 1000058323 | 400KV GIS CIRCUIT BREAKER-OPERATION COUNTER | EA | 1 |  | Included
75 | 7000028396 | 1600 | GIS Portion Mandatory spare GIS | 1000058320 | 400KV GIS CIRCUIT BREAKER-HYDRAULIC OPERATING MECHANISM WITH DRIVEMOTOR (FOR HYDRAULIC OPERATED MECHANISM, IF APPLICABLE) | SET | 1 |  | Included
76 | 7000028396 | 1610 | GIS Portion Mandatory spare GIS | 1000049759 | HYDRAULIC FILTER OF EACH TYPE (FOR HYDRAULIC OPERATED MECHANISM, IFPPLICABLE)-400KV GIS CIRCUIT BREKAER | SET | 1 |  | Included
77 | 7000028396 | 1620 | GIS Portion Mandatory spare GIS | 1000058319 | 400KV GIS CIRCUIT BREAKER- HOSE PIPE OF EACH TYPE (AS APPLICABLE) (FORHYDRAULIC OPERATED MECHANISM, IF APPLICABLE) | SET | 1 |  | Included
78 | 7000028396 | 1630 | GIS Portion Mandatory spare GIS | 1000058322 | 400KV GIS CIRCUIT BREAKER - N2 ACCUMULATOR (FOR HYDRAULIC OPERATEDMECHANISM, IF APPLICABLE) | SET | 1 |  | Included
79 | 7000028396 | 1640 | GIS Portion Mandatory spare GIS | 1000049835 | VALVES OF EACH TYPE (FOR HYDRAULIC OPERATED MECHANISM, IFAPPLICABLE)-400KV GIS CIRCUIT BREKAER | SET | 1 |  | Included
80 | 7000028396 | 1660 | PMU & associated items ( Dwaraka) | 1000017518 | PMU with GPS Clock (clock can be either internal or external) | EA | 1 |  | Included
81 | 7000028396 | 1670 | PMU & associated items ( Dwaraka) | 1000022512 | WAMS Hardware - Time System (GPS receiver) | EA | 1 |  | Included
82 | 7000028396 | 1680 | PMU & associated items ( Dwaraka) | 1000071061 | SUBSTATION GRADE LAYER 2 LAN SWITCH | EA | 1 |  | Included
83 | 7000028396 | 1690 | PMU & associated items ( Dwaraka) | 1000071062 | SUBSTATION GRADE LAYER 3 LAN SWITCH | EA | 1 |  | Included
84 | 7000028396 | 1700 | PMU & associated items ( Dwaraka) | 1000022487 | WAMS Miscellaneous - Armored Fibre Optic Cable and associatedtermination (e.g. L2 Switch) for connecting PMU panels located indifferent control room of a station | EA | 1 |  | Included
85 | 7000028396 | 1710 | PMU & associated items ( Dwaraka) | 1000030641 | LIU - FO PATCH PANEL-12 PORT | EA | 2 |  | Included
86 | 7000028396 | 1720 | Tele Eqpt at Dwarka (Extn) | 1000031367 | SDH EQUIPMENT (STM-16 MADM UPTO 5 MSP PROTECTED DIRECTIONS)-BASEEQUIPMENT (COMMON CARDS, CROSS CONNECT/CONTROL CARDS, OPTICAL BASECARDS, POWER SUPPLY CARDS, POWER CABLING, OTHER HARDWARE ANDACCESSORIES INCLUDING SUB RACKS, PATCH CORD, DDF ETC FULLY EQUIPEDEXCLUDING OPTICAL INTERFACE & TRIBUTARY CARDS | EA | 1 |  | Included
87 | 7000028396 | 1730 | Tele Eqpt at Dwarka (Extn) | 1000018706 | S16.1 SFP | EA | 4 |  | Included
88 | 7000028396 | 1740 | Tele Eqpt at Dwarka (Extn) | 1000014272 | L16.1 SFP | EA | 2 |  | Included
89 | 7000028396 | 1750 | Tele Eqpt at Dwarka (Extn) | 1000031374 | TRIBUTARY INTERFACE- E1 INTERFACE (MINIMUM 16 NOS.) | SET | 2 |  | Included
90 | 7000028396 | 1760 | Tele Eqpt at Dwarka (Extn) | 1000034950 | ETHERNET INTERFACE 10/100 BASE T WITH LAYER-2 SWITCHING (MIN 8INTERFACES PER CARD) | EA | 2 |  | Included
91 | 7000028396 | 1770 | Tele Eqpt at Dwarka (Extn) | 1000031381 | TRIBUTARY INTERFACE-GIGABIT ETHERNET INTERFACES 10/100 MBPS WITH LAYER-2 SWITCHING (MINIMUM 2 NOS.) | SET | 1 |  | Included
92 | 7000028396 | 1780 | Tele Eqpt at Dwarka (Extn) | 1000026228 | Equipment Cabinets For SDH | EA | 1 |  | Included
93 | 7000028396 | 1790 | Tele Eqpt at Dwarka (Extn) | 1000034998 | VOIP TELEPHONE INSTRUMENT WITH ONE COMMON SWITCH (MIN. 8 PORT) | EA | 2 |  | Included
94 | 7000028396 | 1800 | Tele Eqpt at Dwarka (Extn) | 1000037545 | 24F (DWSM) APPROACH FIBRE OPTIC CABLE | KM | 0.5 |  | Included
95 | 7000028396 | 1810 | Tele Eqpt at Dwarka (Extn) | 1000066614 | GI PIPE INSTALLATION HARDWARE FOR APPROACH CABLING | KM | 0.5 |  | Included
96 | 7000028396 | 1820 | Tele Eqpt at Dwarka (Extn) | 1000066612 | GI ELBOW INSTALLATION HARDWARE FOR APPROAH CABLING | EA | 50 |  | Included
97 | 7000028396 | 1830 | Tele Eqpt at Dwarka (Extn) | 1000066613 | GI FLEXIBLE CONDUIT INSTALLATION HARDWARE FOR APPROAH CABLING | EA | 40 |  | Included
98 | 7000028396 | 1840 | Tele Eqpt at Dwarka (Extn) | 1000023471 | OPGW Fibre Optic Distribution Panel (FODP): Indoor Type: 96F | EA | 1 |  | Included
99 | 7000028396 | 1990 | Towers and Equipment Structures | 1000015954 | Fabrication, galvanising and supply of Lattice Structures (MS Steel),to be designed during detailed engineering, for towers, beams andequipment support structure including pack plates / packwashers andgusset plates excluding fasteners and foundation bolts | MT | 29 |  | Included
100 | 7000028396 | 2000 | Towers and Equipment Structures | 1000011713 | Fabrication, galvanising and supply of fasteners ( nuts, bolts andwashers ) including step bolts for lattice and pipe structures to bedesigned during detailed engineering | MT | 2 |  | Included
101 | 7000028396 | 2010 | Towers and Equipment Structures | 1000012373 | Fabrication, galvanising and supply of foundation bolts including nuts,checknut and washers for lattice and pipe structures to be designedduring detailed engineering | MT | 2 |  | Included
Included
III | Extn of 400kV Jhatikara AIS
1 | 7000028396 | 10 | 420kV, 63kA AIS EQUIPMENT | 1000004501 | 420kV, 3150A, 63kA Circuit Breaker (3-Phase) without closing resistorand with Support Structure | EA | 3 |  | Included
2 | 7000028396 | 20 | 420kV, 63kA AIS EQUIPMENT | 1000004463 | 420 kV, 3000A, 63KA, 1-Phase CurrentTransformer with 120% extended currentrating | EA | 9 |  | Included
3 | 7000028396 | 30 | 420kV, 63kA AIS EQUIPMENT | 1000004535 | 420 kV, 4400 pF Capacitive Voltage Transformer (1-Phase) | EA | 6 |  | Included
4 | 7000028396 | 40 | 420kV, 63kA AIS EQUIPMENT | 1000004498 | 420kV, 3150A, 63KA, Isolator (3-phase)(Double Break) with one E/S | EA | 8 |  | Included
5 | 7000028396 | 50 | 420kV, 63kA AIS EQUIPMENT | 1000020419 | 336kV Surge Arrester (1-phase) | EA | 6 |  | Included
6 | 7000028396 | 60 | 420kV, 63kA AIS EQUIPMENT | 1000004401 | 420 kV, 1 phase Bus Post Insulator (except for Line Traps) | EA | 12 |  | Included
7 | 7000028396 | 70 | Erection Hardware for 420 kV I Type S/Y | 1000011322 | Erection Hardware for 400kV I type layout-Line bay as per technicalspecification | SET | 1 |  | Included
8 | 7000028396 | 80 | Erection Hardware for 420 kV I Type S/Y | 1000011326 | Erection Hardware for 400kV I type layout-Spare bay of half dia as pertechnical specification | SET | 1 |  | Included
9 | 7000028396 | 90 | Erection Hardware for 420 kV I Type S/Y | 1000011320 | Erection Hardware for 400kV I type layout-Any feeder Extn. on existinghalf dia. as per technical specification | SET | 1 |  | Included
10 | 7000028396 | 100 | 420kV Insulator and Hardware | 1000055986 | 400KV SUSPENSION INSULATOR STRING AND ASSOCIATED HARDWARE FITTINGSWITH DROP CLAMP SUITABLE FOR QUAD CONDUCTOR | EA | 12 |  | Included
11 | 7000028396 | 110 | 420kV Insulator and Hardware | 1000055985 | 400KV TENSION INSULATOR STRING AND ASSOCIATED HARDWARE FITTINGS WITHTURN BUCKLE SUITABLE FOR TWIN CONDUCTOR | EA | 6 |  | Included
12 | 7000028396 | 120 | Earthmat | 1000032055 | 40 MM MS ROD FOR MAIN EARTHMAT | KM | 0.5 |  | Included
13 | 7000028396 | 130 | CRP for 420kV Bays with SAS | 1000002165 | 400kV Circuit Breaker Relay Panel with Auto Reclose (with Automation) | EA | 3 |  | Included
14 | 7000028396 | 140 | CRP for 420kV Bays with SAS | 1000003398 | 400kV Line Protection Panel (with Automation) | EA | 2 |  | Included
15 | 7000028396 | 150 | CRP for 420kV Bays with SAS | 1000002146 | Augmentation of existing 400kV bus bar protection scheme.(No. of baysas per specification)-(with Automation) | SET | 1 |  | Included
16 | 7000028396 | 160 | SAS-AUG | 1000003409 | Augmentation of Substation automation System for 400kV Main bay as perTechnical Specification | EA | 2 |  | Included
17 | 7000028396 | 170 | SAS-AUG | 1000003411 | Augmentation of Substation automation System for 400kV Tie bay as perTechnical Specification | EA | 1 |  | Included
18 | 7000028396 | 840 | VMS | 1000030433 | COLOR IP CAMERA, WITH PAN, TILT AND ZOOM FACILITIES, ALONGWITH ALLREQUIRED ITEMS, ACCESSORIES, LINE INTERFACE UNITS, FIBER PATCH CORDS,POWER SUPPLY UNITS, JUNCTION BOXES, CABLES, FIBER OPTIC CABLES, ETC.,AND INCLUDING INTEGRATION IN EXISTING HARDWARE AND SOFTWARE FORAUGMENTATION OF VISUAL MONITORING SYSTEM AS PER TECHNICALSPECIFICATION. | SET | 1 |  | Included
19 | 7000028396 | 180 | DPC | 1000010638 | Digital Protection Coupler | EA | 4 |  | Included
20 | 7000028396 | 190 | POWER & CONTROL CABLE | 1000056265 | 1.1KV GRADE 27CX1.5 SQMM CONTROL CABLE | KM | 1 |  | Included
21 | 7000028396 | 200 | POWER & CONTROL CABLE | 1000056264 | 1.1KV GRADE 19CX1.5 SQMM CONTROL CABLE | KM | 2 |  | Included
22 | 7000028396 | 210 | POWER & CONTROL CABLE | 1000031887 | 1.1KV GRADE 10CX2.5 SQMM CONTROL CABLE | KM | 2 |  | Included
23 | 7000028396 | 220 | POWER & CONTROL CABLE | 1000031987 | 1.1KV GRADE 5CX2.5 SQMM CONTROL CABLE | KM | 4.5 |  | Included
24 | 7000028396 | 230 | POWER & CONTROL CABLE | 1000031964 | 1.1KV GRADE 3CX2.5 SQMM CONTROL CABLE | KM | 2 |  | Included
25 | 7000028396 | 240 | POWER & CONTROL CABLE | 1000031943 | 1.1KV GRADE 2CX6 SQMM (PVC) POWER CABLE | KM | 1 |  | Included
26 | 7000028396 | 250 | POWER & CONTROL CABLE | 1000031985 | 1.1KV GRADE 4CX6 SQMM (PVC) POWER CABLE | KM | 1 |  | Included
27 | 7000028396 | 260 | POWER & CONTROL CABLE | 1000031957 | 1.1KV GRADE 3.5CX70 SQMM (PVC) POWER CABLE | KM | 0.5 |  | Included
28 | 7000028396 | 270 | ILLUMINATION SYSTEM | 1000038387 | LED FLOOD LIGHT LUMINARIESTYPE FL-1 (150W) AS PER TECHNICALSPECIFICATION | EA | 5 |  | Included
29 | 7000028396 | 280 | ILLUMINATION SYSTEM | 1000038325 | LIGHTING FIXTURE LED LUMINAIRES TYPE FL2 AS PER TECH. SPECIFICATIONS | EA | 5 |  | Included
30 | 7000028396 | 290 | Mandatory Spare LOT | 1000019918 | Spares for 420kV Circuit Breaker | LS | 1 |  | Included
31 | 7000028396 | 300 | Mandatory Spare LOT | 1000019919 | Spares for 420kV Double break Isolator | LS | 1 |  | Included
32 | 7000028396 | 310 | Mandatory Spare LOT | 1000024186 | SPARES FOR 336KV SURGE ARRESTER | LS | 1 |  | Included
33 | 7000028396 | 320 | Mandatory Spare LOT | 1000025943 | Spare-420kV CVT 1 | SET | 1 |  | Included
34 | 7000028396 | 330 | Mandatory Spare LOT | 1000025941 | Spare-420kV CT 1 | SET | 1 |  | Included
35 | 7000028396 | 340 | Mandatory Spare LOT | 1000019912 | Relay & protection Panels (with automation) | LS | 1 |  | Included
36 | 7000028396 | 350 | Mandatory Spare LOT | 1000019927 | Spares-Substation Automation System | LS | 1 |  | Included
37 | 7000028396 | 360 | Mandatory Spare LOT | 1000032684 | SPARE-DIGITAL PROTECTION COUPLER | LS | 1 |  | Included
38 | 7000028396 | 460 | PMU & associated items ( Jhatikara) | 1000017518 | PMU with GPS Clock (clock can be either internal or external) | EA | 1 |  | Included
39 | 7000028396 | 470 | PMU & associated items ( Jhatikara) | 1000022512 | WAMS Hardware - Time System (GPS receiver) | EA | 1 |  | Included
40 | 7000028396 | 480 | PMU & associated items ( Jhatikara) | 1000071061 | SUBSTATION GRADE LAYER 2 LAN SWITCH | EA | 1 |  | Included
41 | 7000028396 | 490 | PMU & associated items ( Jhatikara) | 1000071062 | SUBSTATION GRADE LAYER 3 LAN SWITCH | EA | 1 |  | Included
42 | 7000028396 | 500 | PMU & associated items ( Jhatikara) | 1000022487 | WAMS Miscellaneous - Armored Fibre Optic Cable and associatedtermination (e.g. L2 Switch) for connecting PMU panels located indifferent control room of a station | EA | 1 |  | Included
43 | 7000028396 | 510 | PMU & associated items ( Jhatikara) | 1000030641 | LIU - FO PATCH PANEL-12 PORT | EA | 2 |  | Included
44 | 7000028396 | 530 | Tele Eqpt at Jhatikara (Extn) | 1000031367 | SDH EQUIPMENT (STM-16 MADM UPTO 5 MSP PROTECTED DIRECTIONS)-BASEEQUIPMENT (COMMON CARDS, CROSS CONNECT/CONTROL CARDS, OPTICAL BASECARDS, POWER SUPPLY CARDS, POWER CABLING, OTHER HARDWARE ANDACCESSORIES INCLUDING SUB RACKS, PATCH CORD, DDF ETC FULLY EQUIPEDEXCLUDING OPTICAL INTERFACE & TRIBUTARY CARDS | EA | 1 |  | Included
45 | 7000028396 | 540 | Tele Eqpt at Jhatikara (Extn) | 1000018706 | S16.1 SFP | EA | 4 |  | Included
46 | 7000028396 | 550 | Tele Eqpt at Jhatikara (Extn) | 1000014272 | L16.1 SFP | EA | 2 |  | Included
47 | 7000028396 | 560 | Tele Eqpt at Jhatikara (Extn) | 1000031374 | TRIBUTARY INTERFACE- E1 INTERFACE (MINIMUM 16 NOS.) | SET | 2 |  | Included
48 | 7000028396 | 570 | Tele Eqpt at Jhatikara (Extn) | 1000034950 | ETHERNET INTERFACE 10/100 BASE T WITH LAYER-2 SWITCHING (MIN 8INTERFACES PER CARD) | EA | 2 |  | Included
49 | 7000028396 | 580 | Tele Eqpt at Jhatikara (Extn) | 1000031381 | TRIBUTARY INTERFACE-GIGABIT ETHERNET INTERFACES 10/100 MBPS WITH LAYER-2 SWITCHING (MINIMUM 2 NOS.) | SET | 1 |  | Included
50 | 7000028396 | 590 | Tele Eqpt at Jhatikara (Extn) | 1000026228 | Equipment Cabinets For SDH | EA | 1 |  | Included
51 | 7000028396 | 600 | Tele Eqpt at Jhatikara (Extn) | 1000034998 | VOIP TELEPHONE INSTRUMENT WITH ONE COMMON SWITCH (MIN. 8 PORT) | EA | 2 |  | Included
52 | 7000028396 | 610 | Tele Eqpt at Jhatikara (Extn) | 1000037545 | 24F (DWSM) APPROACH FIBRE OPTIC CABLE | KM | 0.5 |  | Included
53 | 7000028396 | 620 | Tele Eqpt at Jhatikara (Extn) | 1000066614 | GI PIPE INSTALLATION HARDWARE FOR APPROACH CABLING | KM | 0.5 |  | Included
54 | 7000028396 | 630 | Tele Eqpt at Jhatikara (Extn) | 1000066612 | GI ELBOW INSTALLATION HARDWARE FOR APPROAH CABLING | EA | 50 |  | Included
55 | 7000028396 | 640 | Tele Eqpt at Jhatikara (Extn) | 1000066613 | GI FLEXIBLE CONDUIT INSTALLATION HARDWARE FOR APPROAH CABLING | EA | 40 |  | Included
56 | 7000028396 | 650 | Tele Eqpt at Jhatikara (Extn) | 1000023471 | OPGW Fibre Optic Distribution Panel (FODP): Indoor Type: 96F | EA | 1 |  | Included
57 | 7000028396 | 670 | Spare Tele. Com Eqpt Jhatikara | 1000031369 | SDH EQUIPMENT (STM-16 MADM UPTO 5 MSP PROTECTED DIRECTIONS)-COMMONCARDS, CROSS-CONNECT/CONTROL CARDS, OPTICAL BASE CARD, POWER SUPPLYCARDS, POWER CABLING, OTHER HARDWARE & ACCESSORIES (EACH). | SET | 1 |  | Included
58 | 7000028396 | 680 | Spare Tele. Com Eqpt Jhatikara | 1000018706 | S16.1 SFP | EA | 1 |  | Included
59 | 7000028396 | 690 | Spare Tele. Com Eqpt Jhatikara | 1000014272 | L16.1 SFP | EA | 1 |  | Included
60 | 7000028396 | 700 | Spare Tele. Com Eqpt Jhatikara | 1000031374 | TRIBUTARY INTERFACE- E1 INTERFACE (MINIMUM 16 NOS.) | SET | 1 |  | Included
61 | 7000028396 | 710 | Spare Tele. Com Eqpt Jhatikara | 1000034950 | ETHERNET INTERFACE 10/100 BASE T WITH LAYER-2 SWITCHING (MIN 8INTERFACES PER CARD) | EA | 1 |  | Included
62 | 7000028396 | 720 | Spare Tele. Com Eqpt Jhatikara | 1000031381 | TRIBUTARY INTERFACE-GIGABIT ETHERNET INTERFACES 10/100 MBPS WITH LAYER-2 SWITCHING (MINIMUM 2 NOS.) | SET | 1 |  | Included
63 | 7000028396 | 730 | Spare Tele. Com Eqpt Jhatikara | 1000034998 | VOIP TELEPHONE INSTRUMENT WITH ONE COMMON SWITCH (MIN. 8 PORT) | EA | 1 |  | Included
64 | 7000028396 | 740 | Spare Tele. Com Eqpt Jhatikara | 1000031398 | PRE CONNECTORIZED OPTICAL FIBER PATCH CORDS(10 MTRS) â€“ PACK OF SIXPATCH CORDS | SET | 1 |  | Included
65 | 7000028396 | 750 | Spare Tele. Com Eqpt Jhatikara | 1000037545 | 24F (DWSM) APPROACH FIBRE OPTIC CABLE | KM | 0.5 |  | Included
66 | 7000028396 | 760 | Spare Tele. Com Eqpt Jhatikara | 1000066614 | GI PIPE INSTALLATION HARDWARE FOR APPROACH CABLING | KM | 0.035 |  | Included
67 | 7000028396 | 770 | Spare Tele. Com Eqpt Jhatikara | 1000066612 | GI ELBOW INSTALLATION HARDWARE FOR APPROAH CABLING | EA | 4 |  | Included
68 | 7000028396 | 780 | Spare Tele. Com Eqpt Jhatikara | 1000066613 | GI FLEXIBLE CONDUIT INSTALLATION HARDWARE FOR APPROAH CABLING | EA | 3 |  | Included
69 | 7000028396 | 810 | Towers and Equipment Structures | 1000015954 | Fabrication, galvanising and supply of Lattice Structures (MS Steel),to be designed during detailed engineering, for towers, beams andequipment support structure including pack plates / packwashers andgusset plates excluding fasteners and foundation bolts | MT | 10 |  | Included
70 | 7000028396 | 820 | Towers and Equipment Structures | 1000011713 | Fabrication, galvanising and supply of fasteners ( nuts, bolts andwashers ) including step bolts for lattice and pipe structures to bedesigned during detailed engineering | MT | 1 |  | Included
71 | 7000028396 | 830 | Towers and Equipment Structures | 1000012373 | Fabrication, galvanising and supply of foundation bolts including nuts,checknut and washers for lattice and pipe structures to be designedduring detailed engineering | MT | 1 |  | Included
0 | [8 empty] | Included
[5 empty] | Total F&I Price |  |  |  | 0
#
Bidders to note that the item description under various schedules are through unique material ID for respective items under SAP ERP System and therefore, identical item description appears in schedule-1(Ex-works) & schedule-2(F&I). However, the prices to be quoted in Price Schedule-2(F&I) shall be towards Local Transportation, Insurance and other Incidental Services only in line with clause ITB 11.4(b).
Date: | -- | [5 empty] | Printed Name :
Place: | [6 empty] | Designation :
Click for Sch-3

## Sch-2 Dis (hidden)
Specification No.: CC/NT/W-TW/DOM/A10/24/12830 |  |  |  |  | Schedule - 2 Dis
Tower Package TW-01 for 400kV D/C Jhatikara - Dwarka Transmission Line including associated 2 Nos. of 400 kV line bays each at both Jhatikara and Dwarka substations under Rajasthan REZ Ph-III, Part-D- Ph-II Scheme | [5 empty] | As per Lum-sum |  | 0
(SCHEDULE OF RATES AND PRICES : FREIGHT & INSURANCE CHARGES) | [5 empty] | AS per Percent |  | #REF!
[6 empty] | As per lum-sum on Sch-2 |  | 0%
Bidder’s Name and Address (Sole Bidder) : |  |  |  | To: |  | As per Percent on Sch-2 |  | #REF!
|  |  |  | Contracts Services, 3rd Floor |  | Total Discount |  | #REF!
Name : |  |  |  | Power Grid Corporation of India Ltd.,
Address : |  |  |  | "Saudamini", Plot No.-2
|  |  |  | Sector-29, |  | Multipackage Discount |  | 0%
Gurgaon (Haryana) - 122001
[5 empty] | All Prices are in Indian Rupees. |  | Amount after Discount (Rs.) |  | Dis Alert | Amount after MPD (Rs.)
SI. No. | Description | Unit | Quantity | Unit Freight & Insurance Charges | Total Freight & Insurance Charges |  | Unit Freight & Insurance Charges | Total Freight & Insurance Charges |  | Unit Freight & Insurance Charges | Total Freight & Insurance Charges
1 | 2 | 3 | 4 | 5 | 6 = 4 x 5 |  | 5 | 6 = 4 x 5 |  | 5 | 6 = 4 x 5
#REF! | #REF!
#REF! | #REF! | #REF! | #REF! | #REF! | #REF!
#REF! | #REF! | #REF! | #REF! | #REF! | #REF!
#REF! | #REF!
#REF! | #REF! | #REF! | #REF! | #REF! | #REF!
#REF! | #REF! | #REF! | #REF! | #REF! | #REF!
#REF! | #REF!
#REF! | #REF! | #REF! | #REF! | #REF! | #REF!
#REF! | #REF! | #REF! | #REF! | #REF! | #REF!
#REF! | #REF! | #REF! | #REF! | #REF! | #REF!
#REF! | #REF! | #REF! | #REF! | #REF! | #REF!
#REF! | #REF! | #REF! | #REF! | #REF! | #REF!
#REF! | #REF! | #REF! | #REF! | #REF! | #REF!
#REF! | #REF!
#REF! | #REF! | #REF! | #REF! | #REF! | #REF!
#REF! | #REF!
#REF! | #REF! | #REF! | #REF! | #REF! | #REF!
#REF! | #REF! | #REF! | #REF! | #REF! | #REF!
#REF! | #REF! | #REF! | #REF! | #REF! | #REF!
#REF! | #REF! | #REF! | #REF! | #REF! | #REF!
#REF! | #REF!
#REF! | #REF! | #REF! | #REF! | #REF! | #REF!
#REF! | #REF! | #REF! | #REF! | #REF! | #REF!
#REF! | #REF! | #REF! | #REF! | #REF! | #REF!
#REF! | #REF! | #REF! | #REF! | #REF! | #REF!
#REF! | #REF! | #REF! | #REF! | #REF! | #REF!
#REF! | #REF! | #REF! | #REF! | #REF! | #REF!
#REF! | #REF! | #REF! | #REF! | #REF! | #REF!
#REF! | #REF! | #REF! | #REF! | #REF! | #REF!
#REF! | #REF!
| #REF! | #REF! | #REF! | #REF! | #REF!
#REF! | #REF! | #REF! | #REF! | #REF! | #REF!
#REF! | #REF! | #REF! | #REF! | #REF! | #REF!
| Total F&I Price |  |  |  | #REF!
Date : | --
Place : |  |  | Printed Name :
|  |  | Designation : | 0
Click for Sch-3

## Sch-3
Specification No.: CC/NT/W-TW/DOM/A10/24/12830 | [14 empty] | Schedule - 3
Tower Package TW-01 for 400kV D/C Jhatikara - Dwarka Transmission Line including associated 2 Nos. of 400 kV line bays each at both Jhatikara and Dwarka substations under Rajasthan REZ Ph-III, Part-D- Ph-II Scheme | [18 empty] | As per Lum-sum |  | 0%
(SCHEDULE OF RATES AND PRICES ) | [18 empty] | AS per Percent |  | #REF!
[19 empty] | As per lum-sum on Sch-3 |  | 0%
Bidder’s Name and Address (Sole Bidder) : | [11 empty] | To: | [6 empty] | As per Percent on Sch-3 |  | #REF!
[12 empty] | Contracts Services, 3rd Floor | [6 empty] | Total Discount |  | #REF!
Name : | [11 empty] | Power Grid Corporation of India Ltd.,
Address : | [11 empty] | "Saudamini", Plot No.-2
[12 empty] | Sector-29, | [6 empty] | Multipackage lum-sum |  | 0%
Gurgaon (Haryana) - 122001
[7 empty] | INSTALLATION CHARGES | [12 empty] | Amount after Discount (Rs.) |  | Dis Alert | Amount after MPD (Rs.)
All Prices are in Indian Rupees.
SI. No. | PR No | PR Line Item No | Activity Header | PR Activity No | Activity Description | Service Code | SAC (Service Accounting Codes) | Whether SAC in column '8’ is confirmed. If not indicate applicable the SAC * | Rate of GST applicable ( in %) | Whether rate of GST in column ‘4’ is confirmed. If not indicate applicable rate of GST * | Description | Unit | Quantity | Unit Erection Charges | Total Erection Charges | Total GST as confirmed by Bidder |  |  |  | Unit Erection Charges | Total Erection Charges |  | Unit Erection Charges | Total Erection Charges
1 | 2 | 3 | 4 | 5 | 6 | 7 | 8 | 9 | 10 | 11 | 12 | 13 | 14 | 15 | 16 = 14 x 15 | 17 |  |  |  | 5 | 6 = 4 x 5 |  | 5 | 6 = 4 x 5
I | 400kV Jhatikara-Dwaraka D/c (HTLS) | [15 empty] | Revaluation of J column | Tax Calculation
1 | 7000028445 | 570 | 140 | 10 | SURVEY | 100001242 | 998344 |  | 18 |  | Detailed survey including route alignment, profiling and tower spotting | KM | 17 |  | Included | 0 | 0 | 0
2 | 7000028445 | 570 | 140 | 20 | SURVEY | 100001243 | 998344 |  | 18 |  | Check survey | KM | 17 |  | Included | 0 | 0 | 0
3 | 7000028445 | 580 | 150 | 10 | SOIL INVESTIGATION | 100001244 | 998342 |  | 18 |  | Detailed soil investigation: All kinds of soils except fissured rock and hard rock | EA | 7 |  | Included | 0 | 0 | 0
4 | 7000028445 | 590 | 160 | 10 | BENCHING | 100001252 | 995432 |  | 18 |  | Benching: All kinds of soils except fissured rock,hard rock and sandy soil | M3 | 1000 |  | Included | 0 | 0 | 0
5 | 7000028445 | 600 | 170 | 10 | WORK ASSOCIATED WITH TOWER FOUNDATION | 100001260 | 995454 |  | 18 |  | Concreting (including all associated works related to foundation not covered in excavation and reinforcemt steel works : concreting(1:1.5:3) | M3 | 9546 |  | Included | 0 | 0 | 0
6 | 7000028445 | 600 | 170 | 20 | WORK ASSOCIATED WITH TOWER FOUNDATION | 100001261 | 995454 |  | 18 |  | Concreting (including all associated works related to foundation not covered in excavation and reinforcemt steel works : LeanConcrete (1:3:6) | M3 | 419 |  | Included | 0 | 0 | 0
7 | 7000028445 | 600 | 170 | 30 | WORK ASSOCIATED WITH TOWER FOUNDATION | 100001262 | 995454 |  | 18 |  | Reinforcement Steel : Supply and placement | MT | 549 |  | Included | 0 | 0 | 0
8 | 7000028445 | 600 | 170 | 40 | WORK ASSOCIATED WITH TOWER FOUNDATION | 100001263 | 995455 |  | 18 |  | Installation of stub including bolts and nuts : For Normal Towers | MT | 110 |  | Included | 0 | 0 | 0
9 | 7000028445 | 600 | 170 | 50 | WORK ASSOCIATED WITH TOWER FOUNDATION | 100001255 | 995433 |  | 18 |  | Excavation : Dry Soil | M3 | 14140 |  | Included | 0 | 0 | 0
10 | 7000028445 | 600 | 170 | 60 | WORK ASSOCIATED WITH TOWER FOUNDATION | 100001256 | 995433 |  | 18 |  | Excavation: Wet Soil | M3 | 16262 |  | Included | 0 | 0 | 0
11 | 7000028445 | 610 | 180 | 10 | ERECTION | 100001248 | 995455 |  | 18 |  | Erection of various types of towers, tower extensions (complete), bolts & nuts, hangers, d-shackles, step bolts, pack washers etc.including tack welding & supply & application of zinc rich paint : Normal towers | MT | 1177 |  | Included | 0 | 0 | 0
12 | 7000028445 | 610 | 180 | 20 | ERECTION | 100001309 | 995431 |  | 18 |  | Dismantling of existing tower and transportation to stores | MT | 30 |  | Included | 0 | 0 | 0
13 | 7000028445 | 620 | 190 | 10 | INSTALLATION OF EARTHING OF TOWERS | 100001269 | 995468 |  | 18 |  | Installation of earthing of towers: Pipe Type | EA | 68 |  | Included | 0 | 0 | 0
14 | 7000028445 | 620 | 190 | 20 | INSTALLATION OF EARTHING OF TOWERS | 100004928 | 998731 |  | 18 |  | ROD TYPE EARTHING | EA | 29 |  | Included | 0 | 0 | 0
15 | 7000028445 | 620 | 190 | 30 | INSTALLATION OF EARTHING OF TOWERS | 100002202 | 995468 |  | 18 |  | Installation of Shieldwire Earthingincluding PG clamps, Downlead clampsand Earthwire bits i.e Shield wireearthing (Pipe Type/counterpoise type)shall be an addition to earthing oftowers (Pipe type/ counterpoisetype)-Pipe type | EA | 2 |  | Included | 0 | 0 | 0
16 | 7000028445 | 620 | 190 | 40 | INSTALLATION OF EARTHING OF TOWERS | 100004317 | 995468 |  | 18 |  | EARTHING OF PILE FOUNDATION LOCATIONS | MT | 2.5 |  | Included | 0 | 0 | 0
17 | 7000028445 | 630 | 200 | 10 | INSTALLATION OF TOWER ACCESSORIES | 100001274 | 995444 |  | 18 |  | Installation of tower accessories : Danger Plate | EA | 73 |  | Included | 0 | 0 | 0
18 | 7000028445 | 630 | 200 | 20 | INSTALLATION OF TOWER ACCESSORIES | 100001275 | 995444 |  | 18 |  | Installation of tower accessories: Number Plate | EA | 73 |  | Included | 0 | 0 | 0
19 | 7000028445 | 630 | 200 | 30 | INSTALLATION OF TOWER ACCESSORIES | 100001276 | 995444 |  | 18 |  | Installation of tower accessories: Phase Plate (Set of three) | SET | 146 |  | Included | 0 | 0 | 0
20 | 7000028445 | 630 | 200 | 40 | INSTALLATION OF TOWER ACCESSORIES | 100001278 | 995444 |  | 18 |  | Installation of tower accessories: Circuit Plate (Set of two) | SET | 73 |  | Included | 0 | 0 | 0
21 | 7000028445 | 630 | 200 | 50 | INSTALLATION OF TOWER ACCESSORIES | 100001277 | 995444 |  | 18 |  | Installation of tower accessories: Anti-Climbing Devices | EA | 73 |  | Included | 0 | 0 | 0
22 | 7000028445 | 630 | 200 | 60 | INSTALLATION OF TOWER ACCESSORIES | 100001279 | 995444 |  | 18 |  | Installation of tower accessories: Bird Guard (Set of Three) | SET | 22 |  | Included | 0 | 0 | 0
23 | 7000028445 | 640 | 210 | 10 | PROTECTION OF TOWER FOOTING | 100001264 | 995456 |  | 18 |  | Protection of tower footing (supply and installation): ' Random rubble stone masonary including excavation (1:5 cement mortar) | M3 | 2000 |  | Included | 0 | 0 | 0
24 | 7000028445 | 640 | 210 | 20 | PROTECTION OF TOWER FOOTING | 100001267 | 995456 |  | 18 |  | Protection of tower footing (supply and installation): M 15 (1:2:4) mixed concrete for top seal cover of revetment | M3 | 50 |  | Included | 0 | 0 | 0
25 | 7000028445 | 640 | 210 | 30 | PROTECTION OF TOWER FOOTING | 100001268 | 995456 |  | 18 |  | Protection of tower footing (supply and installation): Backfilling and gap levelling of volumes enclosed by revetment | M3 | 300 |  | Included | 0 | 0 | 0
26 | 7000028445 | 640 | 210 | 40 | PROTECTION OF TOWER FOOTING | 100001265 | 995456 |  | 18 |  | Protection of tower footing (supply and installation): Stone Bound in Galvanising wire netting including excavation | M3 | 1000 |  | Included | 0 | 0 | 0
27 | 7000028445 | 650 | 220 | 10 | STRINGING | 100004829 | 995468 |  | 18 |  | Installation of insulator strings complete with arcing horns and necessary hardware, installation and stringing of conductorincluding fixing of conductor accessories, installation and stringing of earthwire/OPGW including fixing of earthwire/OPGWaccessories for powerline crossing location under live line condition. | EA | 5 |  | Included | 0 | 0 | 0
28 | 7000028445 | 650 | 220 | 20 | STRINGING | 100045057 | 995469 |  | 18 |  | Installation of Insulator strings complete with arcing horns and necessary hardware, Installing and stringing of twin HTLS conductorincluding fixing of conductor accessories, Installing and stringing of earthwire in one peak including fixing of earthwireaccessories for 400 kV D/C line | KM | 17 |  | Included | 0 | 0 | 0
29 | 7000028445 | 650 | 220 | 30 | STRINGING | 100001306 | 995468 |  | 18 |  | Destringing of existing 220kV D/C line and transportation to store | KM | 2 |  | Included | 0 | 0 | 0
30 | 7000028445 | 650 | 220 | 40 | STRINGING | 100003335 | 995468 |  | 18 |  | 220kV D/C AC with single conductor/installation of insulator strings complete with arcing horns and necessary hardware, installingand stringing of conductor including fixing of conductor accessories , installing and stringing of OPGW and OPGW accessories forthe line | KM | 2.5 |  | Included | 0 | 0 | 0
31 | 7000028445 | 660 | 230 | 10 | PAINTING | 100001285 | 995473 |  | 18 |  | Painting of towers | MT | 87 |  | Included | 0 | 0 | 0
32 | 7000028445 | 660 | 230 | 20 | PAINTING | 100055421 | 995473 |  | 18 |  | PAINTING OF POLE (MT) | MT | 113.15 |  | Included | 0 | 0 | 0
33 | 7000028445 | 670 | 280 | 10 | Installation of Aviation light | 100001282 | 995444 |  | 18 |  | Installation of Span Markers for aviation requirements | EA | 73 |  | Included | 0 | 0 | 0
34 | 7000028445 | 670 | 280 | 20 | Installation of Aviation light | 100001283 | 995444 |  | 18 |  | Installation of Obstruction Lights for Aviation requirements 1 Medium Intensity Plus 2 Low Intensity | SET | 71 |  | Included | 0 | 0 | 0
35 | 7000028445 | 670 | 280 | 30 | Installation of Aviation light | 100001284 | 995444 |  | 18 |  | Installation of Obstruction Lights for Aviation requirements: 1 Medium Intensity + 4 Low Intensity | SET | 2 |  | Included | 0 | 0 | 0
36 | 7000028445 | 920 | 360 | 10 | INSTALLATION OF opgw | 170000265 | 998716 |  | 18 |  | Installation of Joint box above ground (Including Splicing & Testing) : 24 fibres | EA | 5 |  | Included | 0 | 0 | 0
37 | 7000028445 | 920 | 360 | 20 | INSTALLATION OF opgw | 100044598 | 995469 |  | 18 |  | Installing and stringing of OPGW in one peak including fixing of OPGW accessories for 400 kV double circuit towers | KM | 17 |  | Included | 0 | 0 | 0
38 | 7000028445 | 930 | 370 | 10 | Labour camp | 100023085 | 995455 |  | 18 |  | ESTABLISHMENT OF LABOUR CAMPS AS PER PROVISION UNDER FACILITIES TO BE INCORPORATED FOR LABOURERS IN TECHNICAL SPECIFICATION | LS | 1 |  | Included | 0 | 0 | 0
39 | 7000028445 | 950 | 390 | 10 | INSTALATION OF BIRD DIVERTER | 100007310 | 995468 |  | 18 |  | Installation of Bird diverter . | EA | 400 |  | Included | 0 | 0 | 0
40 | 7000028445 | 960 | 400 | 90 | WORK ASSOCIATED WITH POLE FDN | 100043166 | 998335 |  | 18 |  | Design & construction of foundations including necessary excavation, RCC ,placement of reinforcement, PCC etc.for 400 kV DOUBLECIRCUIT (Twin Moose) WZ-5 (Vertical configuration) -Tension pole type PDB+0 for all kind of soil types as mentioned in technicalspecification. | EA | 4 |  | Included | 0 | 0 | 0
41 | 7000028445 | 960 | 400 | 100 | WORK ASSOCIATED WITH POLE FDN | 100043168 | 998335 |  | 18 |  | Design & construction of foundations including necessary excavation, RCC ,placement of reinforcement, PCC etc.for 400 kV DOUBLECIRCUIT (Twin Moose) WZ-5 (Vertical configuration) -Tension pole type PDB+6 for all kind of soil types as mentioned in technicalspecification. | EA | 3 |  | Included | 0 | 0 | 0
42 | 7000028445 | 960 | 400 | 110 | WORK ASSOCIATED WITH POLE FDN | 100043169 | 998335 |  | 18 |  | Design & construction of foundations including necessary excavation, RCC ,placement of reinforcement, PCC etc.for 400 kV DOUBLECIRCUIT (Twin Moose) WZ-5 (Vertical configuration) -Tension pole type PDB+9 for all kind of soil types as mentioned in technicalspecification. | EA | 6 |  | Included | 0 | 0 | 0
43 | 7000028445 | 960 | 400 | 120 | WORK ASSOCIATED WITH POLE FDN | 100043174 | 998335 |  | 18 |  | Design & construction of foundations including necessary excavation, RCC ,placement of reinforcement, PCC etc.for 400 kV DOUBLECIRCUIT (Twin Moose) WZ-5 (Vertical configuration) -Tension pole type PDD+0 for all kind of soil types as mentioned in technicalspecification. | EA | 10 |  | Included | 0 | 0 | 0
44 | 7000028445 | 960 | 400 | 130 | WORK ASSOCIATED WITH POLE FDN | 100043181 | 998335 |  | 18 |  | Design & construction of foundations including necessary excavation, RCC ,placement of reinforcement, PCC etc.for 400 kV DOUBLECIRCUIT (Twin Moose) WZ-5 with Auxillary cross arm (Vertical configuration) -Tension pole type PDD+6 for all kind of soil types asmentioned in technical specification. | EA | 3 |  | Included | 0 | 0 | 0
45 | 7000028445 | 960 | 400 | 140 | WORK ASSOCIATED WITH POLE FDN | 100043177 | 998335 |  | 18 |  | Design & construction of foundations including necessary excavation, RCC ,placement of reinforcement, PCC etc.for 400 kV DOUBLECIRCUIT (Twin Moose) WZ-5 (Vertical configuration) -Tension pole type PDD+9 for all kind of soil types as mentioned in technicalspecification. | EA | 3 |  | Included | 0 | 0 | 0
46 | 7000028445 | 960 | 400 | 150 | WORK ASSOCIATED WITH POLE FDN | 100043179 | 998335 |  | 18 |  | Design & construction of foundations including necessary excavation, RCC ,placement of reinforcement, PCC etc.for 400 kV DOUBLECIRCUIT (Twin Moose) WZ-5 (Vertical configuration) -Tension pole type PDD+18 for all kind of soil types as mentioned in technicalspecification. | EA | 7 |  | Included | 0 | 0 | 0
47 | 7000028445 | 960 | 400 | 160 | WORK ASSOCIATED WITH POLE FDN | 100055422 | 998335 |  | 18 |  | Design & construction of foundations including necessary excavation, RCC ,placement of reinforcement, PCC etc.for 400 kV DOUBLECIRCUIT (Twin Moose) WZ-5 with Single Sided cross arm (Vertical configuration) -Tension pole type PDD+9 for all kind of soil typesas mentioned in technical specification. | EA | 3 |  | Included | 0 | 0 | 0
48 | 7000028445 | 1020 | 420 | 10 | WORK ASSOCIATED WITH PILE FDN | 100024536 | 995451 |  | 18 |  | Boring, providing and installation of bored Cast-in-situ RCC vertical piles of specified diameter and of any length below the pilecap with M25 grade of cement concrete, excluding the cost of reinforcement steel but including the cost of boring with temporaryGuide casing, bentonite solution and the length of pile to be embeded in the pile cap (length of pile for payment shall be measuredfrom bottom of pile cap), all necessary labour, materials, plants, tools & tackles etc., complete, as necessary for proper executionof the job. (Boring in all types of rocks excluded). : 1200mm diameter R.C.C.vertical bored pile upto 40 m from bottom of pile cap.. | M | 936 |  | Included | 0 | 0 | 0
49 | 7000028445 | 1020 | 420 | 20 | WORK ASSOCIATED WITH PILE FDN | 100024549 | 995451 |  | 18 |  | Extra rate over item (1200mm diameter R.C.C.vertical bored pile upto 40 m from bottom of pile cap.) for boring including socketing,anchoring (if required) with required size,nos. & depth of Reinforcement in all types of rocks other than hard rock upto any depthtill founding level | M | 18.72 |  | Included | 0 | 0 | 0
50 | 7000028445 | 1020 | 420 | 30 | WORK ASSOCIATED WITH PILE FDN | 100001314 | 995451 |  | 18 |  | Excavation where ever required for pile cap /tie etc. (other than boring) for all depth and size, in all types of soils includingdisposal of excavated materials for all lifts and leads,decent etc.as directed by Engineer - In -charge, together with all labour,tools & tackles, sheeting, sheet piling, dewatering etc. complete as required for proper execution of the job. | M3 | 24.56 |  | Included | 0 | 0 | 0
51 | 7000028445 | 1020 | 420 | 40 | WORK ASSOCIATED WITH PILE FDN | 100001316 | 995451 |  | 18 |  | Form work for placing plain or reinforced cement concrete of any type including blockout and section at any elevationshoring,shuttering,strutting,propping, scaffolding,tieing,nailing,including all labour, materials, equipments, waste for form,caulking,dismantling & removal of forms etc. complete. | M2 | 409.95 |  | Included | 0 | 0 | 0
52 | 7000028445 | 1020 | 420 | 50 | WORK ASSOCIATED WITH PILE FDN | 100001317 | 995451 |  | 18 |  | Supply and placing of steelreinforcement of specified grade forR.C.C. work in pile, pile cap, pedestal/chimney, tie beam (if required)including cost of all labours ,materials, straightening, cleaning,cutting, bending, binding etc. allcomplete as per construction drawingand as per instruction ofEngineer-In-Charge. | MT | 319.45 |  | Included | 0 | 0 | 0
53 | 7000028445 | 1020 | 420 | 60 | WORK ASSOCIATED WITH PILE FDN | 100001318 | 995451 |  | 18 |  | Providing and laying in position M25Grade reinforced cement concrete forpile caps, pedestal/chimney and tiebeam(if required), excludingreinforcement steel and form work butincluding cement, all necessary toolsand tackles,labour, materials,equipments for handling,transportation,batching, mixing,placing, vibrating,dewatering, curing etc.all complete asper specification and as perinstruction of Engineer-In- Charge(excluding cost of concrete in pileswhich is included in boring of cast insitu RCC vertical piles in therelevent line item. ) | M3 | 596.35 |  | Included | 0 | 0 | 0
54 | 7000028445 | 1020 | 420 | 70 | WORK ASSOCIATED WITH PILE FDN | 100001319 | 995451 |  | 18 |  | Providing and laying plain cementconcrete 1:4:8 (1cement : 4 coarsesand: 8 graded stone aggregate 40mmnominal size) including cement, allnecessary tools and tackles,labour,materials, equipments forhandling,transportation,mixing,placing,vibrating,dewatering etc.all completeas per Specification . | M3 | 23.71 |  | Included | 0 | 0 | 0
55 | 7000028445 | 1020 | 420 | 80 | WORK ASSOCIATED WITH PILE FDN | 100001320 | 998346 |  | 18 |  | Conducting Standard Penetration Test (SPT) at various elevations in pile bore holes in all kind of soils including all labour,materials, tools and tackles, equipments etc. required for successful completion of the job. | EA | 96 |  | Included | 0 | 0 | 0
56 | 7000028445 | 1020 | 420 | 90 | WORK ASSOCIATED WITH PILE FDN | 100001321 | 995451 |  | 18 |  | Supply and Providing M.S. liner of 6mm. thick in piles upto 10m. Depth (maxm.) from bottom of pile cap, limited to the approveddrawing, including supply, straightening, bending, welding,all supports, labours, tools and tackles, plants & equipments, withprimer and paintinting etc. (complete) as required for successful completion of the job | MT | 63.7 |  | Included | 0 | 0 | 0
57 | 7000028445 | 1020 | 420 | 100 | WORK ASSOCIATED WITH PILE FDN | 100001322 | 998346 |  | 18 |  | Conducting integrity test on pile usingelectronic control unit,hand heldhammer, accelerometer, computer withrequired software to assessas-installed pile characteresticsincluding mobilisation of necessarymanpower, equipments, materials etc.required for successful completion ofthe job | EA | 48 |  | Included | 0 | 0 | 0
58 | 7000028445 | 1030 | 430 | 10 | ERECTION for POLE | 100043126 | 998335 |  | 18 |  | Installation of transmission line pole & pole extensions and all other structural componets suitable for pole structures | MT | 1804.7 |  | Included | 0 | 0 | 0
59 | 7000028445 | 1030 | 430 | 20 | ERECTION for POLE | 100043127 | 998335 |  | 18 |  | Installation of Anchor plate, anchor bolts & templates | MT | 244.6 |  | Included | 0 | 0 | 0
II | Extn of 400kV Dwarka GIS
1 | 7000028396 | 1850 | 210 | 10 | Insta. AIS Equipment | 100000328 | 998736 |  | 18 |  | 336kV Surge Arrester (1-phase) | EA | 6 |  | Included | 0 | 0 | 0
2 | 7000028396 | 1850 | 210 | 20 | Insta. AIS Equipment | 100005443 | 998734 |  | 18 |  | 420KV, 1-PHASE BUS POST INSULATORS | EA | 15 |  | Included | 0 | 0 | 0
3 | 7000028396 | 1860 | 220 | 10 | GIS Portion Insta. of GIS Equipment | 100002783 | 998736 |  | 18 |  | 420 kV, 3150 A, 50 kA, SF6 GIS Line feeder bay module(with PIR) without CSD as per Section-Project, Technical specification | SET | 2 |  | Included | 0 | 0 | 0
4 | 7000028396 | 1860 | 220 | 20 | GIS Portion Insta. of GIS Equipment | 100002129 | 998736 |  | 18 |  | 420kV, 3150 A, 50 kA, SF6 GIS Tie bay module(without PIR) as per Section-Project, Technical specification | SET | 1 |  | Included | 0 | 0 | 0
5 | 7000028396 | 1860 | 220 | 30 | GIS Portion Insta. of GIS Equipment | 100003559 | 998736 |  | 18 |  | Extension of 420kV , 4000 A, 50 kA 3 -phase SF6 GIS bus bar | SET | 2 |  | Included | 0 | 0 | 0
6 | 7000028396 | 1860 | 220 | 40 | GIS Portion Insta. of GIS Equipment | 100002137 | 998736 |  | 18 |  | 420kV, 3000A, 50kA, Single phase, SF6Gas Insulated Bus Duct (GIB) outsideGIS Hall alongwith associated supportstructure | M | 300 |  | Included | 0 | 0 | 0
7 | 7000028396 | 1860 | 220 | 50 | GIS Portion Insta. of GIS Equipment | 100002745 | 998736 |  | 18 |  | 420kV,3150A, 50kA, 1sec Single phase 420kV SF6 to Air | EA | 3 |  | Included | 0 | 0 | 0
8 | 7000028396 | 1870 | 230 | 10 | Insta of Erection Hardware | 100001852 | 998731 |  | 18 |  | Erection Hardware for 400kV I type layout for GIS termination arrangement-Line bay as per technical specification | SET | 2 |  | Included | 0 | 0 | 0
9 | 7000028396 | 1880 | 240 | 10 | Insta of Insulator & Hardware | 100017126 | 998731 |  | 18 |  | 400KV TENSION INSULATOR STRING AND ASSOCIATED HARDWARE FITTINGS WITH TURN BUCKLE SUITABLE FOR QUAD CONDUCTOR | EA | 6 |  | Included | 0 | 0 | 0
10 | 7000028396 | 1880 | 240 | 20 | Insta of Insulator & Hardware | 100017131 | 998731 |  | 18 |  | 400KV SUSPENSION INSULATOR STRING AND ASSOCIATED HARDWARE FITTINGS WITH DROP CLAMP SUITABLE FOR TWIN CONDUCTOR | EA | 6 |  | Included | 0 | 0 | 0
11 | 7000028396 | 1890 | 250 | 10 | Insta. Control & Relay panels | 100016779 | 998736 |  | 18 |  | 400kV Circuit Breaker Relay Panel (with Automation) | EA | 3 |  | Included | 0 | 0 | 0
12 | 7000028396 | 1890 | 250 | 20 | Insta. Control & Relay panels | 100000730 | 998736 |  | 18 |  | 400kV Line Protection Panel (with Automation) | EA | 2 |  | Included | 0 | 0 | 0
13 | 7000028396 | 1890 | 250 | 30 | Insta. Control & Relay panels | 100000735 | 998736 |  | 18 |  | Augmentation of existing 400kV bus bar protection scheme.(No. of bays as per specification)-(with Automation) | SET | 1 |  | Included | 0 | 0 | 0
14 | 7000028396 | 1900 | 260 | 10 | Insta. of Substation automation system | 100002069 | 998736 |  | 18 |  | Augmentation of Substation automation System for 400kV Main bay as per Technical Specification | EA | 2 |  | Included | 0 | 0 | 0
15 | 7000028396 | 1900 | 260 | 20 | Insta. of Substation automation system | 100002075 | 998736 |  | 18 |  | Augmentation of Substation automation System for 400kV Tie bay as per Technical Specification | EA | 1 |  | Included | 0 | 0 | 0
16 | 7000028396 | 1910 | 265 | 10 | Insta. of Power & control cable | 100002181 | 998736 |  | 18 |  | 1.1kV grade Power Cables (PVCinsulated)along withlugs,glands,straight joints &accessories,etc. | LS | 1 |  | Included | 0 | 0 | 0
17 | 7000028396 | 1910 | 265 | 20 | Insta. of Power & control cable | 100002182 | 998736 |  | 18 |  | 1.1kV grade Control Cables (PVCinsulated) along withlugs,glands,straight joints &accessories,etc. | LS | 1 |  | Included | 0 | 0 | 0
18 | 7000028396 | 1920 | 280 | 10 | Insta. of Illumination system | 100004926 | 998731 |  | 18 |  | Lighting Fixture LED Luminaires type FL2 as per tech. specifications | EA | 4 |  | Included | 0 | 0 | 0
19 | 7000028396 | 1930 | 340 | 10 | Insta.DPC | 100000891 | 998734 |  | 18 |  | Digital Protection Coupler | EA | 4 |  | Included | 0 | 0 | 0
20 | 7000028396 | 1940 | 350 | 10 | Insta. of VMS | 100002500 | 998731 |  | 18 |  | Color IP camera, with PAN, TILT and ZOOM facilities, alongwith all required Items, Accessories, Line Interface units, Fiber patchcords, Power supply units, Junction Boxes, Cables, Fiber Optic Cables, etc., and including Integration in existing Hardware andSoftware for Augmentation of Visual Monitoring System as per technical specification. | SET | 1 |  | Included | 0 | 0 | 0
21 | 7000028396 | 1950 | 360 | 10 | PMU & associated items ( Dwaraka) | 170000502 | 998713 |  | 18 |  | Service:- Phasor Measurement Unit (PMU) | EA | 1 |  | Included | 0 | 0 | 0
22 | 7000028396 | 1950 | 360 | 20 | PMU & associated items ( Dwaraka) | 170000530 | 998734 |  | 18 |  | WAMS TIME SYSTEM(GPS RECEIVER) | EA | 1 |  | Included | 0 | 0 | 0
23 | 7000028396 | 1950 | 360 | 30 | PMU & associated items ( Dwaraka) | 170004701 | 998734 |  | 18 |  | SUBSTATION GRADE Layer 2 LAN SWITCH | EA | 1 |  | Included | 0 | 0 | 0
24 | 7000028396 | 1950 | 360 | 40 | PMU & associated items ( Dwaraka) | 170004700 | 998734 |  | 18 |  | SUBSTATION GRADE Layer 3 LAN SWITCH | EA | 1 |  | Included | 0 | 0 | 0
25 | 7000028396 | 1950 | 360 | 50 | PMU & associated items ( Dwaraka) | 170000504 | 998713 |  | 18 |  | Services:- Armored Fibre Optic Cable and associated termination equipment | LOT | 1 |  | Included | 0 | 0 | 0
26 | 7000028396 | 1950 | 360 | 60 | PMU & associated items ( Dwaraka) | 170003449 | 998316 |  | 18 |  | SUPPLY, INSTALLATION, TESTING AND COMMISSIONING OF LIU-FO PATCH PANEL-12 PORT | EA | 2 |  | Included | 0 | 0 | 0
27 | 7000028396 | 1950 | 360 | 70 | PMU & associated items ( Dwaraka) | 170000501 | 998734 |  | 18 |  | Integration of PMU with the PDC (Phasor Data Concentrator) of RLDCs and respective SLDCs as required. | LOT | 1 |  | Included | 0 | 0 | 0
28 | 7000028396 | 1960 | 380 | 10 | Ser- Tele Eqpt at Dwarka (Extn) | 170000551 | 998336 |  | 18 |  | VOIP telephone instrument with one common switch (min. 8 port) | EA | 2 |  | Included | 0 | 0 | 0
29 | 7000028396 | 1960 | 380 | 20 | Ser- Tele Eqpt at Dwarka (Extn) | 170000375 | 998734 |  | 18 |  | Equipment Cabinets-For SDH Equipments | EA | 1 |  | Included | 0 | 0 | 0
30 | 7000028396 | 1960 | 380 | 30 | Ser- Tele Eqpt at Dwarka (Extn) | 100002829 | 998734 |  | 18 |  | Tributary interface-Gigabit Ethernet Interfaces 10/100 Mbps with Layer -2 Switching (minimum 2 nos.) | SET | 1 |  | Included | 0 | 0 | 0
31 | 7000028396 | 1960 | 380 | 40 | Ser- Tele Eqpt at Dwarka (Extn) | 170000550 | 998336 |  | 18 |  | Ethernet Interface 10/100 Base T with Layer-2 switching (Min 8 Interfaces per card) | EA | 2 |  | Included | 0 | 0 | 0
32 | 7000028396 | 1960 | 380 | 50 | Ser- Tele Eqpt at Dwarka (Extn) | 100002825 | 998734 |  | 18 |  | Tributary interface- E1 interface (Minimum 16 nos.) | SET | 2 |  | Included | 0 | 0 | 0
33 | 7000028396 | 1960 | 380 | 60 | Ser- Tele Eqpt at Dwarka (Extn) | 170000434 | 998734 |  | 18 |  | Optical Interface Cards/SFP# -L16.1 for SDH Equipment-STM-16 | EA | 2 |  | Included | 0 | 0 | 0
34 | 7000028396 | 1960 | 380 | 70 | Ser- Tele Eqpt at Dwarka (Extn) | 170000433 | 998734 |  | 18 |  | Optical Interface Cards/SFP# -S16.1 for SDH Equipment-STM-16 | EA | 4 |  | Included | 0 | 0 | 0
35 | 7000028396 | 1960 | 380 | 80 | Ser- Tele Eqpt at Dwarka (Extn) | 100002812 | 998734 |  | 18 |  | SDH Equipment (STM-16 MADM upto 5 MSP protected directions)-Base Equipment (Common cards, Cross Connect/control cards, optical basecards, power supply cards, power cabling, other hardware and accessories including sub racks, patch cord, DDF etc fully equipedexcluding optical interface & Tributary cards | EA | 1 |  | Included | 0 | 0 | 0
36 | 7000028396 | 1960 | 380 | 90 | Ser- Tele Eqpt at Dwarka (Extn) | 170004394 | 998336 |  | 18 |  | Fibre Optic Approach cabling: Including installation hardware like GI pipe, elbow, conduits, accessories etc.: 24 Fibre | KM | 0.5 |  | Included | 0 | 0 | 0
37 | 7000028396 | 1960 | 380 | 100 | Ser- Tele Eqpt at Dwarka (Extn) | 170000356 | 998336 |  | 18 |  | Fibre Optic Distribution Panel (FODP): Indoor Type: FC Coupling and mounted on ETSI 19" rack or slimline rack: Type 2 (96 Fibre) | EA | 1 |  | Included | 0 | 0 | 0
38 | 7000028396 | 1970 | 390 | 10 | Civil Works | 100004518 | 995433 |  | 18 |  | Excavation in all kind of soil including rock for all leads and lifts, backfilling, disposal of surplus earth within a lead up to2Km as per technical specification. The surplus earth shall be roughly graded . | M3 | 1895 |  | Included | 0 | 0 | 0
39 | 7000028396 | 1970 | 390 | 20 | Civil Works | 100011662 | 995433 |  | 18 |  | Excavation in hard rock which require blasting (including chemical blasting and rock excavated using specialized tools) for allfoundation works including stacking, measuring, disposal etc.for all leads and lifts as per technical specification. | M3 | 211 |  | Included | 0 | 0 | 0
40 | 7000028396 | 1970 | 390 | 30 | Civil Works | 100001326 | 995454 |  | 18 |  | Providing and laying of Plain Cement Concrete (PCC) (1:2:4) | M3 | 4 |  | Included | 0 | 0 | 0
41 | 7000028396 | 1970 | 390 | 40 | Civil Works | 100001325 | 995454 |  | 18 |  | Providing and laying of Plain Cement Concrete (PCC) (1:4:8) | M3 | 50 |  | Included | 0 | 0 | 0
42 | 7000028396 | 1970 | 390 | 50 | Civil Works | 100001327 | 995454 |  | 18 |  | Providing and laying of Reinforced Cement Concrete M25 mix including pre cast, shuttering, Grouting of pockets & underpinning butexcluding steel reinforcement | M3 | 481 |  | Included | 0 | 0 | 0
43 | 7000028396 | 1970 | 390 | 60 | Civil Works | 100001329 | 995454 |  | 18 |  | Steel Reinforcement | MT | 34 |  | Included | 0 | 0 | 0
44 | 7000028396 | 1970 | 390 | 70 | Civil Works | 100001714 | 995428 |  | 18 |  | Stone spreading in switchyard excluding PCC | M2 | 600 |  | Included | 0 | 0 | 0
45 | 7000028396 | 1970 | 390 | 80 | Civil Works | 100001713 | 995424 |  | 18 |  | Antiweed treatment | M2 | 800 |  | Included | 0 | 0 | 0
46 | 7000028396 | 1970 | 390 | 90 | Civil Works | 100001712 | 995428 |  | 18 |  | Removing,cleaning and washing of existing stones and respreading of stones in switchyard excluding PCC | M2 | 200 |  | Included | 0 | 0 | 0
47 | 7000028396 | 1970 | 390 | 100 | Civil Works | 100004748 | 995454 |  | 18 |  | Providing and laying Plain Cement Concrete 1:5:10 (1 cement : 5 sand : 10 brick aggregate) including a layer of cement slurry of mix1:6 (1 cement : 6 fine sand) shall be laid uniformly over cement concrete layer. The cement consumption for cement slurry shall notbe less than 150 kg per 100 sq.m. | M3 | 53 |  | Included | 0 | 0 | 0
48 | 7000028396 | 1970 | 390 | 110 | Civil Works | 100020960 | 995461 |  | 18 |  | RCC culvert crossings including supplying and laying hume pipe 250mm dia of grade (NP-3) excluding concrete as per specification. | M | 10 |  | Included | 0 | 0 | 0
49 | 7000028396 | 1970 | 390 | 120 | Civil Works | 100020961 | 995461 |  | 18 |  | RCC culvert crossings including supplying and laying hume pipe 300mm dia of grade (NP-3) excluding concrete as per specification. | M | 10 |  | Included | 0 | 0 | 0
50 | 7000028396 | 1970 | 390 | 130 | Civil Works | 100020962 | 995461 |  | 18 |  | RCC culvert crossings including supplying and laying hume pipe 450mm dia of grade (NP-3) excluding concrete as per specification. | M | 10 |  | Included | 0 | 0 | 0
51 | 7000028396 | 1970 | 390 | 140 | Civil Works | 100001480 | 995454 |  | 18 |  | Cable Trench including all types of crossings, all metallic works and sump pit including concrte and reinforcement steel Section 4-4 | M | 30 |  | Included | 0 | 0 | 0
52 | 7000028396 | 1970 | 390 | 160 | Civil Works | 100001721 | 995428 |  | 18 |  | Supplying, filling and compacting stone boulders mixed with sand under foundations, roads, cable trenches, drains etc in layers notexceeding 250mm thickness including ramming, watering compacting | M3 | 50 |  | Included | 0 | 0 | 0
53 | 7000028396 | 1970 | 390 | 170 | Civil Works | 100003295 | 995429 |  | 18 |  | Dismantling of RCC in foundation including disposal of debris and reinforcement bars of dismantled RCC works within substationboundaries as per direction of enginner incahrge | M3 | 27 |  | Included | 0 | 0 | 0
54 | 7000028396 | 1970 | 390 | 180 | Civil Works | 100017996 | 995474 |  | 18 |  | 62 mm thick cement concrete flooring with hardener along with Two coats of PU coating provided over the total area. Final coat of PUshall be applied after installation of equipments. Total thickness of PU coats shall be minimum 300 microns | M2 | 90 |  | Included | 0 | 0 | 0
55 | 7000028396 | 1980 | 420 | 10 | Tower and Equipment Structures | 100001210 | 995455 |  | 18 |  | Erection of Lattice Structures (MS Steel), to be designed during detailed engineering, for towers, beams and equipment supportstructure including pack plates / packwashers and gusset plates excluding fasteners and foundation bolts | MT | 29 |  | Included | 0 | 0 | 0
56 | 7000028396 | 1980 | 420 | 20 | Tower and Equipment Structures | 100001680 | 995455 |  | 18 |  | Erection of fasteners ( nuts, bolts and washers ) including step bolts for lattice and pipe structures to be designed duringdetailed engineering | MT | 2 |  | Included | 0 | 0 | 0
57 | 7000028396 | 1980 | 420 | 30 | Tower and Equipment Structures | 100001681 | 995455 |  | 18 |  | Erection of foundation bolts including nuts, checknut and washers for lattice and pipe structures to be designed during detailedengineering | MT | 2 |  | Included | 0 | 0 | 0
III | Extn of 400kV Jhatikara AIS
1 | 7000028396 | 370 | 1310 | 10 | 420kV, 63kA AIS EQUIPMENT | 100000267 | 998736 |  | 18 |  | 420kV, 3150A, 63kA Circuit Breaker(3-Phase) without closing resistor(with support structure) | EA | 3 |  | Included | 0 | 0 | 0
2 | 7000028396 | 370 | 1310 | 20 | 420kV, 63kA AIS EQUIPMENT | 100000274 | 998736 |  | 18 |  | 420 kV, 3000A, 63KA, 1-Phase CurrentTransformer with 120% extended currentrating | EA | 9 |  | Included | 0 | 0 | 0
3 | 7000028396 | 370 | 1310 | 30 | 420kV, 63kA AIS EQUIPMENT | 100000275 | 998736 |  | 18 |  | 420 kV, 4400 pF Capacitive Voltage Transformer (1-Phase) | EA | 6 |  | Included | 0 | 0 | 0
4 | 7000028396 | 370 | 1310 | 40 | 420kV, 63kA AIS EQUIPMENT | 100000287 | 998736 |  | 18 |  | 420kV, 3150A, 63KA, Isolator (3-phase)(Double Break) with one E/S | EA | 8 |  | Included | 0 | 0 | 0
5 | 7000028396 | 370 | 1310 | 50 | 420kV, 63kA AIS EQUIPMENT | 100000328 | 998736 |  | 18 |  | 336kV Surge Arrester (1-phase) | EA | 6 |  | Included | 0 | 0 | 0
6 | 7000028396 | 370 | 1310 | 60 | 420kV, 63kA AIS EQUIPMENT | 100005443 | 998734 |  | 18 |  | 420KV, 1-PHASE BUS POST INSULATORS | EA | 12 |  | Included | 0 | 0 | 0
7 | 7000028396 | 380 | 1410 | 10 | Erection Hardware for 420 kV I Type S/Y | 100000329 | 998731 |  | 18 |  | Erection Hardware for 400kV I type layout-Line bay as per specification | SET | 1 |  | Included | 0 | 0 | 0
8 | 7000028396 | 380 | 1410 | 20 | Erection Hardware for 420 kV I Type S/Y | 100000335 | 998731 |  | 18 |  | Erection Hardware for 400kV I type layout-Spare bay of half dia as per specification | SET | 1 |  | Included | 0 | 0 | 0
9 | 7000028396 | 380 | 1410 | 30 | Erection Hardware for 420 kV I Type S/Y | 100000339 | 998731 |  | 18 |  | Erection Hardware for 400kV I type layout-Any feeder Extn. on existing half dia. as per specification | SET | 1 |  | Included | 0 | 0 | 0
10 | 7000028396 | 390 | 1421 | 10 | 420kV Insulator and Hardware | 100017128 | 998731 |  | 18 |  | 400KV TENSION INSULATOR STRING AND ASSOCIATED HARDWARE FITTINGS WITH TURN BUCKLE SUITABLE FOR TWIN CONDUCTOR | EA | 6 |  | Included | 0 | 0 | 0
11 | 7000028396 | 390 | 1421 | 20 | 420kV Insulator and Hardware | 100017133 | 998731 |  | 18 |  | 400KV SUSPENSION INSULATOR STRING AND ASSOCIATED HARDWARE FITTINGS WITH DROP CLAMP SUITABLE FOR QUAD CONDUCTOR | EA | 12 |  | Included | 0 | 0 | 0
12 | 7000028396 | 400 | 1451 | 10 | Earthmat | 100003103 | 998731 |  | 18 |  | 40 mm MS rod for Main Earthmat | KM | 0.5 |  | Included | 0 | 0 | 0
13 | 7000028396 | 410 | 1470 | 10 | CRP for 420kV Bays with SAS | 100000728 | 998736 |  | 18 |  | 400kV Circuit Breaker Relay Panel with Auto Reclose (with Automation) | EA | 3 |  | Included | 0 | 0 | 0
14 | 7000028396 | 410 | 1470 | 20 | CRP for 420kV Bays with SAS | 100000730 | 998736 |  | 18 |  | 400kV Line Protection Panel (with Automation) | EA | 2 |  | Included | 0 | 0 | 0
15 | 7000028396 | 410 | 1470 | 30 | CRP for 420kV Bays with SAS | 100000735 | 998736 |  | 18 |  | Augmentation of existing 400kV bus bar protection scheme.(No. of bays as per specification)-(with Automation) | SET | 2 |  | Included | 0 | 0 | 0
16 | 7000028396 | 420 | 1513 | 10 | SAS-AUG | 100002075 | 998736 |  | 18 |  | Augmentation of Substation automation System for 400kV Tie bay as per Technical Specification | EA | 1 |  | Included | 0 | 0 | 0
17 | 7000028396 | 420 | 1513 | 20 | SAS-AUG | 100002069 | 998736 |  | 18 |  | Augmentation of Substation automation System for 400kV Main bay as per Technical Specification | EA | 2 |  | Included | 0 | 0 | 0
18 | 7000028396 | 850 | 1514 | 10 | VMS | 100002500 | 998731 |  | 18 |  | Color IP camera, with PAN, TILT and ZOOM facilities, alongwith all required Items, Accessories, Line Interface units, Fiber patchcords, Power supply units, Junction Boxes, Cables, Fiber Optic Cables, etc., and including Integration in existing Hardware andSoftware for Augmentation of Visual Monitoring System as per technical specification. | SET | 1 |  | Included | 0 | 0 | 0
19 | 7000028396 | 430 | 1530 | 10 | DPC | 100000891 | 998734 |  | 18 |  | Digital Protection Coupler | EA | 4 |  | Included | 0 | 0 | 0
20 | 7000028396 | 440 | 1590 | 10 | POWER & CONTROL CABLE | 100002181 | 998736 |  | 18 |  | 1.1kV grade Power Cables (PVCinsulated)along withlugs,glands,straight joints &accessories,etc. | LS | 1 |  | Included | 0 | 0 | 0
21 | 7000028396 | 440 | 1590 | 20 | POWER & CONTROL CABLE | 100002182 | 998736 |  | 18 |  | 1.1kV grade Control Cables (PVCinsulated) along withlugs,glands,straight joints &accessories,etc. | LS | 1 |  | Included | 0 | 0 | 0
22 | 7000028396 | 450 | 1620 | 10 | ILLUMINATION SYSTEM | 100004852 | 998731 |  | 18 |  | Lighting Fixture LED Luminaires type FL-1 as per tech. specifications | EA | 5 |  | Included | 0 | 0 | 0
23 | 7000028396 | 450 | 1620 | 20 | ILLUMINATION SYSTEM | 100004926 | 998731 |  | 18 |  | Lighting Fixture LED Luminaires type FL2 as per tech. specifications | EA | 5 |  | Included | 0 | 0 | 0
24 | 7000028396 | 520 | 1640 | 10 | PMU & associated items ( Jhatikara) | 170000502 | 998713 |  | 18 |  | Service:- Phasor Measurement Unit (PMU) | EA | 1 |  | Included | 0 | 0 | 0
25 | 7000028396 | 520 | 1640 | 20 | PMU & associated items ( Jhatikara) | 170000530 | 998734 |  | 18 |  | WAMS TIME SYSTEM(GPS RECEIVER) | EA | 1 |  | Included | 0 | 0 | 0
26 | 7000028396 | 520 | 1640 | 30 | PMU & associated items ( Jhatikara) | 170004701 | 998734 |  | 18 |  | SUBSTATION GRADE Layer 2 LAN SWITCH | EA | 1 |  | Included | 0 | 0 | 0
27 | 7000028396 | 520 | 1640 | 40 | PMU & associated items ( Jhatikara) | 170004700 | 998734 |  | 18 |  | SUBSTATION GRADE Layer 3 LAN SWITCH | EA | 1 |  | Included | 0 | 0 | 0
28 | 7000028396 | 520 | 1640 | 50 | PMU & associated items ( Jhatikara) | 170000504 | 998713 |  | 18 |  | Services:- Armored Fibre Optic Cable and associated termination equipment | LOT | 1 |  | Included | 0 | 0 | 0
29 | 7000028396 | 520 | 1640 | 60 | PMU & associated items ( Jhatikara) | 170003449 | 998316 |  | 18 |  | SUPPLY, INSTALLATION, TESTING AND COMMISSIONING OF LIU-FO PATCH PANEL-12 PORT | EA | 2 |  | Included | 0 | 0 | 0
30 | 7000028396 | 520 | 1640 | 70 | PMU & associated items ( Jhatikara) | 170000501 | 998734 |  | 18 |  | Integration of PMU with the PDC (Phasor Data Concentrator) of RLDCs and respective SLDCs as required. | LOT | 1 |  | Included | 0 | 0 | 0
31 | 7000028396 | 660 | 1660 | 10 | Ser- Tele Eqpt at Jahtikara (Extn) | 170000551 | 998336 |  | 18 |  | VOIP telephone instrument with one common switch (min. 8 port) | EA | 2 |  | Included | 0 | 0 | 0
32 | 7000028396 | 660 | 1660 | 20 | Ser- Tele Eqpt at Jahtikara (Extn) | 170000375 | 998734 |  | 18 |  | Equipment Cabinets-For SDH Equipments | EA | 1 |  | Included | 0 | 0 | 0
33 | 7000028396 | 660 | 1660 | 30 | Ser- Tele Eqpt at Jahtikara (Extn) | 100002829 | 998734 |  | 18 |  | Tributary interface-Gigabit Ethernet Interfaces 10/100 Mbps with Layer -2 Switching (minimum 2 nos.) | SET | 1 |  | Included | 0 | 0 | 0
34 | 7000028396 | 660 | 1660 | 40 | Ser- Tele Eqpt at Jahtikara (Extn) | 170000550 | 998336 |  | 18 |  | Ethernet Interface 10/100 Base T with Layer-2 switching (Min 8 Interfaces per card) | EA | 2 |  | Included | 0 | 0 | 0
35 | 7000028396 | 660 | 1660 | 50 | Ser- Tele Eqpt at Jahtikara (Extn) | 100002825 | 998734 |  | 18 |  | Tributary interface- E1 interface (Minimum 16 nos.) | SET | 2 |  | Included | 0 | 0 | 0
36 | 7000028396 | 660 | 1660 | 60 | Ser- Tele Eqpt at Jahtikara (Extn) | 170000434 | 998734 |  | 18 |  | Optical Interface Cards/SFP# -L16.1 for SDH Equipment-STM-16 | EA | 2 |  | Included | 0 | 0 | 0
37 | 7000028396 | 660 | 1660 | 70 | Ser- Tele Eqpt at Jahtikara (Extn) | 170000433 | 998734 |  | 18 |  | Optical Interface Cards/SFP# -S16.1 for SDH Equipment-STM-16 | EA | 4 |  | Included | 0 | 0 | 0
38 | 7000028396 | 660 | 1660 | 80 | Ser- Tele Eqpt at Jahtikara (Extn) | 100002812 | 998734 |  | 18 |  | SDH Equipment (STM-16 MADM upto 5 MSP protected directions)-Base Equipment (Common cards, Cross Connect/control cards, optical basecards, power supply cards, power cabling, other hardware and accessories including sub racks, patch cord, DDF etc fully equipedexcluding optical interface & Tributary cards | EA | 1 |  | Included | 0 | 0 | 0
39 | 7000028396 | 660 | 1660 | 90 | Ser- Tele Eqpt at Jahtikara (Extn) | 170004394 | 998336 |  | 18 |  | Fibre Optic Approach cabling: Including installation hardware like GI pipe, elbow, conduits, accessories etc.: 24 Fibre | KM | 0.5 |  | Included | 0 | 0 | 0
40 | 7000028396 | 660 | 1660 | 100 | Ser- Tele Eqpt at Jahtikara (Extn) | 170000356 | 998336 |  | 18 |  | Fibre Optic Distribution Panel (FODP): Indoor Type: FC Coupling and mounted on ETSI 19" rack or slimline rack: Type 2 (96 Fibre) | EA | 1 |  | Included | 0 | 0 | 0
41 | 7000028396 | 790 | 1680 | 10 | Civil Works | 100004518 | 995433 |  | 18 |  | Excavation in all kind of soil including rock for all leads and lifts, backfilling, disposal of surplus earth within a lead up to2Km as per technical specification. The surplus earth shall be roughly graded . | M3 | 1846 |  | Included | 0 | 0 | 0
42 | 7000028396 | 790 | 1680 | 20 | Civil Works | 100011662 | 995433 |  | 18 |  | Excavation in hard rock which require blasting (including chemical blasting and rock excavated using specialized tools) for allfoundation works including stacking, measuring, disposal etc.for all leads and lifts as per technical specification. | M3 | 205 |  | Included | 0 | 0 | 0
43 | 7000028396 | 790 | 1680 | 30 | Civil Works | 100001326 | 995454 |  | 18 |  | Providing and laying of Plain Cement Concrete (PCC) (1:2:4) | M3 | 4 |  | Included | 0 | 0 | 0
44 | 7000028396 | 790 | 1680 | 40 | Civil Works | 100001325 | 995454 |  | 18 |  | Providing and laying of Plain Cement Concrete (PCC) (1:4:8) | M3 | 29 |  | Included | 0 | 0 | 0
45 | 7000028396 | 790 | 1680 | 50 | Civil Works | 100001327 | 995454 |  | 18 |  | Providing and laying of Reinforced Cement Concrete M25 mix including pre cast, shuttering, Grouting of pockets & underpinning butexcluding steel reinforcement | M3 | 425 |  | Included | 0 | 0 | 0
46 | 7000028396 | 790 | 1680 | 60 | Civil Works | 100001329 | 995454 |  | 18 |  | Steel Reinforcement | MT | 30 |  | Included | 0 | 0 | 0
47 | 7000028396 | 790 | 1680 | 70 | Civil Works | 100001714 | 995428 |  | 18 |  | Stone spreading in switchyard excluding PCC | M2 | 1200 |  | Included | 0 | 0 | 0
48 | 7000028396 | 790 | 1680 | 80 | Civil Works | 100001713 | 995424 |  | 18 |  | Antiweed treatment | M2 | 7200 |  | Included | 0 | 0 | 0
49 | 7000028396 | 790 | 1680 | 90 | Civil Works | 100001712 | 995428 |  | 18 |  | Removing,cleaning and washing of existing stones and respreading of stones in switchyard excluding PCC | M2 | 6000 |  | Included | 0 | 0 | 0
50 | 7000028396 | 790 | 1680 | 100 | Civil Works | 100004748 | 995454 |  | 18 |  | Providing and laying Plain Cement Concrete 1:5:10 (1 cement : 5 sand : 10 brick aggregate) including a layer of cement slurry of mix1:6 (1 cement : 6 fine sand) shall be laid uniformly over cement concrete layer. The cement consumption for cement slurry shall notbe less than 150 kg per 100 sq.m. | M3 | 315 |  | Included | 0 | 0 | 0
51 | 7000028396 | 790 | 1680 | 110 | Civil Works | 100020960 | 995461 |  | 18 |  | RCC culvert crossings including supplying and laying hume pipe 250mm dia of grade (NP-3) excluding concrete as per specification. | M | 10 |  | Included | 0 | 0 | 0
52 | 7000028396 | 790 | 1680 | 120 | Civil Works | 100020961 | 995461 |  | 18 |  | RCC culvert crossings including supplying and laying hume pipe 300mm dia of grade (NP-3) excluding concrete as per specification. | M | 10 |  | Included | 0 | 0 | 0
53 | 7000028396 | 790 | 1680 | 130 | Civil Works | 100020962 | 995461 |  | 18 |  | RCC culvert crossings including supplying and laying hume pipe 450mm dia of grade (NP-3) excluding concrete as per specification. | M | 10 |  | Included | 0 | 0 | 0
54 | 7000028396 | 790 | 1680 | 140 | Civil Works | 100001479 | 995454 |  | 18 |  | Cable Trench including all types of crossings, all metallic works and sump pit including concrte and reinforcement steel Section 3-3 | M | 50 |  | Included | 0 | 0 | 0
55 | 7000028396 | 790 | 1680 | 150 | Civil Works | 100001480 | 995454 |  | 18 |  | Cable Trench including all types of crossings, all metallic works and sump pit including concrte and reinforcement steel Section 4-4 | M | 50 |  | Included | 0 | 0 | 0
56 | 7000028396 | 790 | 1680 | 160 | Civil Works | 100001721 | 995428 |  | 18 |  | Supplying, filling and compacting stone boulders mixed with sand under foundations, roads, cable trenches, drains etc in layers notexceeding 250mm thickness including ramming, watering compacting | M3 | 25 |  | Included | 0 | 0 | 0
57 | 7000028396 | 790 | 1680 | 170 | Civil Works | 100002911 | 995432 |  | 18 |  | Earthwork in excavation & filling in all types of soil and soft/disintegrated rock in open areas/nallas/channels, to the requiredslopes, shapes, levels, elevations and profile, including trimming of bottom and slopes of excavation, bailing out rain(dewatering), pumping, removal of slush, preparing embankments/marginal banks, loosening, dressing, spreading material in layers notexceeding 200mm, as per direction of Engineer-in-Charge, water flooding, compacting to achieve 95% consolidation at optimum moisturecontent, finishing etc. all complete, for all leads and lifts within leveling boundary, including disposal of surplus earth andstacking of unsuitable material within a lead of 2.0 Km beyond substation boundary, with all labour, material, tools, tackles andequipment, safeguards and incidentals, Royalty,taxes etc. as necessary, as per drawings, specification and directions of theEngineer-in-Charge. Clearing of jungle is included in this item. (Only excavation/cutting will be measured for payment purpose.) | M3 | 720 |  | Included | 0 | 0 | 0
58 | 7000028396 | 790 | 1680 | 180 | Civil Works | 100002583 | 995432 |  | 18 |  | Supply of earth (excluding rock & boulders) at site including royalty, carriage and filling in specified areas in layers notexceeding 200mm in depth, compacting under optimum moisture condition to achieve 95% of Proctor density, finishing etc. allcomplete, for all leads & lifts, with all labour, material, tools, tackles, equipments, safeguards & incidentals as necessary as perdrawings, specification and direction of the Engineer- in- Charge. | M3 | 2400 |  | Included | 0 | 0 | 0
59 | 7000028396 | 790 | 1680 | 190 | Civil Works | 100002914 | 995432 |  | 18 |  | Earthwork in excavation in Hard rocks in open areas/nallas/ channels, to the required slopes, shapes, levels, elevations andprofile, including trimming of bottom and slopes of excavation and stacking and disposal of rock for a lead up to 2.0 KM beyondleveling boundary and all lifts , with all labour, material, tools, tackles and equipment, safeguards and incidentals,Royalty,taxesetc. as per directions of the Engineer-in-Charge. Serviceable material if available shall be stacked at site as identified byEngineer-in-Charge.(50% void deduction from stack measurement) | M3 | 72 |  | Included | 0 | 0 | 0
60 | 7000028396 | 800 | 1690 | 10 | Towers and Equipment Structures | 100001210 | 995455 |  | 18 |  | Erection of Lattice Structures (MS Steel), to be designed during detailed engineering, for towers, beams and equipment supportstructure including pack plates / packwashers and gusset plates excluding fasteners and foundation bolts | MT | 10 |  | Included | 0 | 0 | 0
61 | 7000028396 | 800 | 1690 | 20 | Towers and Equipment Structures | 100001680 | 995455 |  | 18 |  | Erection of fasteners ( nuts, bolts and washers ) including step bolts for lattice and pipe structures to be designed duringdetailed engineering | MT | 1 |  | Included | 0 | 0 | 0
62 | 7000028396 | 800 | 1690 | 30 | Towers and Equipment Structures | 100001681 | 995455 |  | 18 |  | Erection of foundation bolts including nuts, checknut and washers for lattice and pipe structures to be designed during detailedengineering | MT | 1 |  | Included | 0 | 0 | 0
[11 empty] | Total Installation Charges |  |  |  | 0 |  |  | 0
[11 empty] | Total GST as confirmed by Bidder |  |  |  |  | 0
* | In case the bidder leaves the cell for confirmation of the SAC and/or GST rate “blank”, the SAC and corresponding GST rate indicated by the Employer shall be deemed to be the one confirmed by the Bidder.
Date : |  |  | -- | [8 empty] | Printed Name:
Place : | [11 empty] | Designation :
Click for Sch-4

## Sch-3 Dis (hidden)
Specification No.: CC/NT/W-TW/DOM/A10/24/12830 |  |  |  |  | Schedule - 3
Tower Package TW-01 for 400kV D/C Jhatikara - Dwarka Transmission Line including associated 2 Nos. of 400 kV line bays each at both Jhatikara and Dwarka substations under Rajasthan REZ Ph-III, Part-D- Ph-II Scheme | [7 empty] | As per Lum-sum |  | 0%
(SCHEDULE OF RATES AND PRICES : ERECTION CHARGES) | [7 empty] | AS per Percent |  | #REF!
[8 empty] | As per lum-sum on Sch-3 |  | 0%
Bidder’s Name and Address (Sole Bidder) : |  |  |  | To: |  |  |  | As per Percent on Sch-3 |  | #REF!
|  |  |  | Contracts Services, 3rd Floor |  |  |  | Total Discount |  | #REF!
Name : |  |  |  | Power Grid Corporation of India Ltd.,
Address : |  |  |  | "Saudamini", Plot No.-2
|  |  |  | Sector-29, |  |  |  | Multipackage lum-sum |  | 0%
Gurgaon (Haryana) - 122001
[5 empty] | All Prices are in Indian Rupees. |  |  |  | Amount after Discount (Rs.) |  | Dis Alert | Amount after MPD (Rs.)
SI. No. | Description | Unit | Quantity | Unit Erection Charges | Total Erection Charges |  |  |  | Unit Erection Charges | Total Erection Charges |  | Unit Erection Charges | Total Erection Charges
1 | 2 | 3 | 4 | 5 | 6 = 4 x 5 |  |  |  | 5 | 6 = 4 x 5 |  | 5 | 6 = 4 x 5
#REF! | #REF!
#REF! | #REF!
| #REF! | #REF! | #REF! | #REF! | #REF!
| #REF! | #REF! | #REF! | #REF! | #REF!
#REF! | #REF! |  |  |  |  | (a) | Detailed Soil Investigation
| #REF! | #REF! | #REF! | #REF! | #REF! | (b) | All kinds of soil except fissured rock & hard rock
| #REF! | #REF! | #REF! | #REF! | #REF! | (e) | River Crossing Location
| #REF! | #REF! | #REF! | #REF! | #REF! | (f)
#REF! | #REF!
| #REF! | #REF! | #REF! | #REF! | #REF!
| #REF! | #REF! | #REF! | #REF! | #REF!
| #REF! | #REF! | #REF! | #REF! | #REF!
#REF! | #REF!
#REF! | #REF!
| #REF! | #REF! | #REF! | #REF! | #REF!
| #REF! | #REF! | #REF! | #REF! | #REF!
| #REF! | #REF! | #REF! | #REF! | #REF!
| #REF! | #REF! | #REF! | #REF! | #REF!
| #REF! | #REF! | #REF! | #REF! | #REF!
#REF! | #REF!
| #REF! | #REF! | #REF! | #REF! | #REF!
| #REF! | #REF! | #REF! | #REF! | #REF!
#REF! | #REF! | #REF! | #REF! | #REF! | #REF!
#REF! | #REF! | #REF! | #REF! | #REF! | #REF!
#REF! | #REF!
| #REF! | #REF! | #REF! | #REF! | #REF!
#REF! | #REF!
| #REF! | #REF! | #REF! | #REF! | #REF!
| #REF! | #REF! | #REF! | #REF! | #REF!
#REF! | #REF!
| #REF! | #REF! | #REF! | #REF! | #REF!
| #REF! | #REF! | #REF! | #REF! | #REF!
| #REF! | #REF! | #REF! | #REF! | #REF!
| #REF! | #REF! | #REF! | #REF! | #REF!
| #REF! | #REF! | #REF! | #REF! | #REF!
| #REF! | #REF! | #REF! | #REF! | #REF!
#REF!
| #REF! | #REF! | #REF! | #REF! | #REF!
| #REF! | #REF! | #REF! | #REF! | #REF!
| #REF! | #REF! | #REF! | #REF! | #REF!
| #REF! | #REF! | #REF! | #REF! | #REF!
#REF! | #REF!
#REF!
| #REF! | #REF! | #REF! | #REF! | #REF!
#REF! | #REF!
#REF! | #REF! | #REF! | #REF! | #REF! | #REF!
#REF! | #REF!
#REF! | #REF! | #REF! | #REF! | #REF! | #REF!
#REF! | #REF! | #REF! | #REF! | #REF! | #REF!
#REF! | #REF!
| #REF! | #REF! | #REF! | #REF! | #REF!
| Total Erection Price (A+B) |  |  |  | #REF!
Date : | --
Place : |  |  | Printed Name :
|  |  | Designation : | 0
Click for Sch-4

## Sch-4
Specification No.: CC/NT/W-TW/DOM/A10/24/12830 | [15 empty] | Schedule - 4
Tower Package TW-01 for 400kV D/C Jhatikara - Dwarka Transmission Line including associated 2 Nos. of 400 kV line bays each at both Jhatikara and Dwarka substations under Rajasthan REZ Ph-III, Part-D- Ph-II Scheme
(SCHEDULE OF RATES AND PRICES )
Bidder’s Name and Address (Sole Bidder) : | [14 empty] | To:
Contracts Services, 3rd Floor
Name : | [14 empty] | Power Grid Corporation of India Ltd.,
Address : | [14 empty] | "Saudamini", Plot No.-2
Sector-29,
Gurgaon (Haryana) - 122001
Training Charges for Training to be imparted
SI. No. | PR No | PR Line Item No | Activity Header | PR Activity No | Activity Description | Service Code | SAC (Service Accounting Codes) | Whether SAC in column '8’ is confirmed. If not indicate applicable the SAC * | Rate of GST applicable ( in %) | Whether rate of GST in column ‘4’ is confirmed. If not indicate applicable rate of GST * | Description | Unit | Quantity | Unit Training Charges excluding GST | Total Training Charges excluding GST | Total GST as confirmed by Bidder
1 | 2 | 3 | 4 | 5 | 6 | 7 | 8 | 9 | 10 | 11 | 12 | 13 | 14 | 15 | 16 = 14 x 15 | 17
[17 empty] | Revaluation of J column | Tax Calculation
NOT APPLICABLE | [16 empty] | Revaluation of J column | Tax Calculation
[15 empty] | Included | 0 | 0 | 0
[9 empty] | Total Training Charges | [5 empty] | 0 |  |  | 0
[9 empty] | Total GST as confirmed by Bidder | [6 empty] | 0
Date : | -- |  |  |  | Date: | -- | [7 empty] | Printed Name :
Place : |  |  |  |  | Place: | [8 empty] | Designation :
Click for Sch-5

## Sch-4b (hidden)
Specification No.: CC/NT/W-TW/DOM/A10/24/12830 | [15 empty] | Schedule - 4b
Tower Package TW-01 for 400kV D/C Jhatikara - Dwarka Transmission Line including associated 2 Nos. of 400 kV line bays each at both Jhatikara and Dwarka substations under Rajasthan REZ Ph-III, Part-D- Ph-II Scheme
(SCHEDULE OF RATES AND PRICES )
Bidder’s Name and Address (Sole Bidder) : | [14 empty] | To:
Contracts Services, 3rd Floor
Name : | [14 empty] | Power Grid Corporation of India Ltd.,
Address : | [14 empty] | "Saudamini", Plot No.-2
Sector-29,
Gurgaon (Haryana) - 122001
Maintenance Charges during & after Defect Laibility Period
SI. No. | PR No | PR Line Item No | Activity Header | PR Activity No | Activity Description | Service Code | SAC (Service Accounting Codes) | Whether SAC in column '8’ is confirmed. If not indicate applicable the SAC * | Rate of GST applicable ( in %) | Whether rate of GST in column ‘4’ is confirmed. If not indicate applicable rate of GST * | Description | Unit | Quantity | Unit Maintenance Charges excluding GST | Total Maintenance Charges excluding GST | Total GST as confirmed by Bidder
1 | 2 | 3 | 4 | 5 | 6 | 7 | 8 | 9 | 10 | 11 | 12 | 13 | 14 | 15 | 16 = 14 x 15 | 17
| 0 | [15 empty] | Revaluation of P column | Tax Calculation
A. | #REF! | [15 empty] | Revaluation of P column | Tax Calculation
1 | [14 empty] | Included | 0 | 0 | 0
2 | [14 empty] | Included | 0 | 0 | 0
3 | [14 empty] | Included | 0 | 0 | 0
4 | [14 empty] | Included | 0 | 0 | 0
B. | #REF! | [15 empty] | Revaluation of P column | Tax Calculation
1 | [14 empty] | Included | 0 | 0 | 0
2 | [14 empty] | Included | 0 | 0 | 0
3 | [14 empty] | Included | 0 | 0 | 0
4 | [14 empty] | Included | 0 | 0 | 0
[9 empty] | Total Maintenance Charges during and after Defect Liabilty Period | [5 empty] | 0 |  |  | 0
[9 empty] | Total GST as confirmed by Bidder | [6 empty] | 0
Date : | -- | [12 empty] | Printed Name :
Place : | [13 empty] | Designation :
Click for Sch-5

## Sch-5
Specification No.: CC/NT/W-TW/DOM/A10/24/12830 |  |  |  | Schedule - 5
Tower Package TW-01 for 400kV D/C Jhatikara - Dwarka Transmission Line including associated 2 Nos. of 400 kV line bays each at both Jhatikara and Dwarka substations under Rajasthan REZ Ph-III, Part-D- Ph-II Scheme
(SUMMARY OF TAXES & DUTIES APPLICABLE ON PLANT & EQUIPMENT)
Bidder’s Name and Address (Sole Bidder) : |  |  | To:
Contracts Services, 3rd Floor
Name : |  |  | Power Grid Corporation of India Ltd.,
Address : |  |  | "Saudamini", Plot No.-2
Sector-29,
Gurgaon (Haryana) - 122001
Sl. No. | Item Nos. |  | Total Price (INR) |  | After Discount |  | After MPDiscount
1 | TOTAL GST ON GOODS |  |  |  | Excise Duty | #REF! | Excise Duty | #REF!
| Total GST for Supply of Goods (inter-alia including Type Test Charges) between the Contractor and the Employer (identified in Schedule 1') which are not included in the Ex-works price as per the provision of the Bidding Documents, as applicable. |  | 0
2 | TOTAL GST ON SERVICES |  |  |  | Sales Tax | 0 | Sales Tax | 0
| Total GST on Installation Services (Schedule-3), Training to be imparted in India (Schedule-4) |  | 0 |  | #REF! | 0 | #REF! | 0
| GRAND TOTAL [1+2] |  | 0 |  | Grand Total after Discount | #REF! | Grand Total after MPD | #REF!
Date: | -- | Printed Name :
Place: |  | Designation :
Click for Sch-6

## Sch-5 Dis (hidden)
Specification No.: CC/NT/W-TW/DOM/A10/24/12830 |  |  |  | Schedule - 5
Tower Package TW-01 for 400kV D/C Jhatikara - Dwarka Transmission Line including associated 2 Nos. of 400 kV line bays each at both Jhatikara and Dwarka substations under Rajasthan REZ Ph-III, Part-D- Ph-II Scheme
SUMMARY OF TAXES & DUTIES APPLICABLE ON GOODS
Bidder’s Name and Address (Sole Bidder) : |  |  | To:
Contracts Services, 3rd Floor
Name : |  |  | Power Grid Corporation of India Ltd.,
Address : |  |  | "Saudamini", Plot No.-2
Sector-29,
Gurgaon (Haryana) - 122001
Sl. No. | Item Nos. |  | Total Price (INR)
1 | TOTAL GST ON GOODS |  | 0
Total GST for Supply of Goods (inter-alia including Type Test Charges) between the Contractor and the Employer (identified in Schedule 1') which are not included in the Ex-works price as per the provision of the Bidding Documents, as applicable.
2 | TOTAL GST ON SERVICES |  | 0
Total GST on Installation Services (Schedule-3), Training to be imparted in India (Schedule-4a) and Maintenance Charges during and after Defect Liabilty Period (Schedule-4b)
| GRAND TOTAL [1+2] |  | 0
Date : | -- | Printed Name :
Place : |  | Designation :
Click for Sch-6

## Sch-6
Specification No.: CC/NT/W-TW/DOM/A10/24/12830 |  |  | Schedule - 6
Tower Package TW-01 for 400kV D/C Jhatikara - Dwarka Transmission Line including associated 2 Nos. of 400 kV line bays each at both Jhatikara and Dwarka substations under Rajasthan REZ Ph-III, Part-D- Ph-II Scheme
(GRAND SUMMARY)
Bidder’s Name and Address (Sole Bidder) : |  |  | To:
Contracts Services, 3rd Floor
Name : |  |  | Power Grid Corporation of India Ltd.,
Address : |  |  | "Saudamini", Plot No.-2
Sector-29,
Gurgaon (Haryana) - 122001
Sl. No. | Description |  | Total Price (INR)
1 | TOTAL SCHEDULE NO. 1 |  | 0
Ex-works price of Plant and Equipment including Type Test Charges
2 | TOTAL SCHEDULE NO. 2 |  | 0
Local Transportation, In-transit Insurance, loading & unloading
3 | TOTAL SCHEDULE NO. 3 |  | 0
Installation Charges
4 | TOTAL SCHEDULE NO. 4 |  | 0
Training Charges
4b | TOTAL SCHEDULE NO. 4b |  | 0
Maintenance Charges during & after Defect Laibility Period
5 | TOTAL SCHEDULE NO. 5 |  | 0
Taxes and Duties
6 | TOTAL SCHEDULE NO. 7 |  | 0
Type Test Charges [Total of this Schedule is included in Schedule - 1 above.]
| GRAND TOTAL [1+2+3+4+5] |  | 0
Date : | -- | Printed Name :
Place : |  | Designation :
Click for Sch-7

## Sch-6 After Discount
Specification No.: CC/NT/W-TW/DOM/A10/24/12830 |  |  | Schedule - 6 After Discount
Tower Package TW-01 for 400kV D/C Jhatikara - Dwarka Transmission Line including associated 2 Nos. of 400 kV line bays each at both Jhatikara and Dwarka substations under Rajasthan REZ Ph-III, Part-D- Ph-II Scheme
(GRAND SUMMARY)
Bidder’s Name and Address (Sole Bidder) : |  |  | To:
Contracts Services, 3rd Floor
Name : |  |  | Power Grid Corporation of India Ltd.,
Address : |  |  | "Saudamini", Plot No.-2
Sector-29,
Gurgaon (Haryana) - 122001
Sl. No. | Description |  | Total Price (INR)
1 | TOTAL SCHEDULE NO. 1 |  | 0
Ex-works price of Plant and Equipment including Type Test Charges
2 | TOTAL SCHEDULE NO. 2 |  | 0
Local Transportation, In-transit Insurance, loading & unloading
3 | TOTAL SCHEDULE NO. 3 |  | 0
Installation Charges
4 | TOTAL SCHEDULE NO. 4 |  | 0
Training Charges
4b | TOTAL SCHEDULE NO. 4b |  | 0
Maintenance Charges during & after Defect Laibility Period
5 | TOTAL SCHEDULE NO. 5 |  | 0
Taxes and Duties
6 | TOTAL SCHEDULE NO. 7 |  | 0
Type Test Charges [Total of this Schedule is included in Schedule - 1 above.]
| GRAND TOTAL [1+2+3+4+5] |  | 0
Date : | -- | Printed Name :
Place : |  | Designation :
Click for Sch-7

## Sch-7
Specification No.: CC/NT/W-TW/DOM/A10/24/12830 | [11 empty] | Schedule 7
Tower Package TW-01 for 400kV D/C Jhatikara - Dwarka Transmission Line including associated 2 Nos. of 400 kV line bays each at both Jhatikara and Dwarka substations under Rajasthan REZ Ph-III, Part-D- Ph-II Scheme | [15 empty] | As per Lum-sum |  | 0%
(SCHEDULE OF RATES AND PRICES ) | [15 empty] | AS per Percent |  | #REF!
[16 empty] | As per lum-sum on Sch-7 |  | 0%
Bidder’s Name and Address (Sole Bidder) : | [9 empty] | To: | [5 empty] | As per Percent on Sch-7 |  | #REF!
[10 empty] | Contracts Services, 3rd Floor | [5 empty] | Total Discount |  | #REF!
Name : | [9 empty] | Power Grid Corporation of India Ltd.,
Address : | [9 empty] | "Saudamini", Plot No.-2
[10 empty] | Sector-29, | [5 empty] | Multipackage Discount |  | 0%
Gurgaon (Haryana) - 122001
Type tests on Earthwire, Hardwar Fittings & accessories of conductor & earthwire:
SL. NO. | PR No | Line Item No | Code | HSN Code | Whether HSN in column ‘2’ is confirmed. If not indicate applicable the HSN code * | Rate of GST applicable ( in %) | Whether rate of GST in column ‘4’ is confirmed. If not indicate applicable rate of GST * | Description of Test | Unit | Quantity | Unit Test Charge | Total Test Charges (Rs.) | Total GST as confirmed by Bidder | Revaluation of M column | Tax Calculation |  | Total Test Charges After Discount (Rs.) |  | Dis Alert | Total Test Charges After MPD (Rs.)
1 | 2 | 3 | 4 | 5 | 6 | 7 | 8 | 9 | 10 | 11 | 12 | 13 = 10 x 11 | 14
I
1 | [11 empty] | Included | 0 | 0 | 0
2 | [11 empty] | Included | 0 | 0 | 0
NOT APPLICABLE
[8 empty] | TOTAL TYPE TEST CHARGES |  |  |  | 0
[8 empty] | Total GST as confirmed by Bidder |  |  |  |  | 0
Date : | -- |  |  | -- |  |  |  |  | Printed Name :
Place : | [8 empty] | Designation :
Note : |  |  |  | Bidder should indicate the name of test laboratories where type tests are proposed to be conducted
Specification No.: CC/NT/W-TW/DOM/A10/24/12830
Tower Package TW-01 for 400kV D/C Jhatikara - Dwarka Transmission Line including associated 2 Nos. of 400 kV line bays each at both Jhatikara and Dwarka substations under Rajasthan REZ Ph-III, Part-D- Ph-II Scheme | [7 empty] | 0 | 0
(SCHEDULE OF RATES AND PRICES ) | [7 empty] | 0 | 0
Bidder’s Name and Address (Sole Bidder) :
[8 empty] | 0 | 0
Name : | [8 empty] | 0
Address : | [8 empty] | 0
0
0
SL. NO. | [7 empty] | Description of Test | #REF!
#REF! | [7 empty] | #REF! | #REF!
#REF! | [7 empty] | #REF!
#REF! | [7 empty] | #REF! | #REF!
#REF! | [7 empty] | #REF! | #REF!
[8 empty] | #REF! | #REF!
#REF! | [7 empty] | #REF!
#REF! | [7 empty] | #REF!
#REF! | [7 empty] | #REF!
#REF! | [7 empty] | #REF! | #REF!
#REF! | [7 empty] | #REF! | #REF!
#REF! | [7 empty] | #REF! | #REF!
#REF! | [7 empty] | #REF! | #REF!
[8 empty] | #REF! | #REF!
#REF! | [7 empty] | #REF!
#REF! | [7 empty] | #REF! | #REF!
#REF! | [7 empty] | #REF! | #REF!
#REF! | [7 empty] | #REF! | #REF!
#REF! | [7 empty] | #REF! | #REF!
[8 empty] | #REF! | #REF!
#REF! | [7 empty] | #REF!
#REF! | [7 empty] | #REF! | #REF!
#REF! | [7 empty] | #REF! | #REF!
#REF! | [7 empty] | #REF! | #REF!
[8 empty] | #REF! | #REF!
#REF! | [7 empty] | #REF!
#REF! | [7 empty] | #REF! | #REF!
#REF! | [7 empty] | #REF! | #REF!
#REF! | [7 empty] | #REF! | #REF!
[8 empty] | #REF! | #REF!
#REF! | [7 empty] | #REF!
#REF! | [7 empty] | #REF! | #REF!
#REF! | [7 empty] | #REF! | #REF!
#REF! | [7 empty] | #REF! | #REF!
#REF! | [7 empty] | #REF! | #REF!
[8 empty] | #REF! | #REF!
[8 empty] | #REF! | #REF!
#REF! | [7 empty] | #REF!
#REF! | [7 empty] | #REF!
#REF! | [7 empty] | #REF! | #REF!
#REF! | [7 empty] | #REF! | #REF!
#REF! | [7 empty] | #REF! | #REF!
[8 empty] | #REF! | #REF!
[8 empty] | #REF! | #REF!
#REF! | [7 empty] | #REF!
#REF! | [7 empty] | #REF!
#REF! | [7 empty] | #REF! | #REF!
#REF! | [7 empty] | #REF! | #REF!
#REF! | [7 empty] | #REF! | #REF!
#REF! | [7 empty] | #REF! | #REF!
#REF! | [7 empty] | #REF! | #REF!
[8 empty] | #REF! | #REF!
#REF! | [7 empty] | #REF!
#REF! | [7 empty] | #REF! | #REF!
#REF! | [7 empty] | #REF! | #REF!
#REF! | [7 empty] | #REF! | #REF!
#REF! | [7 empty] | #REF! | #REF!
#REF! | [7 empty] | #REF! | #REF!
#REF! | [7 empty] | #REF! | #REF!
[8 empty] | #REF! | #REF!
#REF! | [7 empty] | #REF!
#REF! | [7 empty] | #REF! | #REF!
#REF! | [7 empty] | #REF! | #REF!
#REF! | [7 empty] | #REF! | #REF!
#REF! | [7 empty] | #REF! | #REF!
#REF! | [7 empty] | #REF! | #REF!
#REF! | [7 empty] | #REF! | #REF!
#REF! | [7 empty] | #REF! | #REF!
#REF! | [7 empty] | #REF! | #REF!
#REF! | [7 empty] | #REF! | #REF!
[8 empty] | #REF! | #REF!
#REF! | [7 empty] | #REF!
#REF! | [7 empty] | #REF! | #REF!
#REF! | [7 empty] | #REF! | #REF!
#REF! | [7 empty] | #REF! | #REF!
[8 empty] | #REF! | #REF!
#REF! | [7 empty] | #REF!
#REF! | [7 empty] | #REF! | #REF!
#REF! | [7 empty] | #REF! | #REF!
#REF! | [7 empty] | #REF! | #REF!
[8 empty] | #REF! | #REF!
#REF! | [7 empty] | #REF!
#REF! | [7 empty] | #REF! | #REF!
#REF! | [7 empty] | #REF! | #REF!
[8 empty] | #REF! | #REF!
#REF! | [7 empty] | #REF!
#REF! | [7 empty] | #REF! | #REF!
#REF! | [7 empty] | #REF! | #REF!
#REF! | [7 empty] | #REF! | #REF!
#REF! | [7 empty] | #REF! | #REF!
#REF! | [7 empty] | #REF! | #REF!
#REF! | [7 empty] | #REF! | #REF!
[8 empty] | #REF! | #REF!
#REF! | [7 empty] | #REF!
#REF! | [7 empty] | #REF! | #REF!
#REF! | [7 empty] | #REF! | #REF!
#REF! | [7 empty] | #REF! | #REF!
#REF! | [7 empty] | #REF! | #REF!
#REF! | [7 empty] | #REF!
#REF! | [7 empty] | #REF! | #REF!
#REF! | [7 empty] | #REF! | #REF!
#REF! | [7 empty] | #REF! | #REF!
#REF! | [7 empty] | #REF! | #REF!
[8 empty] | #REF! | #REF!
[8 empty] | #REF! | #REF!
[8 empty] | #REF! | #REF!
Click for Bid Form 2nd Envelope

## Sch-7 Dis (hidden)
Specification No.: CC/NT/W-TW/DOM/A10/24/12830
Tower Package TW-01 for 400kV D/C Jhatikara - Dwarka Transmission Line including associated 2 Nos. of 400 kV line bays each at both Jhatikara and Dwarka substations under Rajasthan REZ Ph-III, Part-D- Ph-II Scheme | [6 empty] | As per Lum-sum |  | 0%
(SCHEDULE OF RATES AND PRICES : TYPE TEST CHARGES) | [6 empty] | AS per Percent |  | #REF!
[7 empty] | As per lum-sum on Sch-7 |  | 0%
Bidder’s Name and Address (Sole Bidder) : |  |  |  | To: |  |  | As per Percent on Sch-7 |  | #REF!
|  |  |  | Contracts Services, 3rd Floor |  |  | Total Discount |  | #REF!
Name : |  |  |  | Power Grid Corporation of India Ltd.,
Address : |  |  |  | "Saudamini", Plot No.-2
|  |  |  | Sector-29, |  |  | Multipackage Discount |  | 0%
Gurgaon (Haryana) - 122001
Type Tests on Earthwire
SL. NO. | Description of Test | Unit | Quantity | Unit Test Charge | Total Test Charges (Rs.) |  |  | Total Test Charges After Discount (Rs.) |  | Dis Alert | Total Test Charges After MPD (Rs.)
I | #REF!
(a) | #REF! | #REF! | #REF! | #REF! | #REF!
(b) | #REF! | #REF! | #REF! | #REF! | #REF!
| Sub-Total (I) |  |  |  | #REF!
| TOTAL TEST CHARGES (I) |  |  |  | #REF!
[7 empty] | Discount Sche-7 | #REF! |  | MPD Sche-7 | #REF!
[7 empty] | Dis Alert | #REF!
Signature :
Date : | -- | Printed Name :
Place : |  | Designation :
Common Seal :
Note : | Bidder should indicate the name of test laboratories where type tests are proposed to be conducted
Specification No.: CC/NT/W-TW/DOM/A10/24/12830
Tower Package TW-01 for 400kV D/C Jhatikara - Dwarka Transmission Line including associated 2 Nos. of 400 kV line bays each at both Jhatikara and Dwarka substations under Rajasthan REZ Ph-III, Part-D- Ph-II Scheme | 0 | 0 |  |  |  | 0
(SCHEDULE OF RATES AND PRICES : TYPE TEST CHARGES) | 0 | 0 |  |  |  | 0
Bidder’s Name and Address (Sole Bidder) : | [5 empty] | 0
| 0 | 0 |  |  |  | 0
Name : |  | 0 |  |  |  | 0
Address : |  | 0 |  |  |  | 0
|  | 0 |  |  |  | 0
|  | 0 |  |  |  | 0
SL. NO. | Description of Test | 0
#REF! | #REF! | #REF!
#REF! | #REF!
#REF! | #REF! | #REF!
#REF! | #REF! | #REF!
| #REF! | #REF!
#REF! | #REF!
#REF! | #REF!
#REF! | #REF!
#REF! | #REF! | #REF!
#REF! | #REF! | #REF!
#REF! | #REF! | #REF!
#REF! | #REF! | #REF!
| #REF! | #REF!
#REF! | #REF!
#REF! | #REF! | #REF!
#REF! | #REF! | #REF!
#REF! | #REF! | #REF!
#REF! | #REF! | #REF!
| #REF! | #REF!
#REF! | #REF!
#REF! | #REF! | #REF!
#REF! | #REF! | #REF!
#REF! | #REF! | #REF!
| #REF! | #REF!
#REF! | #REF!
#REF! | #REF! | #REF!
#REF! | #REF! | #REF!
#REF! | #REF! | #REF!
| #REF! | #REF!
#REF! | #REF!
#REF! | #REF! | #REF!
#REF! | #REF! | #REF!
#REF! | #REF! | #REF!
#REF! | #REF! | #REF!
| #REF! | #REF!
| #REF! | #REF!
#REF! | #REF!
#REF! | #REF!
#REF! | #REF! | #REF!
#REF! | #REF! | #REF!
#REF! | #REF! | #REF!
| #REF! | #REF!
| #REF! | #REF!
#REF! | #REF!
#REF! | #REF!
#REF! | #REF! | #REF!
#REF! | #REF! | #REF!
#REF! | #REF! | #REF!
#REF! | #REF! | #REF!
#REF! | #REF! | #REF!
| #REF! | #REF!
#REF! | #REF!
#REF! | #REF! | #REF!
#REF! | #REF! | #REF!
#REF! | #REF! | #REF!
#REF! | #REF! | #REF!
#REF! | #REF! | #REF!
#REF! | #REF! | #REF!
| #REF! | #REF!
#REF! | #REF!
#REF! | #REF! | #REF!
#REF! | #REF! | #REF!
#REF! | #REF! | #REF!
#REF! | #REF! | #REF!
#REF! | #REF! | #REF!
#REF! | #REF! | #REF!
#REF! | #REF! | #REF!
#REF! | #REF! | #REF!
#REF! | #REF! | #REF!
| #REF! | #REF!
#REF! | #REF!
#REF! | #REF! | #REF!
#REF! | #REF! | #REF!
#REF! | #REF! | #REF!
| #REF! | #REF!
#REF! | #REF!
#REF! | #REF! | #REF!
#REF! | #REF! | #REF!
#REF! | #REF! | #REF!
| #REF! | #REF!
#REF! | #REF!
#REF! | #REF! | #REF!
#REF! | #REF! | #REF!
| #REF! | #REF!
#REF! | #REF!
#REF! | #REF! | #REF!
#REF! | #REF! | #REF!
#REF! | #REF! | #REF!
#REF! | #REF! | #REF!
#REF! | #REF! | #REF!
#REF! | #REF! | #REF!
| #REF! | #REF!
#REF! | #REF!
#REF! | #REF! | #REF!
#REF! | #REF! | #REF!
#REF! | #REF! | #REF!
#REF! | #REF! | #REF!
#REF! | #REF!
#REF! | #REF! | #REF!
#REF! | #REF! | #REF!
#REF! | #REF! | #REF!
#REF! | #REF! | #REF!
| #REF! | #REF!
| #REF! | #REF!
| #REF! | #REF!
Click for Bid Form 2nd Envelope

## Discount
AAABBAAAABBf
Specification No.: CC/NT/W-TW/DOM/A10/24/12830 |  |  |  |  | Letter of Discount
LETTER OF DISCOUNT
To:
Contract Services
Power Grid Corporation of India Ltd.,
"Saudamini", Plot No.-2
Sector-29, (near IFFCO Chowk)
Gurgaon (Haryana) - 122001
Subject : |  | Tower Package TW-01 for 400kV D/C Jhatikara - Dwarka Transmission Line including associated 2 Nos. of 400 kV line bays each at both Jhatikara and Dwarka substations under Rajasthan REZ Ph-III, Part-D- Ph-II Scheme
Dear Sir
With reference to the subject tender, we hereby offer unconditional discount on the prices quoted by us as per details given here below : | [6 empty] | Eq Weightage of Rs/ % | Final Discount Factor
| 1 | Discount on lum-sum basis on total price quoted by us without Taxes & Duties. [The discount shall be proportionately applicable on all the items of all the Schdules i.e. Sch-1 (without type test charges), Sch-2, Sch-3, Sch-4a, Sch-4b & Sch-7] In Rs. |  |  |  | 0 | 0%
| 2 | Discount on percent basis on total price quoted by us without Taxes & Duties. [The discount shall be applicable on all the items of all the Schdules i.e. Sch-1 (without type test charges), Sch-2 , Sch-3, Sch-4a, Sch-4b & Sch-7] In Percent (%) |  |  |  | 0 | 0%
| 3 | Discount on lum-sum basis on the Schedules as given below : [The discount shall be proportionately applicable on all the relevent items of the respective Schdules.] In Rs.
|  | Schedule-1 : Ex works prices |  | In Rs. |  | 0 | 0% | Schedule-1 : Ex-Works Price | 0%
|  | Schedule-2 : Freight & Insurance |  | In Rs. |  | 0 | 0% | Schedule-2 : Freight & Insurance | 0%
|  | Schedule-3 : Erection Charges |  | In Rs. |  | 0 | 0% | Schedule-3 : Erection Charges | 0%
|  | Schedule-4a : Training Charges |  | In Rs. |  | 0 | 0% | Schedule-4a : Training Charges | 0%
|  | Schedule-4b : Maintenance Charges during and after DLP |  | In Rs. |  | 0 | 0% | Schedule-4b : Maintenance Charges | 0%
|  | Schedule-7 : Type Test Charges |  | In Rs. |  | 0 | 0% | Schedule-7 : Type Test Charges | 0%
| 4 | Discount on percent basis on the Schedules as given below : [The discount shall be applicable on all the relevent items of the respective Schdules.] In Percent (%)
|  | Schedule-1 : Ex works prices |  | In Percent (%) |  | 0 | 0%
|  | Schedule-2 : Freight & Insurance |  | In Percent (%) |  | 0 | 0%
|  | Schedule-3 : Erection Charges |  | In Percent (%) |  | 0 | 0%
|  | Schedule-4a : Training Charges |  | In Percent (%) |  | 0 | 0%
|  | Schedule-4b : Maintenance Charges during and after DLP |  | In Percent (%) |  | 0 | 0%
|  | Schedule-7 : Type Test Charges |  | In Percent (%) |  | 0 | 0%
Discount(s) offered at sl. No. 1 to 4 will get displayed and accounted for automatically in the respective items of the Schedules.
| 5 | We hereby offer Multi-package discount as given below:
Multi-Package Discount(s) offered at sl. No. 5 will not get automatically accounted for in the respective items of the Schedules. The same shall be worked out saparately for evaluation.
Please consider this letter of discount as the integral part of our price bid.
Thanking you, we remain,
Yours faithfully,
For and on behalf of
Date : |  | -- | Printed Name :
Place : |  |  | Designation :
Click for Bid Form

## Octroi (hidden)
Details of Octroi
Sl No. | Description of Items | Amount on which Octroi is applicable | Rate of Octroi | Octroi
(1) | (2) | (3) | (4) | (5) =(3) x (4)
1 |  |  |  | 0
2 |  |  |  | 0
3 |  |  |  | 0
4 |  |  |  | 0
5 |  |  |  | 0
6 |  |  |  | 0
7 |  |  |  | 0
8 |  |  |  | 0
9 |  |  |  | 0
10 |  |  |  | 0
| Total |  |  | 0
Back to Sch 5

## Entry Tax (hidden)
Details of Entry Tax
Sl No. | Description of Items | Amount on which Entry Tax is applicable | Rate of Entry Tax | Entry Tax
(1) | (2) | (3) | (4) | (5) =(3) x (4)
1 |  |  |  | 0
2 |  |  |  | 0
3 |  |  |  | 0
4 |  |  |  | 0
5 |  |  |  | 0
6 |  |  |  | 0
7 |  |  |  | 0
8 |  |  |  | 0
9 |  |  |  | 0
10 |  |  |  | 0
| Total |  |  | 0
Back to Sch 5

## Other Taxes & Duties (hidden)
Details of Other Taxes & Duties
Sl No. | Description of Items | Amount on which Other Taxes & Duties are applicable | Description of Taxes & Duties | Rate of Taxes & Duties | Amount of Taxes & Duties
(1) | (2) | (3) | (4) | (5) | (6) =(3) x (4)
1 |  |  |  |  | 0
2 |  |  |  |  | 0
3 |  |  |  |  | 0
4 |  |  |  |  | 0
5 |  |  |  |  | 0
6 |  |  |  |  | 0
7 |  |  |  |  | 0
8 |  |  |  |  | 0
9 |  |  |  |  | 0
10 |  |  |  |  | 0
| Total |  |  |  | 0
Back to Sch 5

## Bid Form 2nd Envelope
Specification No.: CC/NT/W-TW/DOM/A10/24/12830 |  |  |  | Bid Form 2nd Envelope |  | Sole Bidder |  |  |  | 1 | st |  | 1 | January
[6 empty] | 0 |  |  |  | 2 | nd |  | 2 | February
BID FORM (Second Envelope) | [9 empty] | 3 | rd |  | 3 | March
[10 empty] | 4 | th |  | 4 | April
Bid Proposal Ref. No. | [9 empty] | 5 | th |  | 5 | May
Date : | -- | [8 empty] | 6 | th | #VALUE! | 6 | June
[10 empty] | 7 | th | #VALUE! | 7 | July
To: | [9 empty] | 8 | th | #VALUE! | 8 | August
Contracts Services, 3rd Floor | [9 empty] | 9 | th | #VALUE! | 9 | September
Power Grid Corporation of India Ltd., | [9 empty] | 10 | th |  | 10 | October
"Saudamini", Plot No.-2 | [9 empty] | 11 | th |  | 11 | November
Sector-29, | [9 empty] | 12 | th |  | 12 | December
Gurgaon (Haryana) - 122001 | [9 empty] | 13 | th
[10 empty] | 14 | th
Name of Contract : | Tower Package TW-01 for 400kV D/C Jhatikara - Dwarka Transmission Line including associated 2 Nos. of 400 kV line bays each at both Jhatikara and Dwarka substations under Rajasthan REZ Ph-III, Part-D- Ph-II Scheme | [8 empty] | 15 | th
Dear Ladies and/or Gentlemen, | [9 empty] | 16 | th
1 | In continuation of First Envelope of our Bid, we hereby submit the Second Envelope of the Bid, both of which shall be read together and in conjunction with each other, and shall be construed as an integral part of our Bid. Accordingly, we the undersigned, offer to design, manufacture, test, deliver, install and commission (including carrying out Trial Operation, Performance & Guarantee Test as per provision of Technical Specification) under the above-named package in full conformity with the said Bidding Documents for the sum of Rs. 0 (Rs. Zero Only ) or such other sums as may be determined in accordance with the terms and conditions of the Bidding Documents. |  |  |  |  | In continuation of First Envelope of our Bid, we hereby submit the Second Envelope of the Bid, both of which shall be read together and in conjunction with each other, and shall be construed as an integral part of our Bid. Accordingly, we the undersigned, offer to design, manufacture, test, deliver, install and commission (including carrying out Trial Operation, Performance & Guarantee Test as per provision of Technical Specification) under the above-named package in full conformity with the said Bidding Documents for the sum of Rs. | or such other sums as may be determined in accordance with the terms and conditions of the Bidding Documents. | 0 | (Rs. Zero Only ) | 17 | th
| The above amounts are in accordance with the price schedules attached herewith and are made part of this bid. | [8 empty] | 18 | th
2 | Price Schedules | [8 empty] | 19 | th
2.1 | In line with the requirements of the Bidding documents, we enclose herewith the following Price Schedules, duly filled - in as per your proforma: | [8 empty] | 20 | th
| Schedule 1 | Plant and Equipment (Including Mandatory Spare Parts) to be supplied, including Type Test Charges. | [7 empty] | 21 | st
| Schedule 2 | Local Transportation, In-transit Insurance, loading and unloading | [7 empty] | 22 | th
| Schedule 3 | Installation Charges. | [7 empty] | 23 | th
| Schedule 4 | Training charges for training to be imparted. | [7 empty] | 24 | th
| Schedule 4b | Maintenance Charges during & after Defect Laibility Period.
| Schedule 5 | Taxes and Duties not included in Schedule 1 | [7 empty] | 25 | th
| Schedule 6 | Grand Summary [Schedule 1to 5] | [7 empty] | 26 | th
| Schedule 7 | Break-up of Type Test Charges for Type Tests to be conducted | [7 empty] | 27 | th
2.2 | We are aware that the Price Schedules do not generally give a full description of the Work to be performed under each item and we shall be deemed to have read the Technical Specifications and other sections of the Bidding Documents and Drawings to ascertain the full scope of Work included in each item while filling-in the rates and prices. We agree that the entered rates and prices shall be deemed to include for the full scope as aforesaid, including overheads and profit. | [8 empty] | 28 | th
2.3 | We declare that as specified in Clause 11.5, Section –II:ITB, Vol.-I of the Bidding Documents, prices quoted by us in the Price Schedules shall be subject to Price Adjustment during the execution of Contract in accordance with Appendix-2 (Price Adjustment) to the Contract Agreement. | [8 empty] | 29 | th
2.4 | We understand that in the price schedules, where there are errors between the total of the amounts given under the column for the price Breakdown and the amount given under the Total Price, the former shall prevail and the latter will be corrected accordingly. We further understand that where there are discrepancies between amounts stated in figures and amounts stated in words, the amount stated in words shall prevail. Similarly, any discrepancy in the total bid price and that of the summation of Schedule price (price indicated in a Schedule indicating the total of that schedule), the total bid price shall be corrected to reflect the actual summation of the Schedule prices. | [8 empty] | 30 | th
2.5 | We declare that items left blank in the Schedules will be deemed to have been included in other items. The TOTAL for each Schedule and the TOTAL of Grand Summary shall be deemed to be the total price for executing the Facilities and sections thereof in complete accordance with the Contract, whether or not each individual item has been priced. | [8 empty] | 31 | st
3 | We confirm that except as otherwise specifically provided our Bid Prices in this Second Envelope include all taxes, duties, levies and charges as may be assessed on us/our Associate (applicable for Foreign Bidder), our Sub-Contractor/Sub-Vendor or their employees by all municipal, state or national government authorities in connection with the Facilities, in and outside of India.
3.1 | 100% of applicable Taxes and Duties i.e GST which are payable by the Employer under the Contract, shall be reimbursed by the Employer on production of satisfactory documentary evidence by the Contractor in accordance with the provisions of the Bidding Documents.
3.2 | We further understand that notwithstanding 3.0 above, in case of award on us, you shall also bear and pay/reimburse to us, GST applicable on supplies by us to you, imposed on the Plant & Equipment including Mandatory Spare Parts to be incorporated into the Facilities including Type Test charges for Type test to be conducted specified in Schedule No. 1, Installation Services specified in Schedule No. 3, Charges for Training to be imparted specified in Schedule No. 4a and Maintenance Charges during & after Defect Laibility Period specified in Schedule No. 4b of the Price Schedule in this Second Envelope by the Indian Laws.
3.3 | We confirm that we have also registered/we shall also get registered in the GST Network with a GSTIN, in all the states where the project is located and the states from which we shall make our supply of goods.
4 | # (For Joint Venture only) We, the partners of Joint Venture submitting this bid, do agree and confirm that in case of Award of Contract on the Joint Venture, we shall be jointly and severally liable and responsible for the execution of the Contract in accordance with Contract terms and conditions. |  |  |  | 1
5 | We, hereby, declare that only the persons or firms interested in this proposal as principals are named here and that no other persons or firms other than those mentioned herein have any interest in this proposal or in the Contract to be entered into, if the award is made on us, that this proposal is made without any connection with any other person, firm or party likewise submitting a proposal is in all respects for and in good faith, without collusion or fraud.
Thanking you, we remain,
Yours faithfully,
For and on behalf of
Signature :
Date : | -- |  | Printed Name :
Place : |  |  | Designation :
Common Seal :
In case of bid from a Joint Venture, name & designation of representative of JV partner is to be provided and Bid Form is also to be signed by him.
Please provide additional information of the Bidder
Business Address :
Country of Incorporation :
State/Province to be indicated :
Name of Principal Officer :
Address of Principal Officer :
Note: Bidders may note that no prescribed proforma has been enclosed for Attachment 2 : Power of Attorney. Bidders may use their own proforma for furnishing the required information with the bid.
* * *
Back to Cover Page

## Q & C (2) (hidden)
STATEMENT OF QUOTED / CORRECTED PRICES
All Figures are in Rupees
Bidder |  | 0
Sl. No. | Price Component | Quoted Price | Corrected Price
1 | TOTAL SCHEDULE NO. 1:Ex-Works Price of Plant and Equipment including Type Test Charges | 0 |  | 0
2 | TOTAL SCHEDULE NO.2: Local Transportation, Insurance and other Incidental Services. | 0 |  | 0
3 | TOTAL SCHEDULE NO.3: Installation Charges | 0 |  | 0
4 | TOTAL SCHEDULE NO.4: Training Charges | Not Applicable |  | Not Applicable
5 | TOTAL BID PRICE: (Excluding Taxes & Duties) | 0 |  | 0
6 | DISCOUNT | #REF! |  | #REF! | #REF!
7 | NET BID PRICE (Excluding Taxes & Duties) | #REF! |  | #REF!
8 | TAXES & DUTIES PAYABLE ADDITIONALLY
| A) EXCISE DUTY | 0 |  | 0
| B) CENTRAL SALES TAX | 0 |  | 0
| C) VAT | #REF! |  | 0
| D) ENTRY TAX / OCTROI | #REF! |  | 0
E) OTHERS
| F) TOTAL TAXES & DUTIES | #REF! |  | 0
8 | TOTAL BID PRICE (INCLUDING TAXES & DUTIES) | #REF! |  | 0
9 | TOTAL SCHEDULE NO.7: Type Test Charges [Total of this Schedule is included in Schedule-1 above] | 0 |  | 0
I) | Bidder has indicated the following taxes and duties additionally applicable for their bid:
| Excise Duty % as |  |  |  | Excise Duty
| CST % as |  |  |  | CST
| #REF! |  |  |  | VAT | #REF! | #REF!
| #REF! |  |  |  | Entry Tax/ Octroi | #REF! | #REF!
| Others as |  |  |  | Others
II) | With regard to Entry Tax, it may be mentioned that the substations covered under the subject pacakge falls in State of MP, where an entry tax @ 2% of Purchase Price is applicable. In view of the above, the taxes and duties inter-alia including entry tax applicable for the bids are calculated :
a) | Ex-Works Price of Direct Supplies (after discount, if any) |  | Rs. | 0
b) | Excise Duty, as applicable on (a) above at the rate : | 10% | Rs. | 0
c) | Amount on which Sales Tax is applicable | 0 |  | 0
d) | CST, as applicable on (a) + ED (b) above at the rate : | 2% | Rs. | 0
e) | VAT, as applicable on (a) + ED (b) above at the rate : | 1% |  | 0
f) | Others [……………………………………………] |  | Rs.
g) | Purchase Price for Entry Tax (Total Ex-Works+F&I+ED+CST+Others) |  | Rs. | 0
h) | Entry Tax, as applicable on (e) above at the rate : |  | Rs. | 0
Tower Package TW-01 for 400kV D/C Jhatikara - Dwarka Transmission Line including associated 2 Nos. of 400 kV line bays each at both Jhatikara and Dwarka substations under Rajasthan REZ Ph-III, Part-D- Ph-II Scheme |  | Statement of Quoted / Corrected Prices |  | Page
Spec. No. | Specification No.: CC/NT/W-TW/DOM/A10/24/12830

## Q & C (hidden)
STATEMENT OF QUOTED / CORRECTED PRICES
All Figures are in Rupees
Bidder
Sl. No. | Price Component | Quoted Price | Corrected Price
1 | TOTAL SCHEDULE NO. 1:Ex-Works Price of Plant and Equipment including Type Test Charges | 0 |  | 0
2 | TOTAL SCHEDULE NO.2: Local Transportation, Insurance and other Incidental Services. | 0 |  | 0
3 | TOTAL SCHEDULE NO.3: Installation Charges | 0 |  | 0
4 | TOTAL SCHEDULE NO.4: Training Charges | Not Applicable |  | Not Applicable
5 | TOTAL BID PRICE: (Excluding Taxes & Duties) | 0 |  | 0
6 | DISCOUNT | #REF! |  | #REF!
7 | NET BID PRICE (Excluding Taxes & Duties) | #REF! |  | #REF!
8 | TAXES & DUTIES PAYABLE ADDITIONALLY
| A) EXCISE DUTY | #REF! |  | 0
| B) CENTRAL SALES TAX /VAT | #REF! |  | #REF!
| C) ENTRY TAX / OCTROI | #REF! |  | #REF!
| D) OTHERS | #REF! |  | 0
| E) TOTAL TAXES & DUTIES | #REF! |  | #REF!
8 | TOTAL BID PRICE (INCLUDING TAXES & DUTIES) | #REF! |  | #REF!
9 | TOTAL SCHEDULE NO.7: Type Test Charges [Total of this Schedule is included in Schedule-1 above] | 0 |  | 0
I) | Bidder has indicated the following taxes and duties additionally applicable for their bid:
a) | Excise Duty |  | Rs. | #REF!
b) | CST /VAT |  | Rs. | #REF!
c) | Entry Tax / Octroi |  | Rs. | #REF!
d) | Others |  | Rs. | #REF!
II) | Bidder has offered following discount(s)
III) | With regard to Entry Tax, it may be mentioned that the substations covered under the subject pacakge falls in State of MP, where an entry tax @ 1% of Purchase Price is applicable. In view of the above, the taxes and duties inter-alia including entry tax applicable for the bids are calculated : |  |  |  | Details of dicounts
a) | Ex-Works Price of Direct Supplies (after discount, if any) |  | Rs. | 0 | Gross LS | #REF! | #REF! | #REF! | Gross % | #REF! | #REF! | #REF!
b) | Excise Duty @ 10.3% of (a) above |  | Rs. | 0 |  |  |  | #REF! |  |  |  | #REF!
c) | CST / VAT @ 2% of Ex-Works of Direct Supplies (a) + ED (b) above |  | Rs. | #REF! | Sch-1 Direct LS | #REF! | #REF! | #REF! | Sch-1 Direct % | #REF! | #REF! | #REF!
d) | Others |  | Rs. |  | Sch-1 BO LS | #REF! | #REF! | #REF! | Sch-1 BO % | #REF! | #REF! | #REF!
e) | Purchase Price for Entry Tax (Total Ex-Works+F&I+ED+CST+Others) |  | Rs. | #REF! | Sch-2 LS | #REF! | #REF! | #REF! | Sch-2 % | #REF! | #REF! | #REF!
f) | Entry Tax @ 1% of (e) above |  | Rs. | #REF! | Sch-3 LS | #REF! | #REF! | #REF! | Sch-3 % | #REF! | #REF! | #REF!
[5 empty] | Sch-7 LS | #REF! | #REF! | #REF! | Sch-7 % | #REF! | #REF! | #REF!
Tower Package TW-01 for 400kV D/C Jhatikara - Dwarka Transmission Line including associated 2 Nos. of 400 kV line bays each at both Jhatikara and Dwarka substations under Rajasthan REZ Ph-III, Part-D- Ph-II Scheme |  | Statement of Quoted / Corrected Prices |  | Page | Different Manner | #REF!
[5 empty] | Text for Discount | #REF!
#REF!
#REF!

## N to W (hidden)
0
Rs. Zero Only
0
0
0
0
0
0
1 | One
2 | Two
3 | Three
4 | Four
5 | Five
6 | Six
7 | Seven
8 | Eight
9 | Nine
10 | Ten
11 | Eleven
12 | Twelve
13 | Thirteen
14 | Fourteen
15 | Fifteen
16 | Sixteen
17 | Seventeen
18 | Eighteen
19 | Nineteen
20 | Twenty
21 | Twenty One
22 | Twenty Two
23 | Twenty Three
24 | Twenty Four
25 | Twenty Five
26 | Twenty Six
27 | Twenty Seven
28 | Twenty Eight
29 | Twenty Nine
30 | Thirty
31 | Thirty One
32 | Thirty Two
33 | Thirty Three
34 | Thirty Four
35 | Thirty Five
36 | Thirty Six
37 | Thirty Seven
38 | Thirty Eight
39 | Thirty Nine
40 | Forty
41 | Forty One
42 | Forty Two
43 | Forty Three
44 | Forty Four
45 | Forty Five
46 | Forty Six
47 | Forty Seven
48 | Forty Eight
49 | Forty Nine
50 | Fifty
51 | Fifty One
52 | Fifty Two
53 | Fifty Three
54 | Fifty Four
55 | Fifty Five
56 | Fifty Six
57 | Fifty Seven
58 | Fifty Eight
59 | Fifty Nine
60 | Sixty
61 | Sixty One
62 | Sixty Two
63 | Sixty Three
64 | Sixty Four
65 | Sixty Five
66 | Sixty Six
67 | Sixty Seven
68 | Sixty Eight
69 | Sixty Nine
70 | Seventy
71 | Seventy One
72 | Seventy Two
73 | Seventy Three
74 | Seventy Four
75 | Seventy Five
76 | Seventy Six
77 | Seventy Seven
78 | Seventy Eight
79 | Seventy Nine
80 | Eighty
81 | Eighty One
82 | Eighty Two
83 | Eighty Three
84 | Eighty Four
85 | Eighty Five
86 | Eighty Six
87 | Eighty Seven
88 | Eighty Eight
89 | Eighty Nine
90 | Ninety
91 | Ninety One
92 | Ninety Two
93 | Ninety Three
94 | Ninety Four
95 | Ninety Five
96 | Ninety Six
97 | Ninety Seven
98 | Ninety Eight
99 | Ninety Nine
100 | One Hundred