## Basic (hidden)
Package Name | Substation Package-SS77 associated with (i) Augmentation of 220/132kV Salakati s/s including 1x100MVA, 220/132kV transformer under NERSS-XI ii) Extension of 220/132kV Salakati s/s under NERSS- XII iii) Extension of 220kV BTPS Substations under NERSS-XII.
Package Code | Substation Package SS77
Specification No. | Specification No.: CC-CS/1047-NER/SS-4186/3/G3
ORIGINAL

## Cover
Price Schedules | Substation Package-SS77 associated with (i) Augmentation of 220/132kV Salakati s/s including 1x100MVA, 220/132kV transformer under NERSS-XI ii) Extension of 220/132kV Salakati s/s under NERSS- XII iii) Extension of 220kV BTPS Substations under NERSS-XII. |  | Substation Package SS77
Specification No.: CC-CS/1047-NER/SS-4186/3/G3
| 1 | Fill up only green shaded cells in Sch-1, Sch-2, Sch-3, Sch-4, Sch-7 and Bid Form 2nd Envelope.
| 2 | All the cells in Sch-5 & Sch-6 are auto filled, therefore no cell is required to be filled up there.
| 3 | Instructions / error messages, if any, will be displayed automatically after selecting the cell.
| 4 | After filling up all the schedues, save the file, take print out of all the schedules and Bid form and sign & stamp and submit them as hard copy of the 2nd envelope (Price part) of the bid. Also ensure to submit the soft copy of the the same file on CD/ DVD.
पावर ग्रिड कारपोरेशन ऑफ इण्डिया लिमिटेड
(भारत सरकार का उद्यम)
Power Grid Corporation of India Limited
(A Government of India Enterprises)
Click to skip Instructions & Proceed
Click for Detailed General Instructions
General guidelines for filling up the Price Schedules, Sch-1 to Sch-7

## Instructions (hidden)
General Instruction to the Bidders for filling up this workbook of Price Schedules
I | While filling up the worksheets following may please be observed :
| (i) | Fill up only green shaded cells.
| (ii) | Certain data type entries have been restricted, such as Numeric values or limits of numeric values.
| (iii) | Select only the options provided in pull down menus.
| (iv) | Do not link any cell of this work book with any other work book.
| (v) | Do not use copy & paste or cut & paste options for filling up the data.
| (vi) | Do not reformat any of the cell of the work book.
II | This Workbook consists of following worksheets :
Cover :
Opening page of the workbook.
Names of Bidder :
| ● | Select Sole Bidder or JV (Joint Venture) from the pull down menu. Do not leave this cell blank.
| ● | Select nos. of the JV Partners other than the Lead Partner from drop down menu.
| ● | In case of JV partners more than 2, enter details of 3rd & more partners along with details of 2nd partner.
| ● | Fill up names and address of the Sole Bidder and /or Joint Venture.
| ● | Fill up date in dd-mmm-yyyy format from drop down menu.
| ● | Click for Sch-1 given at the right top of the worksheet to go to Sch-1.
Sch-1 (Ex-works Prices) :
| ● | Fill up unit rates for all the items in numeric values greater than 0 (zero). If unit rate is left blank, the corresponding item shall be deemed to be included in the total price.
| ● | Corresponding cell for mode of transaction shall be come enable only after filling up the unit rate, therefore first fill up the unit rate and then mode of transaction for the corresponding item.
| ● | Select either Direct or Bought-out from the drop down menu. Do not leave the cell blank the same shall be deemed to be Bought-out if the cell is left blank.
| ● | Total amount shall get calculated automatically.
| ● | Type Test charges shall appear automatically after filling up Sch-7 appropriately.
Sch-2 (Freight & Insurance Charges) :
| ● | Fill up unit rates for all the items in numeric values greater than 0 (zero). If unit rate is left blank, the corresponding item shall be deemed to be included in the total price.
| ● | Total amount shall get calculated automatically.
Sch-3 (Erection Charges) :
| ● | Fill up unit rates for all the items in numeric values greater than 0 (zero). If unit rate is left blank, the corresponding item shall be deemed to be included in the total price.
| ● | Total amount shall get calculated automatically.
Sch-4 (Training Charges) :
| ● | Not applicable, hence no cell is required to be filled up.
Sch-4b (Maintenance Charges during and after Defect Liability Period) :
| ● | Not applicable, hence no cell is required to be filled up.
Sch-5 (Summary of Taxes and Duties applicable on the Goods) :
| ● | No cell is required to be filled in by the bidder in this worksheet.
Sch -6 :
| ● | Summary of all the Schedules without considering discount (mentioned in the work sheet discount) shall be displayed automatically.
| ● | No cell is required to be filled in by the bidder in this worksheet.
Sch-7 (Type Test Charges) :
| ● | Fill up the rates & location where type tests are proposed.
| ● | Total of this Sch-7 shall automatically appear in Sch-1.
Bid from 2nd Envelope :
| ● | Fill up ref. no. as bidder's ref no. of this letter.
| ● | This letter shall consider the net price as per Sch-6 (After Discount).
| ● | Fill up names & Designation of the representatives of other JV partner(s) if the bidder is JV (Joint Venture) .
| ● | Fill up additional information as required.
* * *
Happy Bidding !
Click to Proceed

## Names of Bidder
Substation Package-SS77 associated with (i) Augmentation of 220/132kV Salakati s/s including 1x100MVA, 220/132kV transformer under NERSS-XI ii) Extension of 220/132kV Salakati s/s under NERSS- XII iii) Extension of 220kV BTPS Substations under NERSS-XII.
Specification No.: CC-CS/1047-NER/SS-4186/3/G3 |  |  |  |  | Sole Bidder | 1 |  | Sole Bidder | 1
[5 empty] | Joint Venture | 2 or More |  | JV (Joint Venture) | 2 or More
Enter following details of the bidder
Specify type of Bidder [Select from drop down menu] |  |  | 0 | 2 | 0 | 0 | 2 | 0
0
Name of Lead Partner
Address of Sole Bidder
Name of other Partner - 1
Address of other Partner - 1
…….. …….. …….. …….. …….. ……..
…….. …….. …….. …….. …….. ……..
Name of other Partner - 2 (more, if any) | …….. …….. …….. …….. …….. ……..
Address of other Partner - 2 (more, if any) | …….. …….. …….. …….. …….. ……..
…….. …….. …….. …….. …….. ……..
…….. …….. …….. …….. …….. ……..
Printed Name
Designation
email ID of Bid Signatory
Mobile No. of Bid Signatory
Tel No. of Bid Signatory
Fax No. of Bid Signatory
Date |  | 31
Place
Click for Sch-1

## Sch-1
Specification No.: CC-CS/1047-NER/SS-4186/3/G3 | [13 empty] | Schedule - 1 |  |  | Direct Total | 0 | 0 | `
[17 empty] | BO Total | #REF! | 0
Substation Package-SS77 associated with (i) Augmentation of 220/132kV Salakati s/s including 1x100MVA, 220/132kV transformer under NERSS-XI ii) Extension of 220/132kV Salakati s/s under NERSS- XII iii) Extension of 220kV BTPS Substations under NERSS-XII.
(SCHEDULE OF RATES AND PRICES)
Bidder’s Name and Address (Lead Partner) : | [11 empty] | To:
Contracts Services, 3rd Floor
Name : | [11 empty] | Power Grid Corporation of India Ltd.,
Address : | [11 empty] | "Saudamini", Plot No.-2
Sector-29,
Gurgaon (Haryana) - 122001
PLANT AND EQUIPMENT (INCLUDING MANDATORY SPARES PARTS) TO BE SUPPLIED, INCLUDING TYPE TEST CHARGES FOR TESTS TO BE CONDUCTED | [17 empty] | Direct
[11 empty] | All Prices are in Indian Rupees. | [6 empty] | Bought-Out
SI. No. | PR No | PR Line Item No | Activity Description | Material Code | HSN Code | Whether HSN in column ‘ 6 ’ is confirmed. If not indicate applicable the HSN code * | Rate of GST applicable ( in %) | Whether rate of GST in column ‘4’ is confirmed. If not indicate applicable rate of GST * | Item Description | Unit | Qty. | Unit Ex-works price (excluding GST) | Total Ex-works price (excluding GST) | GST Tax as confirmed by Bidder
1 | 2 | 3 | 4 | 5 | 6 | 7 | 8 | 9 | 10 | 11 | 12 | 13 | 14= 12 x 13 | 15
I | SALAKATI 100 MVA TRANSFORMER EXTENSION | [13 empty] | Revaluation of J column | Tax Calculation
1 | 7000012436 | 10 | 220kV POWER TRANSFORMER | 1000000546 | 85042320 |  | 18 |  | 100MVA, 220/132/33 KV, 3-phase Autotransformer excluding InsulatingOil | EA | 1 |  | Included | 0 | 0 | 0
2 | 7000012436 | 20 | 220kV POWER TRANSFORMER | 1000013958 | 85049010 |  | 18 |  | Insulating Oil for 100MVA, 220/132/33kV, 3-phase Transformer | SET | 1 |  | Included | 0 | 0 | 0
3 | 7000012436 | 30 | 220kV POWER TRANSFORMER | 1000028349 | 85049010 |  | 18 |  | DIGITAL RTCC PANEL | SET | 1 |  | Included | 0 | 0 | 0
4 | 7000012436 | 40 | 33kV LT TRANSFORMER | 1000004296 | 85042100 |  | 18 |  | 400kVA, 33/0.433kV, 3ph LT Transformer | EA | 1 |  | Included | 0 | 0 | 0
5 | 7000012436 | 50 | 245kV, 40kA AIS EQUIPMENT | 1000001671 | 85352912 |  | 18 |  | 245kV, 1600A, 40KA Circuit Breaker(3-Phase) with support structure | EA | 1 |  | Included | 0 | 0 | 0
6 | 7000012436 | 60 | 245kV, 40kA AIS EQUIPMENT | 1000001673 | 85353090 |  | 18 |  | 245kV, 1600A, 40 KA, 3-phase DoubleBreak Isolator with one E/S | EA | 1 |  | Included | 0 | 0 | 0
7 | 7000012436 | 70 | 245kV, 40kA AIS EQUIPMENT | 1000001674 | 85353090 |  | 18 |  | 245kV, 1600A, 40 KA, 3-phase DoubleBreak Isolator with two E/S | EA | 1 |  | Included | 0 | 0 | 0
8 | 7000012436 | 80 | 245kV, 40kA AIS EQUIPMENT | 1000001794 | 85353090 |  | 18 |  | 245kV, 1600A, 40 KA, 3-phase DoubleBreak Tandem Isolator without E/S | EA | 2 |  | Included | 0 | 0 | 0
9 | 7000012436 | 90 | 245kV, 40kA AIS EQUIPMENT | 1000020417 | 85354010 |  | 18 |  | 216kV Surge Arrester (1-phase) | EA | 3 |  | Included | 0 | 0 | 0
10 | 7000012436 | 100 | 245kV, 40kA AIS EQUIPMENT | 1000001695 | 85462040 |  | 18 |  | 245 kV, 1 phase Bus Post Insulator (except for Line Traps) | EA | 9 |  | Included | 0 | 0 | 0
11 | 7000012436 | 110 | 245kV, 40kA AIS EQUIPMENT | 1000001681 | 85359090 |  | 18 |  | 245 kV, 1600A, 40KA, 1-Phase CurrentTransformer with 120% extended currentrating | EA | 3 |  | Included | 0 | 0 | 0
12 | 7000012436 | 120 | 145kV, 31.5kV AIS EQUIPMENT | 1000000940 | 85352911 |  | 18 |  | 145kV, 1250A, 31.5KA Circuit Breakers(3-Phase) with support structure | EA | 1 |  | Included | 0 | 0 | 0
13 | 7000012436 | 130 | 145kV, 31.5kV AIS EQUIPMENT | 1000000992 | 85353090 |  | 18 |  | 145 kV, 1250A, 31.5 KA, 3-phase DoubleBreak Isolator with one E/S | EA | 1 |  | Included | 0 | 0 | 0
14 | 7000012436 | 140 | 145kV, 31.5kV AIS EQUIPMENT | 1000000943 | 85353090 |  | 18 |  | 145 kV, 1250 A, 31.5KA, 3-phase DoubleBreak Isolator without E/S | EA | 1 |  | Included | 0 | 0 | 0
15 | 7000012436 | 1670 | 145kV, 31.5kV AIS EQUIPMENT | 1000000977 | 85359090 |  | 18 |  | 145 kV, 600A, 31.5KA, 1-Phase CurrentTransformer with 120% extended currentrating | EA | 3 |  | Included | 0 | 0 | 0
16 | 7000012436 | 150 | 145kV, 31.5kV AIS EQUIPMENT | 1000000942 | 85353090 |  | 18 |  | 145 kV, 1250 A, 31.5KA, 3-phase HCBIsolator without E/S (Tandem) | EA | 1 |  | Included | 0 | 0 | 0
17 | 7000012436 | 160 | 145kV, 31.5kV AIS EQUIPMENT | 1000020416 | 85354010 |  | 18 |  | 120kV Surge Arrester(1-phase) | EA | 3 |  | Included | 0 | 0 | 0
18 | 7000012436 | 170 | 145kV, 31.5kV AIS EQUIPMENT | 1000000956 | 85462040 |  | 18 |  | 145kV, 1 phase Bus Post Insulators | EA | 15 |  | Included | 0 | 0 | 0
19 | 7000012436 | 180 | 72.5kV, 25KA AIS EQUIPMENT | 1000005030 | 85462040 |  | 18 |  | 72.5kV ,1 phase Bus Post Insulators | EA | 6 |  | Included | 0 | 0 | 0
20 | 7000012436 | 190 | 72.5kV, 25KA AIS EQUIPMENT | 1000005048 | 85359090 |  | 18 |  | 72.5 kV Voltage Transformer (1- Phase) | EA | 3 |  | Included | 0 | 0 | 0
21 | 7000012436 | 200 | 72.5kV, 25KA AIS EQUIPMENT | 1000005061 | 85359090 |  | 18 |  | 72.5 kV, 50A, 25 kA, 1-Phase CurrentTransformer with 120% extended currentrating | EA | 3 |  | Included | 0 | 0 | 0
22 | 7000012436 | 210 | 72.5kV, 25KA AIS EQUIPMENT | 1000005036 | 85352113 |  | 18 |  | 72.5 kV, 1250A, 25 kA, 3-phase CircuitBreaker with support structure | EA | 1 |  | Included | 0 | 0 | 0
23 | 7000012436 | 220 | 72.5kV, 25KA AIS EQUIPMENT | 1000005032 | 85353090 |  | 18 |  | 72.5 kV, 1250A, 25 KA, 3-Phase DoubleBreak Isolator without E/s | EA | 1 |  | Included | 0 | 0 | 0
24 | 7000012436 | 230 | Erection Hardware for 220 kV DMT Type S | 1000011264 | 72169990 |  | 18 |  | Erection Hardware for 220kV layout (Double Main and TransferScheme)-Transformer Bay as per technical specification | SET | 1 |  | Included | 0 | 0 | 0
25 | 7000012436 | 240 | Erection Hardware for 132 kV SMT Type S | 1000011243 | 72169990 |  | 18 |  | Erection Hardware for 132kV layout (Single Main & TransferScheme)-Transformer Bay as per technical specification | SET | 1 |  | Included | 0 | 0 | 0
26 | 7000012436 | 250 | Erection Hardware for 132 kV SMT Type S | 1000011237 | 72169990 |  | 18 |  | Erection Hardware for 132kV layout (Single Main & Transfer Scheme) Buswork (For Two bays) as per technical specification | SET | 1 |  | Included | 0 | 0 | 0
27 | 7000012436 | 260 | Erection Hardware for tertiary | 1000011348 | 72169990 |  | 18 |  | Erection Hardware for the 72.5kV equipment for Tertiary loading as pertechnical specification | SET | 1 |  | Included | 0 | 0 | 0
28 | 7000012436 | 270 | Earthmat | 1000032055 | 72159090 |  | 18 |  | 40 MM MS ROD FOR MAIN EARTHMAT | KM | 6 |  | Included | 0 | 0 | 0
29 | 7000012436 | 1450 | LT SWITCHGEAR EXTENSION | 1000004304 | 85371000 |  | 18 |  | 415V ACDB (Extn.) | SET | 1 |  | Included | 0 | 0 | 0
30 | 7000012436 | 1460 | LT SWITCHGEAR EXTENSION | 1000030177 | 85371000 |  | 18 |  | 110 V DCDB extension panel | SET | 1 |  | Included | 0 | 0 | 0
31 | 7000012436 | 280 | CRP for 220kV Bays with SAS | 1000001168 | 85371000 |  | 18 |  | 220kV Circuit Breaker Relay Panel without Auto Reclose (withAutomation) | EA | 1 |  | Included | 0 | 0 | 0
32 | 7000012436 | 290 | CRP for 220kV Bays with SAS | 1000001566 | 85371000 |  | 18 |  | 220kV Transformer Protection Panel (For both HV & MV side)-(withAutomation) | EA | 1 |  | Included | 0 | 0 | 0
33 | 7000012436 | 300 | CRP for 220kV Bays with SAS | 1000001167 | 85371000 |  | 18 |  | Augmentation of existing 220kV bus bar protection scheme.(No. of baysas per specification)-(with Automation) | SET | 1 |  | Included | 0 | 0 | 0
34 | 7000012436 | 310 | CRP for 132 kV Bays with SAS | 1000000736 | 85371000 |  | 18 |  | 132kV Circuit Breaker Relay Panel without Auto Reclose (withAutomation) | EA | 1 |  | Included | 0 | 0 | 0
35 | 7000012436 | 320 | CRP for 132 kV Bays with SAS | 1000000735 | 85371000 |  | 18 |  | Augmentation of existing 132kV bus bar protection scheme.(No. of baysas per specification)-(with Automation) | SET | 1 |  | Included | 0 | 0 | 0
36 | 7000012436 | 330 | SAS-AUG | 1000001333 | 85371000 |  | 18 |  | Augmentation of Substation automation System for 220kV bay as perTechnical Specification | EA | 1 |  | Included | 0 | 0 | 0
37 | 7000012436 | 340 | SAS-AUG | 1000000815 | 85371000 |  | 18 |  | Augmentation of Substation automation System for 132kV bay as perTechnical Specification | EA | 1 |  | Included | 0 | 0 | 0
38 | 7000012436 | 350 | POWER & CONTROL CABLE | 1000000442 | 85446020 |  | 18 |  | 1.1kV grade Control Cables (PVCinsulated) along withlugs,glands,straight joints &accessories,etc. | LS | 1 |  | Included | 0 | 0 | 0
39 | 7000012436 | 360 | POWER & CONTROL CABLE | 1000000443 | 85446020 |  | 18 |  | 1.1kV grade Power Cables (PVCinsulated)along withlugs,glands,straight joints &accessories,etc. | LS | 1 |  | Included | 0 | 0 | 0
40 | 7000012436 | 370 | POWER & CONTROL CABLE | 1000000444 | 85446090 |  | 18 |  | 1.1kV grade Power Cables (XLPEinsulated) along withlugs,glands,straight joints &accessories,etc. | LS | 1 |  | Included | 0 | 0 | 0
41 | 7000012436 | 380 | FIRE FIGHTING SYSTEM | 1000012033 | 84819090 |  | 18 |  | Hydrant system, complete U/G piping andaccessories etc. outside the Pump Housefor Fire Protection of 220kV S/S | SET | 1 |  | Included | 0 | 0 | 0
42 | 7000012436 | 390 | FIRE FIGHTING SYSTEM | 1000015937 | 84248990 |  | 18 |  | Nitrogen injection type fire protection for 220kV transformer | SET | 1 |  | Included | 0 | 0 | 0
43 | 7000012436 | 400 | FIRE FIGHTING SYSTEM | 1000012018 | 85311020 |  | 18 |  | Fire Detection and Alarm System for Switchyard Panel Room of 6 mlength | SET | 1 |  | Included | 0 | 0 | 0
44 | 7000012436 | 410 | FIRE FIGHTING SYSTEM | 1000012022 | 84241000 |  | 18 |  | 4.5 kg CO2 type Portable Fire extinguisher | EA | 1 |  | Included | 0 | 0 | 0
45 | 7000012436 | 420 | FIRE FIGHTING SYSTEM | 1000042281 | 84248990 |  | 18 |  | FIRE PROTECTION WITH 0 PERCENT GST | SET | 1 |  | Included | 0 | 0 | 0
46 | 7000012436 | 430 | FIRE FIGHTING SYSTEM | 1000042483 | 84248990 |  | 18 |  | FIRE PROTECTION WITH 5 PERCENT GST | SET | 1 |  | Included | 0 | 0 | 0
47 | 7000012436 | 440 | FIRE FIGHTING SYSTEM | 1000042284 | 84248990 |  | 18 |  | FIRE PROTECTION WITH 12 PERCENT GST | SET | 1 |  | Included | 0 | 0 | 0
48 | 7000012436 | 450 | FIRE FIGHTING SYSTEM | 1000042287 | 84248990 |  | 18 |  | FIRE PROTECTION WITH 18 PERCENT GST | SET | 1 |  | Included | 0 | 0 | 0
49 | 7000012436 | 460 | FIRE FIGHTING SYSTEM | 1000042480 | 84248990 |  | 18 |  | FIRE PROTECTION WITH 28 PERCENT GST | SET | 1 |  | Included | 0 | 0 | 0
50 | 7000012436 | 470 | FIRE FIGHTING SYSTEM | 1000044210 | 84241000 |  | 18 |  | TROLLEY MOUNTED FOAM-50LTR FIRE EXTINGUISHER | EA | 3 |  | Included | 0 | 0 | 0
51 | 7000012436 | 480 | ILLUMINATION SYSTEM | 1000014547 | 85371000 |  | 18 |  | Lighting Panel type ACP-2 as per technical specification | EA | 2 |  | Included | 0 | 0 | 0
52 | 7000012436 | 600 | ILLUMINATION SYSTEM | 1000014548 | 94059900 |  | 18 |  | Lighting Panel type ACP-3 as per technical specification | EA | 2 |  | Included | 0 | 0 | 0
53 | 7000012436 | 490 | ILLUMINATION SYSTEM | 1000017485 | 94059900 |  | 18 |  | Lighting panel SLP for Street Lighting | EA | 2 |  | Included | 0 | 0 | 0
54 | 7000012436 | 500 | ILLUMINATION SYSTEM | 1000001050 | 94059900 |  | 18 |  | 15A, 240V: Outdoor Receptacle 2 pole, 3-pin modular (type RO) as pertechnical specifications | EA | 2 |  | Included | 0 | 0 | 0
55 | 7000012436 | 510 | ILLUMINATION SYSTEM | 1000004952 | 94059900 |  | 18 |  | 63A, 415V : Interlocked switch socket outdoor Receptacle (type RP) asper technical specifications | EA | 2 |  | Included | 0 | 0 | 0
56 | 7000012436 | 520 | ILLUMINATION SYSTEM | 1000038387 | 94051090 |  | 18 |  | LED FLOOD LIGHT LUMINARIESTYPE FL-1 (150W) AS PER TECHNICALSPECIFICATION | EA | 25 |  | Included | 0 | 0 | 0
57 | 7000012436 | 530 | ILLUMINATION SYSTEM | 1000038325 | 94059900 |  | 18 |  | LIGHTING FIXTURE LED LUMINAIRES TYPE FL2 AS PER TECH. SPECIFICATIONS | EA | 30 |  | Included | 0 | 0 | 0
58 | 7000012436 | 540 | ILLUMINATION SYSTEM | 1000013795 | 94059900 |  | 18 |  | Illumination System for switchyard panel room of 6 m length | LS | 1 |  | Included | 0 | 0 | 0
59 | 7000012436 | 550 | ILLUMINATION SYSTEM | 1000042283 | 94059900 |  | 18 |  | ILLUMINATION WITH 0 PERCENT GST | SET | 1 |  | Included | 0 | 0 | 0
60 | 7000012436 | 560 | ILLUMINATION SYSTEM | 1000042485 | 94059900 |  | 18 |  | ILLUMINATION WITH 5 PERCENT GST | SET | 1 |  | Included | 0 | 0 | 0
61 | 7000012436 | 570 | ILLUMINATION SYSTEM | 1000042286 | 94059900 |  | 18 |  | ILLUMINATION WITH 12 PERCENT GST | SET | 1 |  | Included | 0 | 0 | 0
62 | 7000012436 | 580 | ILLUMINATION SYSTEM | 1000042289 | 94059900 |  | 18 |  | ILLUMINATION WITH 18 PERCENT GST | SET | 1 |  | Included | 0 | 0 | 0
63 | 7000012436 | 590 | ILLUMINATION SYSTEM | 1000042482 | 94059900 |  | 18 |  | ILLUMINATION WITH 28 PERCENT GST | SET | 1 |  | Included | 0 | 0 | 0
64 | 7000012436 | 610 | ILLUMINATION SYSTEM | 1000038389 | 94051090 |  | 18 |  | LED STREET LIGHT LUMINAIRE TYPE SL-L1 (= 45W)AS PER TECHNICALSPECIFICATION | EA | 10 |  | Included | 0 | 0 | 0
65 | 7000012436 | 620 | ILLUMINATION SYSTEM | 1000038397 | 94059900 |  | 18 |  | TYPE L1 STREET LIGHTING POLE OF 6 METER AS PER TECHNICALSPECIFICATION. | EA | 10 |  | Included | 0 | 0 | 0
66 | 7000012436 | 630 | ILLUMINATION SYSTEM | 1000038395 | 94059900 |  | 18 |  | SUB DISTRIBUTION BOX SUB-DB AS PER TECHNICAL SPECIFICATION | EA | 1 |  | Included | 0 | 0 | 0
67 | 7000012436 | 640 | ILLUMINATION SYSTEM | 1000038393 | 94059900 |  | 18 |  | RQ-1 TYPE RECEPTACLE OF 250A AS PER TECHNICAL SPECIFICATION | EA | 1 |  | Included | 0 | 0 | 0
68 | 7000012436 | 650 | 220/132kV towers ,beams &LM | 1000020097 | 73082011 |  | 18 |  | Fabrication, galvanising and supply of Standard 220 kV Tower CAincluding nuts, bolts, all type of washers, packplates, step bolts andgusset plates excluding foundation bolts | EA | 5 |  | Included | 0 | 0 | 0
69 | 7000012436 | 660 | 220/132kV towers ,beams &LM | 1000007638 | 73082011 |  | 18 |  | Beam-B1 complete with end connecting cleat etc. | EA | 4 |  | Included | 0 | 0 | 0
70 | 7000012436 | 670 | 220/132kV towers ,beams &LM | 1000020091 | 73082011 |  | 18 |  | Fabrication, galvanising and supply of Std LM (50m) includingnuts, bolts, all type of washers, packplates, step bolts and gussetplates excluding foundation bolts | EA | 1 |  | Included | 0 | 0 | 0
71 | 7000012436 | 680 | 220/132kV towers ,beams &LM | 1000035144 | 73045930 |  | 18 |  | FABRICATION, GALVANISING AND SUPPLY OF 132 KV TOWER T1A INCLUDINGNUTS, BOLTS, ALL TYPE OF WASHERS, PACKPLATES, STEP BOLTS AND GUSSETPLATES EXCLUDING FOUNDATION BOLTS | EA | 1 |  | Included | 0 | 0 | 0
72 | 7000012436 | 690 | 220/132kV towers ,beams &LM | 1000029043 | 73082011 |  | 18 |  | Fabrication, galvanising and supply of Std 132 kV Tower T2P includingnuts, bolts, all type of washers, packplates, step bolts and gussetplates excluding foundation bolts | EA | 3 |  | Included | 0 | 0 | 0
73 | 7000012436 | 700 | 220/132kV towers ,beams &LM | 1000029045 | 73082011 |  | 18 |  | Fabrication, galvanising and supply of Std 132 kV Tower T3P includingnuts, bolts, all type of washers, packplates, step bolts and gussetplates excluding foundation bolts | EA | 7 |  | Included | 0 | 0 | 0
74 | 7000012436 | 710 | 220/132kV towers ,beams &LM | 1000029034 | 73082011 |  | 18 |  | Fabrication, galvanising and supply of Std 132 kV Beam B1AA includingnuts, bolts, all type of washers, packplates, step bolts and gussetplates excluding foundation bolts | EA | 10 |  | Included | 0 | 0 | 0
75 | 7000012436 | 720 | 220/132kV towers ,beams &LM | 1000020099 | 73082011 |  | 18 |  | Fabrication, galvanising and supply of Standard 220 kV Tower CCincluding nuts, bolts, all type of washers, packplates, step bolts andgusset plates excluding foundation bolts | EA | 1 |  | Included | 0 | 0 | 0
76 | 7000012436 | 730 | 220/132kV towers ,beams &LM | 1000020105 | 73082011 |  | 18 |  | Fabrication, galvanising and supply of Standard 220 kV Tower CTCincluding nuts, bolts, all type of washers, packplates, step bolts andgusset plates excluding foundation bolts | EA | 1 |  | Included | 0 | 0 | 0
77 | 7000012436 | 740 | Equipment support structures | 1000020190 | 73045930 |  | 18 |  | Fabrication, galvanising and supply of Standard Pipe Structure - 220kV SA including nuts, bolts, all type of washers, packplates, stepbolts and gusset plates excluding foundation bolts | EA | 3 |  | Included | 0 | 0 | 0
78 | 7000012436 | 750 | Equipment support structures | 1000020189 | 73045930 |  | 18 |  | Fabrication, galvanising and supply of Standard Pipe Structure - 220kV ISOLATOR including nuts, bolts, all type of washers, packplates,step bolts and gusset plates excluding foundation bolts | EA | 4 |  | Included | 0 | 0 | 0
79 | 7000012436 | 760 | Equipment support structures | 1000020187 | 73045930 |  | 18 |  | Fabrication, galvanising and supply of Standard Pipe Structure - 220kV CT including nuts, bolts, all type of washers, packplates, stepbolts and gusset plates excluding foundation bolts | EA | 3 |  | Included | 0 | 0 | 0
80 | 7000012436 | 770 | Equipment support structures | 1000017562 | 73045930 |  | 18 |  | Standard Pipe Structure for 220kV BPI (excluding wave trap) | EA | 9 |  | Included | 0 | 0 | 0
81 | 7000012436 | 780 | Equipment support structures | 1000029039 | 73082011 |  | 18 |  | Fabrication, galvanising and supply of Std 132 kV Support Structure 1 PhLAincluding nuts, bolts, all type of washers, packplates, step bolts andgusset plates excluding foundation bolts | EA | 3 |  | Included | 0 | 0 | 0
82 | 7000012436 | 790 | Equipment support structures | 1000029035 | 73082011 |  | 18 |  | Fabrication, galvanising and supply of Std 132 kV Support Structure1Ph BPI including nuts, bolts, all type of washers, packplates, stepboltsand gusset plates excluding foundation bolts | EA | 15 |  | Included | 0 | 0 | 0
83 | 7000012436 | 800 | Equipment support structures | 1000029036 | 73082011 |  | 18 |  | Fabrication, galvanising and supply of Std 132 kV Support Structure 1 PhCTincluding nuts, bolts, all type of washers, packplates, step bolts andgusset plates excluding foundation bolts | EA | 3 |  | Included | 0 | 0 | 0
84 | 7000012436 | 810 | Equipment support structures | 1000029038 | 73082011 |  | 18 |  | Fabrication, galvanising and supply of Std 132 kV Support Structure3Ph ISO including nuts, bolts, all type of washers, packplates, stepboltsand gusset plates excluding foundation bolts | EA | 4 |  | Included | 0 | 0 | 0
85 | 7000012436 | 820 | Equipment support structures | 1000017571 | 73045930 |  | 18 |  | Standard Pipe Structure for 66kV BPI | EA | 6 |  | Included | 0 | 0 | 0
86 | 7000012436 | 830 | Equipment support structures | 1000020154 | 73082011 |  | 18 |  | Fabrication, galvanising and supply of Standard 66 kV SupportStructure CT including nuts, bolts, all type of washers, packplates,step bolts and gusset plates excluding foundation bolts | EA | 3 |  | Included | 0 | 0 | 0
87 | 7000012436 | 840 | Equipment support structures | 1000020155 | 73082011 |  | 18 |  | Fabrication, galvanising and supply of Standard 66 kV SupportStructure CVT including nuts, bolts, all type of washers, packplates,step bolts and gusset plates excluding foundation bolts | EA | 3 |  | Included | 0 | 0 | 0
88 | 7000012436 | 850 | Equipment support structures | 1000020156 | 73082011 |  | 18 |  | Fabrication, galvanising and supply of Standard 66 kV SupportStructure ISO including nuts, bolts, all type of washers, packplates,step bolts and gusset plates excluding foundation bolts | EA | 1 |  | Included | 0 | 0 | 0
89 | 7000012436 | 1470 | Spares-transformer | 1000007922 | 85049010 |  | 18 |  | Buchholz Relay (Main Tank) complete with float and contacts forTransformer | SET | 1 |  | Included | 0 | 0 | 0
90 | 7000012436 | 1480 | Spares-transformer | 1000028279 | 85049010 |  | 18 |  | Local and Remote WTI with sensing device and contact | SET | 1 |  | Included | 0 | 0 | 0
91 | 7000012436 | 1490 | Spares-transformer | 1000028280 | 85049010 |  | 18 |  | Magnetic Oil Level Gauge | EA | 1 |  | Included | 0 | 0 | 0
92 | 7000012436 | 1500 | Spares-transformer | 1000032089 | 85049010 |  | 18 |  | SPARES INSULATING OIL TO BE HANDED OVER TO OWNER AFTER COMMISSIONING | KL | 10 |  | Included | 0 | 0 | 0
93 | 7000012436 | 1510 | Spares-transformer | 1000020080 | 85049010 |  | 18 |  | Starters, contactors, switches, relays, lamps etc for Electrical controlpanels, (One no. of each type) for Transformer | SET | 1 |  | Included | 0 | 0 | 0
94 | 7000012436 | 1520 | Spares-transformer | 1000030919 | 85049010 |  | 18 |  | 145KV, 1250A RIP BUSHING WITH METAL PARTS AND GASKETS | EA | 1 |  | Included | 0 | 0 | 0
95 | 7000012436 | 1530 | Spares-transformer | 1000030921 | 85049010 |  | 18 |  | 245KV, 1250A RIP BUSHING WITH METAL PARTS AND GASKETS | EA | 1 |  | Included | 0 | 0 | 0
96 | 7000012436 | 1540 | Spares-transformer | 1000016675 | 85049010 |  | 18 |  | Oil cooler pump with motor for 220kV Transformer | SET | 1 |  | Included | 0 | 0 | 0
97 | 7000012436 | 1550 | Spares-transformer | 1000009730 | 85049010 |  | 18 |  | Cooler fan with motor for 220kV Transformer | EA | 1 |  | Included | 0 | 0 | 0
98 | 7000012436 | 1560 | Spares-transformer | 1000002051 | 85049010 |  | 18 |  | 36kV, 1000A Bushing with metal parts andgaskets for Transformer | EA | 1 |  | Included | 0 | 0 | 0
99 | 7000012436 | 1570 | Spares-transformer | 1000053314 | 85049010 |  | 18 |  | 52KV, 1250A RIP BUSHING WITH METAL PARTS AND GASKETS | EA | 1 |  | Included | 0 | 0 | 0
100 | 7000012436 | 860 | SPARES FOR CB | 1000006919 | 85389000 |  | 18 |  | Aux. Switch assembly for 245kV, SF6 Circuit Breaker | SET | 1 |  | Included | 0 | 0 | 0
101 | 7000012436 | 870 | SPARES FOR CB | 1000019006 | 85389000 |  | 18 |  | SF6 Pressure gauge cum switch OR Density monitors and pressure switchas applicable (1 no. of each type) | SET | 1 |  | Included | 0 | 0 | 0
102 | 7000012436 | 880 | SPARES FOR CB | 1000018387 | 85389000 |  | 18 |  | Relays, Power contactors, SFU, limit switches, push buttons, timers &MCB etc. (1 No of each type) for 245kV SF6 Circuit Breaker | SET | 1 |  | Included | 0 | 0 | 0
103 | 7000012436 | 890 | SPARES FOR CB | 1000015547 | 85389000 |  | 18 |  | Molecular filter for 245kV SF6 Circuit Breaker | EA | 2 |  | Included | 0 | 0 | 0
104 | 7000012436 | 900 | SPARES FOR CB | 1000021434 | 85389000 |  | 18 |  | Terminal pad for 245kV SF6 Circuit Breaker | EA | 2 |  | Included | 0 | 0 | 0
105 | 7000012436 | 910 | SPARES FOR CB | 1000009186 | 85389000 |  | 18 |  | Closing coil with resistor for 245kV Circuit Breaker | EA | 1 |  | Included | 0 | 0 | 0
106 | 7000012436 | 920 | SPARES FOR CB | 1000021853 | 85389000 |  | 18 |  | Trip coil with resistor for 245kV Circuit Breaker | EA | 2 |  | Included | 0 | 0 | 0
107 | 7000012436 | 930 | SPARES FOR CB | 1000013055 | 85389000 |  | 18 |  | Rubber gasket, O rings and seals for SF6 gas (complete replacement forone 245kV SF6 Circuit Breaker) | SET | 1 |  | Included | 0 | 0 | 0
108 | 7000012436 | 940 | SPARES FOR CB | 1000001669 | 85352912 |  | 18 |  | One complete pole of 245kV, 1600A,40kACB including pole column, interrupter,operating mechanism and Marshalling Boxbut without support structure | EA | 1 |  | Included | 0 | 0 | 0
109 | 7000012436 | 950 | SPARES FOR CB | 1000013159 | 85389000 |  | 18 |  | Grading capacitors (if applicable) for 245kV SF6 Circuit Breaker | EA | 1 |  | Included | 0 | 0 | 0
110 | 7000012436 | 960 | SPARES FOR CB | 1000028467 | 85389000 |  | 18 |  | CORONA RING FOR 245KV SF6 CIRCUIT BREAKER | EA | 1 |  | Included | 0 | 0 | 0
111 | 7000012436 | 970 | SPARES FOR CB | 1000031782 | 85389000 |  | 18 |  | GRADING CAPACITORS (IF APPLICABLE) FOR 145KV CIRCUIT BREAKER | EA | 1 |  | Included | 0 | 0 | 0
112 | 7000012436 | 980 | SPARES FOR CB | 1000013076 | 85389000 |  | 18 |  | Orings, rubber gaskets and seals for 145kV SF6 Circuit Breaker | SET | 1 |  | Included | 0 | 0 | 0
113 | 7000012436 | 990 | SPARES FOR CB | 1000021850 | 85389000 |  | 18 |  | Trip coil with resistor for 145kV Circuit Breaker | EA | 2 |  | Included | 0 | 0 | 0
114 | 7000012436 | 1000 | SPARES FOR CB | 1000009188 | 85389000 |  | 18 |  | Closing coil with resistor for 145kV Circuit Breaker | EA | 1 |  | Included | 0 | 0 | 0
115 | 7000012436 | 1010 | SPARES FOR CB | 1000021429 | 85389000 |  | 18 |  | Terminal pad and connectors for 145kV SF6 Circuit Breaker | EA | 2 |  | Included | 0 | 0 | 0
116 | 7000012436 | 1020 | SPARES FOR CB | 1000015545 | 85389000 |  | 18 |  | Molecular filter for 145kV SF6 Circuit Breaker | EA | 2 |  | Included | 0 | 0 | 0
117 | 7000012436 | 1030 | SPARES FOR CB | 1000031779 | 85389000 |  | 18 |  | CORONA RING FOR 145KV SF6 CIRCUIT BREAKER | EA | 1 |  | Included | 0 | 0 | 0
118 | 7000012436 | 1040 | SPARES FOR CB | 1000018386 | 85389000 |  | 18 |  | Relays, Power contactors, SFU, limit switches, push buttons, timers &MCB etc. (1 No of each type) for 145kV SF6 Circuit Breaker | SET | 1 |  | Included | 0 | 0 | 0
119 | 7000012436 | 1050 | SPARES FOR CB | 1000017836 | 85389000 |  | 18 |  | Pressure switches (1 No. of each type) for 145kV SF6 Circuit Breaker | SET | 1 |  | Included | 0 | 0 | 0
120 | 7000012436 | 1060 | SPARES FOR CB | 1000006906 | 85389000 |  | 18 |  | Aux. Switch assembly for 145kV Circuit Breaker | SET | 1 |  | Included | 0 | 0 | 0
121 | 7000012436 | 1070 | SPARES FOR CB | 1000037235 | 85352911 |  | 18 |  | 145 KV SF6 CIRCUIT BREAKER: --> COMPLETE CIRCUIT BREAKER POLE OF EACHTYPE & RATING COMPLETE WITH INTERRUPTER, MAIN CIRCUIT ENCLOSURE ANDMARSHALLING BOX WITH OPERATING MECHANISM --> 1 NO | EA | 1 |  | Included | 0 | 0 | 0
122 | 7000012436 | 1080 | SPARES FOR ISO | 1000001790 | 85353090 |  | 18 |  | Complete pole for 245kV, 1600 Aisolator with 1 earth switch includingsupport Insulator, motor operatingmechanism (MOM) with box but excludingstructure | EA | 1 |  | Included | 0 | 0 | 0
123 | 7000012436 | 1090 | SPARES FOR ISO | 1000009794 | 85389000 |  | 18 |  | Copper contact fingers for female & male contacts of 245kV DoubleBreak Isolator | SET | 2 |  | Included | 0 | 0 | 0
124 | 7000012436 | 1100 | SPARES FOR ISO | 1000009567 | 85389000 |  | 18 |  | Open / Close contactor assembly, timers, key interlock push buttonswitch & auxiliary switches for 245kV Isolator | SET | 1 |  | Included | 0 | 0 | 0
125 | 7000012436 | 1110 | SPARES FOR ISO | 1000014561 | 85389000 |  | 18 |  | Limit switch for 245kV Isolator | SET | 2 |  | Included | 0 | 0 | 0
126 | 7000012436 | 1120 | SPARES FOR ISO | 1000021259 | 85389000 |  | 18 |  | Terminal pads & connectors (of eachtype) for 245kV 1600A DB Isolator | EA | 3 |  | Included | 0 | 0 | 0
127 | 7000012436 | 1140 | SPARES FOR ISO | 1000033606 | 85389000 |  | 18 |  | CORONA SHIELD RINGS FOR 245KV DOUBLE BREAK ISOLATOR FOR 1-POLE | EA | 3 |  | Included | 0 | 0 | 0
128 | 7000012436 | 1150 | SPARES FOR ISO | 1000000275 | 85353090 |  | 18 |  | One Complete Pole of 145kV, 1250AIsolator with 1 E/s with supportInsulator and Motor operatingMechanism (MOM) with box but excludingstructure | EA | 1 |  | Included | 0 | 0 | 0
129 | 7000012436 | 1160 | SPARES FOR ISO | 1000009796 | 85389000 |  | 18 |  | Copper contact fingers for female & malecontacts of 145kV, 1250A Double BreakIsolator | SET | 2 |  | Included | 0 | 0 | 0
130 | 7000012436 | 1170 | SPARES FOR ISO | 1000009566 | 85389000 |  | 18 |  | Open / Close contactor assembly, timers, key interlock push buttonswitch & auxiliary switches for 145kV Isolator | SET | 1 |  | Included | 0 | 0 | 0
131 | 7000012436 | 1180 | SPARES FOR ISO | 1000014560 | 85389000 |  | 18 |  | Limit switch for 145kV Isolator | SET | 2 |  | Included | 0 | 0 | 0
132 | 7000012436 | 1190 | SPARES FOR ISO | 1000021490 | 85389000 |  | 18 |  | Terminal pads & connectors for 145kV Double Break Isolator | EA | 3 |  | Included | 0 | 0 | 0
133 | 7000012436 | 1130 | SPARES FOR ISO | 1000031780 | 85389000 |  | 18 |  | CORONA SHIELD RINGS(IF APPLICABLE)FOR 145KV HORIZONTAL DOUBLE BREAKISOLATOR | EA | 3 |  | Included | 0 | 0 | 0
134 | 7000012436 | 1200 | SPARES FOR CT | 1000001681 | 85359090 |  | 18 |  | 245 kV, 1600A, 40KA, 1-Phase CurrentTransformer with 120% extended currentrating | EA | 1 |  | Included | 0 | 0 | 0
135 | 7000012436 | 1210 | SPARES FOR CT | 1000000977 | 85359090 |  | 18 |  | 145 kV, 600A, 31.5KA, 1-Phase CurrentTransformer with 120% extended currentrating | EA | 1 |  | Included | 0 | 0 | 0
136 | 7000012436 | 1220 | SPARES FOR Surge Arrester | 1000020417 | 85354010 |  | 18 |  | 216kV Surge Arrester (1-phase) | EA | 1 |  | Included | 0 | 0 | 0
137 | 7000012436 | 1230 | SPARES FOR Surge Arrester | 1000020440 | 85359090 |  | 18 |  | Surge monitor (1-Phase) | EA | 5 |  | Included | 0 | 0 | 0
138 | 7000012436 | 1240 | SPARES FOR Surge Arrester | 1000020416 | 85354010 |  | 18 |  | 120kV Surge Arrester(1-phase) | EA | 1 |  | Included | 0 | 0 | 0
139 | 7000012436 | 1250 | SPARES FOR Surge Arrester | 1000047687 | 85359090 |  | 18 |  | SURGE MONITOR-120 KV SURGE ARRESTER | EA | 5 |  | Included | 0 | 0 | 0
140 | 7000012436 | 1260 | SPARES FOR CRP | 1000021791 | 85371000 |  | 18 |  | Transformer differential protection relay | EA | 1 |  | Included | 0 | 0 | 0
141 | 7000012436 | 1270 | SPARES FOR CRP | 1000018532 | 85371000 |  | 18 |  | Restricted earthfault relay type with non-linear resistor andassociated software in case of numerical relay | EA | 1 |  | Included | 0 | 0 | 0
142 | 7000012436 | 1590 | AC SYSTEM | 1000006284 | 84151090 |  | 28 |  | Air conditioning system for Switchyard Panel Room of 6m length | SET | 1 |  | Included | 0 | 0 | 0
143 | 7000012436 | 1610 | FOUNDATION BOLT | 1000028770 | 73181500 |  | 18 |  | Fabrication, galvanising and supply of24mm dia foundation bolts includingnuts, checknuts, washers andpackplates. | EA | 216 |  | Included | 0 | 0 | 0
144 | 7000012436 | 1620 | FOUNDATION BOLT | 1000012366 | 73082011 |  | 18 |  | Fabrication, galvanising and supply of 28mm dia foundation boltsincluding nuts, checknuts, washers and packplates. | EA | 260 |  | Included | 0 | 0 | 0
145 | 7000012436 | 1630 | FOUNDATION BOLT | 1000012368 | 73082011 |  | 18 |  | Fabrication, galvanising and supply of 40mm dia foundation boltsincluding nuts, checknuts, washers and packplates. | EA | 96 |  | Included | 0 | 0 | 0
146 | 7000012436 | 1640 | FOUNDATION BOLT | 1000012369 | 73082011 |  | 18 |  | Fabrication, galvanising and supply of 56mm dia foundation boltsincluding nuts, checknuts, washers and packplates | EA | 164 |  | Included | 0 | 0 | 0
II | Salakati 220kV extension
1 | 7000012387 | 10 | 245kV, 40kA AIS EQUIPMENT | 1000020417 | 85354010 |  | 18 |  | 216kV Surge Arrester (1-phase) | EA | 12 |  | Included | 0 | 0 | 0
2 | 7000012387 | 20 | 245kV, 40kA AIS EQUIPMENT | 1000001681 | 85359090 |  | 18 |  | 245 kV, 1600A, 40KA, 1-Phase CurrentTransformer with 120% extended currentrating | EA | 18 |  | Included | 0 | 0 | 0
3 | 7000012387 | 30 | 245kV, 40kA AIS EQUIPMENT | 1000001772 | 85359090 |  | 18 |  | 245 kV, 4400pf Capacitive Voltage Transformer (1- Phase) | EA | 3 |  | Included | 0 | 0 | 0
4 | 7000012387 | 40 | 245kV, 40kA AIS EQUIPMENT | 1000001567 | 85176210 |  | 18 |  | 220kV, 1600A, 0.5mH, 40 kA Line Trap | EA | 4 |  | Included | 0 | 0 | 0
5 | 7000012387 | 50 | Erection Hardware for 220 kV DMT Type S | 1000011261 | 72169990 |  | 18 |  | Erection Hardware for 220kV layout (Double Main and TransferScheme)-Line Bay as per technical specification | SET | 4 |  | Included | 0 | 0 | 0
6 | 7000012387 | 60 | Erection Hardware for 220 kV DMT Type S | 1000011253 | 72169990 |  | 18 |  | Erection Hardware for 220kV layout (Double Main and TransferScheme)-Bus Coupler Bay as per technical specification | SET | 1 |  | Included | 0 | 0 | 0
7 | 7000012387 | 70 | Erection Hardware for 220 kV DMT Type S | 1000011265 | 72169990 |  | 18 |  | Erection Hardware for 220kV layout (Double Main and TransferScheme)-Transfer Bus Coupler Bay as per technical specification | SET | 1 |  | Included | 0 | 0 | 0
8 | 7000012387 | 80 | Equipment support structures | 1000020190 | 73045930 |  | 18 |  | Fabrication, galvanising and supply of Standard Pipe Structure - 220kV SA including nuts, bolts, all type of washers, packplates, stepbolts and gusset plates excluding foundation bolts | EA | 12 |  | Included | 0 | 0 | 0
9 | 7000012387 | 90 | Equipment support structures | 1000020187 | 73045930 |  | 18 |  | Fabrication, galvanising and supply of Standard Pipe Structure - 220kV CT including nuts, bolts, all type of washers, packplates, stepbolts and gusset plates excluding foundation bolts | EA | 18 |  | Included | 0 | 0 | 0
10 | 7000012387 | 100 | Equipment support structures | 1000020188 | 73045930 |  | 18 |  | Fabrication, galvanising and supply of Standard Pipe Structure - 220kV CVT including nuts, bolts, all type of washers, packplates, stepbolts and gusset plates excluding foundation bolts | EA | 3 |  | Included | 0 | 0 | 0
11 | 7000012387 | 110 | SPARES FOR 245kV CVT | 1000001772 | 85359090 |  | 18 |  | 245 kV, 4400pf Capacitive Voltage Transformer (1- Phase) | EA | 1 |  | Included | 0 | 0 | 0
12 | 7000012387 | 150 | FOUNDATION BOLT | 1000012366 | 73082011 |  | 18 |  | Fabrication, galvanising and supply of 28mm dia foundation boltsincluding nuts, checknuts, washers and packplates. | EA | 132 |  | Included | 0 | 0 | 0
III | BTPS 220 kv extension
1 | 7000012388 | 10 | 245kV, 40kA AIS EQUIPMENT | 1000001673 | 85353090 |  | 18 |  | 245kV, 1600A, 40 KA, 3-phase DoubleBreak Isolator with one E/S | EA | 4 |  | Included | 0 | 0 | 0
2 | 7000012388 | 20 | 245kV, 40kA AIS EQUIPMENT | 1000001674 | 85353090 |  | 18 |  | 245kV, 1600A, 40 KA, 3-phase DoubleBreak Isolator with two E/S | EA | 3 |  | Included | 0 | 0 | 0
3 | 7000012388 | 30 | 245kV, 40kA AIS EQUIPMENT | 1000001794 | 85353090 |  | 18 |  | 245kV, 1600A, 40 KA, 3-phase DoubleBreak Tandem Isolator without E/S | EA | 5 |  | Included | 0 | 0 | 0
4 | 7000012388 | 40 | 245kV, 40kA AIS EQUIPMENT | 1000020417 | 85354010 |  | 18 |  | 216kV Surge Arrester (1-phase) | EA | 6 |  | Included | 0 | 0 | 0
5 | 7000012388 | 50 | 245kV, 40kA AIS EQUIPMENT | 1000001695 | 85462040 |  | 18 |  | 245 kV, 1 phase Bus Post Insulator (except for Line Traps) | EA | 16 |  | Included | 0 | 0 | 0
6 | 7000012388 | 60 | 245kV, 40kA AIS EQUIPMENT | 1000001681 | 85359090 |  | 18 |  | 245 kV, 1600A, 40KA, 1-Phase CurrentTransformer with 120% extended currentrating | EA | 12 |  | Included | 0 | 0 | 0
7 | 7000012388 | 70 | 245kV, 40kA AIS EQUIPMENT | 1000001567 | 85176210 |  | 18 |  | 220kV, 1600A, 0.5mH, 40 kA Line Trap | EA | 2 |  | Included | 0 | 0 | 0
8 | 7000012388 | 80 | 245kV, 40kA AIS EQUIPMENT | 1000001772 | 85359090 |  | 18 |  | 245 kV, 4400pf Capacitive Voltage Transformer (1- Phase) | EA | 3 |  | Included | 0 | 0 | 0
9 | 7000012388 | 90 | 245kV, 40kA AIS EQUIPMENT | 1000053311 | 85353090 |  | 18 |  | 245KV, 1600A, 40 KA, 3-PHASE DOUBLE BREAK TANDEM ISOLATOR WITH ONE E/S | EA | 1 |  | Included | 0 | 0 | 0
10 | 7000012388 | 100 | Erection Hardware for 220 kV DMT Type S | 1000011261 | 72169990 |  | 18 |  | Erection Hardware for 220kV layout (Double Main and TransferScheme)-Line Bay as per technical specification | SET | 2 |  | Included | 0 | 0 | 0
11 | 7000012388 | 110 | Erection Hardware for 220 kV DMT Type S | 1000011253 | 72169990 |  | 18 |  | Erection Hardware for 220kV layout (Double Main and TransferScheme)-Bus Coupler Bay as per technical specification | SET | 1 |  | Included | 0 | 0 | 0
12 | 7000012388 | 120 | Erection Hardware for 220 kV DMT Type S | 1000011265 | 72169990 |  | 18 |  | Erection Hardware for 220kV layout (Double Main and TransferScheme)-Transfer Bus Coupler Bay as per technical specification | SET | 1 |  | Included | 0 | 0 | 0
13 | 7000012388 | 130 | Equipment support structures | 1000020190 | 73045930 |  | 18 |  | Fabrication, galvanising and supply of Standard Pipe Structure - 220kV SA including nuts, bolts, all type of washers, packplates, stepbolts and gusset plates excluding foundation bolts | EA | 6 |  | Included | 0 | 0 | 0
14 | 7000012388 | 140 | Equipment support structures | 1000020189 | 73045930 |  | 18 |  | Fabrication, galvanising and supply of Standard Pipe Structure - 220kV ISOLATOR including nuts, bolts, all type of washers, packplates,step bolts and gusset plates excluding foundation bolts | EA | 13 |  | Included | 0 | 0 | 0
15 | 7000012388 | 150 | Equipment support structures | 1000020187 | 73045930 |  | 18 |  | Fabrication, galvanising and supply of Standard Pipe Structure - 220kV CT including nuts, bolts, all type of washers, packplates, stepbolts and gusset plates excluding foundation bolts | EA | 12 |  | Included | 0 | 0 | 0
16 | 7000012388 | 160 | Equipment support structures | 1000017562 | 73045930 |  | 18 |  | Standard Pipe Structure for 220kV BPI (excluding wave trap) | EA | 16 |  | Included | 0 | 0 | 0
17 | 7000012388 | 170 | Equipment support structures | 1000020188 | 73045930 |  | 18 |  | Fabrication, galvanising and supply of Standard Pipe Structure - 220kV CVT including nuts, bolts, all type of washers, packplates, stepbolts and gusset plates excluding foundation bolts | EA | 3 |  | Included | 0 | 0 | 0
18 | 7000012388 | 180 | SPARES FOR ISO | 1000001790 | 85353090 |  | 18 |  | Complete pole for 245kV, 1600 Aisolator with 1 earth switch includingsupport Insulator, motor operatingmechanism (MOM) with box but excludingstructure | EA | 1 |  | Included | 0 | 0 | 0
19 | 7000012388 | 190 | SPARES FOR ISO | 1000009794 | 85389000 |  | 18 |  | Copper contact fingers for female & male contacts of 245kV DoubleBreak Isolator | SET | 2 |  | Included | 0 | 0 | 0
20 | 7000012388 | 200 | SPARES FOR ISO | 1000009567 | 85389000 |  | 18 |  | Open / Close contactor assembly, timers, key interlock push buttonswitch & auxiliary switches for 245kV Isolator | SET | 1 |  | Included | 0 | 0 | 0
21 | 7000012388 | 210 | SPARES FOR ISO | 1000014561 | 85389000 |  | 18 |  | Limit switch for 245kV Isolator | SET | 2 |  | Included | 0 | 0 | 0
22 | 7000012388 | 220 | SPARES FOR ISO | 1000021259 | 85389000 |  | 18 |  | Terminal pads & connectors (of eachtype) for 245kV 1600A DB Isolator | EA | 3 |  | Included | 0 | 0 | 0
23 | 7000012388 | 230 | SPARES FOR ISO | 1000033606 | 85389000 |  | 18 |  | CORONA SHIELD RINGS FOR 245KV DOUBLE BREAK ISOLATOR FOR 1-POLE | EA | 3 |  | Included | 0 | 0 | 0
24 | 7000012388 | 240 | SPARES FOR CT | 1000001681 | 85359090 |  | 18 |  | 245 kV, 1600A, 40KA, 1-Phase CurrentTransformer with 120% extended currentrating | EA | 1 |  | Included | 0 | 0 | 0
25 | 7000012388 | 250 | SPARES FOR Surge Arrester | 1000020417 | 85354010 |  | 18 |  | 216kV Surge Arrester (1-phase) | EA | 1 |  | Included | 0 | 0 | 0
26 | 7000012388 | 260 | SPARES FOR Surge Arrester | 1000020440 | 85359090 |  | 18 |  | Surge monitor (1-Phase) | EA | 5 |  | Included | 0 | 0 | 0
27 | 7000012388 | 270 | SPARES FOR CVT | 1000001772 | 85359090 |  | 18 |  | 245 kV, 4400pf Capacitive Voltage Transformer (1- Phase) | EA | 1 |  | Included | 0 | 0 | 0
28 | 7000012388 | 310 | FOUNDATION BOLT | 1000012366 | 73082011 |  | 18 |  | Fabrication, galvanising and supply of 28mm dia foundation boltsincluding nuts, checknuts, washers and packplates. | EA | 460 |  | Included | 0 | 0 | 0
[7 empty] | Total Ex-works Price | [5 empty] | 0 | 0
[7 empty] | Total Type Test charges as per Schedule-7 | [5 empty] | 0
[7 empty] | Total Ex-works Price including Type Test charges | [5 empty] | 0
[7 empty] | Total GST Tax as confirmed by Bidder | [5 empty] | 0
Note : | Specify amount of GST on the transaction between the Contractor and the Employer.
* | In case the bidder leaves the cell for confirmation of the HSN code and/or GST rate “blank”, the HSN code and corresponding GST rate indicated by the Employer shall be deemed to be the one confirmed by the Bidder.
Date : | --
Place : | [10 empty] | Printed Name :
Designation :
Click for Sch-2

## Sch-1 dis (hidden)
Specification No.: CC-CS/1047-NER/SS-4186/3/G3 | [5 empty] | Schedule - 1 |  |  |  | Direct Total | 0 | 0 | `
[10 empty] | BO Total | #REF! | 0
Substation Package-SS77 associated with (i) Augmentation of 220/132kV Salakati s/s including 1x100MVA, 220/132kV transformer under NERSS-XI ii) Extension of 220/132kV Salakati s/s under NERSS- XII iii) Extension of 220kV BTPS Substations under NERSS-XII.
(SCHEDULE OF RATES AND PRICES : EX-WORKS PRICES)
Bidder’s Name and Address (Lead Partner) : |  |  |  | To:
Contract Services
Name : |  |  |  | Power Grid Corporation of India Ltd.,
Address : |  |  |  | "Saudamini", Plot No.-2
Sector-29,
Gurgaon (Haryana) - 122001
Plant and Equipment (including Mandatory Spares Parts) to be supplied, including Type Test Charges for Tests to be conducted. | [10 empty] | Direct
[6 empty] | All Prices are in Indian Rupees. |  |  |  |  | Bought-Out
SI. No. | Item Description | Unit | Qty. | Unit Ex-works price | Total Ex-works price | Mode of Transaction (Direct / Bought-out)
1 | 2 | 3 | 4 | 5 | 6 = 4 x 5 | 7
#REF! | #REF!
#REF! | #REF!
#REF! | #REF!
#REF! | #REF! | #REF! | #REF! | #REF! | #REF! | #REF!
#REF! | #REF! | #REF! | #REF! | #REF! | #REF! | #REF!
#REF! | #REF!
#REF! | #REF! | #REF! | #REF! | #REF! | #REF! | #REF!
#REF! | #REF! | #REF! | #REF! | #REF! | #REF! | #REF!
#REF! | #REF!
#REF! | #REF! | #REF! | #REF! | #REF! | #REF! | #REF!
#REF! | #REF! | #REF! | #REF! | #REF! | #REF! | #REF!
#REF! | #REF!
#REF! | #REF!
#REF! | #REF! | #REF! | #REF! | #REF! | #REF! | #REF!
#REF! | #REF! | #REF! | #REF! | #REF! | #REF! | #REF!
#REF! | #REF!
#REF! | #REF! | #REF! | #REF! | #REF! | #REF! | #REF!
#REF! | #REF! | #REF! | #REF! | #REF! | #REF! | #REF!
#REF! | #REF! | #REF! | #REF! | #REF! | #REF! | #REF!
#REF! | #REF! | #REF! | #REF! | #REF! | #REF! | #REF!
#REF! | #REF! | #REF! | #REF! | #REF! | #REF! | #REF!
#REF! | #REF! | #REF! | #REF! | #REF! | #REF! | #REF!
#REF! | #REF!
#REF! | #REF! | #REF! | #REF! | #REF! | #REF! | #REF!
#REF! | #REF!
#REF! | #REF! | #REF! | #REF! | #REF! | #REF! | #REF!
#REF! | #REF! | #REF! | #REF! | #REF! | #REF! | #REF!
#REF! | #REF! | #REF! | #REF! | #REF! | #REF! | #REF!
#REF! | #REF! | #REF! | #REF! | #REF! | #REF! | #REF!
#REF! | #REF!
#REF! | #REF! | #REF! | #REF! | #REF! | #REF! | #REF!
#REF! | #REF! | #REF! | #REF! | #REF! | #REF! | #REF!
#REF! | #REF! | #REF! | #REF! | #REF! | #REF! | #REF!
#REF! | #REF!
#REF! | #REF! | #REF! | #REF! | #REF! | #REF! | #REF!
#REF! | #REF! | #REF! | #REF! | #REF! | #REF! | #REF!
#REF! | #REF! | #REF! | #REF! | #REF! | #REF! | #REF!
#REF! | #REF! | #REF! | #REF! | #REF! | #REF! | #REF!
#REF! | #REF! | #REF! | #REF! | #REF! | #REF! | #REF!
#REF! | #REF!
| #REF! | #REF! | #REF! | #REF! | #REF! | #REF!
#REF!
| #REF! | #REF! | #REF! | #REF! | #REF! | #REF!
| #REF! | #REF! | #REF! | #REF! | #REF! | #REF!
| Total Ex-Works Price Direct |  |  |  | 0 | Direct
| Total Ex-Works Price Bought Out |  |  |  | 0
| Total Ex-Works Price |  |  |  | 0
| Total Type Test charges as per Schedule-7 |  |  |  | #REF! |  |  | #REF! |  | #REF!
| Total Ex-works Price including Type Test charges |  |  |  | #REF! |  |  | #REF! |  | #REF!
[7 empty] | Discount Sch-1 | #REF! | MPD Sch-1 | #REF!
[7 empty] | Dis Alert | #REF!
Note : | Specify amount of Excise Duty, Sales Tax/'VAT and other taxes payable on the transaction between the Contractor and the Employer and octroi/entry tax as applicable for destination site/state on all items of supply including bought-out finished items (to be identified in the Contract), which shall be dispatched directly from the sub-vendor’s works to the Employer’s site (sale-in-transit), separately in Schedule-5. Excise Duty, Sales tax and other levies for all the bought-out items are to be included in the EXW Price (Col. No. 5) only and not to be indicated in Schedule-5.
Date : | --
Place : |  |  | Printed Name :
Designation :
Click for Sch-2

## Sch-2
Specification No.: CC-CS/1047-NER/SS-4186/3/G3 | [8 empty] | Schedule - 2
Substation Package-SS77 associated with (i) Augmentation of 220/132kV Salakati s/s including 1x100MVA, 220/132kV transformer under NERSS-XI ii) Extension of 220/132kV Salakati s/s under NERSS- XII iii) Extension of 220kV BTPS Substations under NERSS-XII.
(SCHEDULE OF RATES AND PRICES)
Bidder’s Name and Address (Lead Partner) : | [7 empty] | To:
Contracts Services, 3rd Floor
Name : | [7 empty] | Power Grid Corporation of India Ltd.,
Address : | [7 empty] | "Saudamini", Plot No.-2
Sector-29,
Gurgaon (Haryana) - 122001
LOCAL TRANSPORTATION, IN-TRANSIT INSURANCE, LOADING AND UNLOADING
All Prices are in Indian Rupees.
SI. No. | PR No | PR Line Item No | Activity Description | Material Code | Description | Unit | Quantity | Unit Freight, In-transit Insurance, loading & unloading Charges | Total Freight, In-transit Insurance, loading & unloading Charges
1 | 2 | 3 | 4 | 5 | 4 | 5 | 6 | 7 | 8= 6 x 7
I | SALAKATI 100 MVA TRANSFORMER EXTENSION
1 | 7000012436 | 10 | 220kV POWER TRANSFORMER | 1000000546 | 100MVA, 220/132/33 KV, 3-phase Autotransformer excluding InsulatingOil | EA | 1 |  | Included
2 | 7000012436 | 20 | 220kV POWER TRANSFORMER | 1000013958 | Insulating Oil for 100MVA, 220/132/33kV, 3-phase Transformer | SET | 1 |  | Included
3 | 7000012436 | 30 | 220kV POWER TRANSFORMER | 1000028349 | DIGITAL RTCC PANEL | SET | 1 |  | Included
4 | 7000012436 | 40 | 33kV LT TRANSFORMER | 1000004296 | 400kVA, 33/0.433kV, 3ph LT Transformer | EA | 1 |  | Included
5 | 7000012436 | 50 | 245kV, 40kA AIS EQUIPMENT | 1000001671 | 245kV, 1600A, 40KA Circuit Breaker(3-Phase) with support structure | EA | 1 |  | Included
6 | 7000012436 | 60 | 245kV, 40kA AIS EQUIPMENT | 1000001673 | 245kV, 1600A, 40 KA, 3-phase DoubleBreak Isolator with one E/S | EA | 1 |  | Included
7 | 7000012436 | 70 | 245kV, 40kA AIS EQUIPMENT | 1000001674 | 245kV, 1600A, 40 KA, 3-phase DoubleBreak Isolator with two E/S | EA | 1 |  | Included
8 | 7000012436 | 80 | 245kV, 40kA AIS EQUIPMENT | 1000001794 | 245kV, 1600A, 40 KA, 3-phase DoubleBreak Tandem Isolator without E/S | EA | 2 |  | Included
9 | 7000012436 | 90 | 245kV, 40kA AIS EQUIPMENT | 1000020417 | 216kV Surge Arrester (1-phase) | EA | 3 |  | Included
10 | 7000012436 | 100 | 245kV, 40kA AIS EQUIPMENT | 1000001695 | 245 kV, 1 phase Bus Post Insulator (except for Line Traps) | EA | 9 |  | Included
11 | 7000012436 | 110 | 245kV, 40kA AIS EQUIPMENT | 1000001681 | 245 kV, 1600A, 40KA, 1-Phase CurrentTransformer with 120% extended currentrating | EA | 3 |  | Included
12 | 7000012436 | 120 | 145kV, 31.5kV AIS EQUIPMENT | 1000000940 | 145kV, 1250A, 31.5KA Circuit Breakers(3-Phase) with support structure | EA | 1 |  | Included
13 | 7000012436 | 130 | 145kV, 31.5kV AIS EQUIPMENT | 1000000992 | 145 kV, 1250A, 31.5 KA, 3-phase DoubleBreak Isolator with one E/S | EA | 1 |  | Included
14 | 7000012436 | 140 | 145kV, 31.5kV AIS EQUIPMENT | 1000000943 | 145 kV, 1250 A, 31.5KA, 3-phase DoubleBreak Isolator without E/S | EA | 1 |  | Included
15 | 7000012436 | 1670 | 145kV, 31.5kV AIS EQUIPMENT | 1000000977 | 145 kV, 600A, 31.5KA, 1-Phase CurrentTransformer with 120% extended currentrating | EA | 3 |  | Included
16 | 7000012436 | 150 | 145kV, 31.5kV AIS EQUIPMENT | 1000000942 | 145 kV, 1250 A, 31.5KA, 3-phase HCBIsolator without E/S (Tandem) | EA | 1 |  | Included
17 | 7000012436 | 160 | 145kV, 31.5kV AIS EQUIPMENT | 1000020416 | 120kV Surge Arrester(1-phase) | EA | 3 |  | Included
18 | 7000012436 | 170 | 145kV, 31.5kV AIS EQUIPMENT | 1000000956 | 145kV, 1 phase Bus Post Insulators | EA | 15 |  | Included
19 | 7000012436 | 180 | 72.5kV, 25KA AIS EQUIPMENT | 1000005030 | 72.5kV ,1 phase Bus Post Insulators | EA | 6 |  | Included
20 | 7000012436 | 190 | 72.5kV, 25KA AIS EQUIPMENT | 1000005048 | 72.5 kV Voltage Transformer (1- Phase) | EA | 3 |  | Included
21 | 7000012436 | 200 | 72.5kV, 25KA AIS EQUIPMENT | 1000005061 | 72.5 kV, 50A, 25 kA, 1-Phase CurrentTransformer with 120% extended currentrating | EA | 3 |  | Included
22 | 7000012436 | 210 | 72.5kV, 25KA AIS EQUIPMENT | 1000005036 | 72.5 kV, 1250A, 25 kA, 3-phase CircuitBreaker with support structure | EA | 1 |  | Included
23 | 7000012436 | 220 | 72.5kV, 25KA AIS EQUIPMENT | 1000005032 | 72.5 kV, 1250A, 25 KA, 3-Phase DoubleBreak Isolator without E/s | EA | 1 |  | Included
24 | 7000012436 | 230 | Erection Hardware for 220 kV DMT Type S | 1000011264 | Erection Hardware for 220kV layout (Double Main and TransferScheme)-Transformer Bay as per technical specification | SET | 1 |  | Included
25 | 7000012436 | 240 | Erection Hardware for 132 kV SMT Type S | 1000011243 | Erection Hardware for 132kV layout (Single Main & TransferScheme)-Transformer Bay as per technical specification | SET | 1 |  | Included
26 | 7000012436 | 250 | Erection Hardware for 132 kV SMT Type S | 1000011237 | Erection Hardware for 132kV layout (Single Main & Transfer Scheme) Buswork (For Two bays) as per technical specification | SET | 1 |  | Included
27 | 7000012436 | 260 | Erection Hardware for tertiary | 1000011348 | Erection Hardware for the 72.5kV equipment for Tertiary loading as pertechnical specification | SET | 1 |  | Included
28 | 7000012436 | 270 | Earthmat | 1000032055 | 40 MM MS ROD FOR MAIN EARTHMAT | KM | 6 |  | Included
29 | 7000012436 | 1450 | LT SWITCHGEAR EXTENSION | 1000004304 | 415V ACDB (Extn.) | SET | 1 |  | Included
30 | 7000012436 | 1460 | LT SWITCHGEAR EXTENSION | 1000030177 | 110 V DCDB extension panel | SET | 1 |  | Included
31 | 7000012436 | 280 | CRP for 220kV Bays with SAS | 1000001168 | 220kV Circuit Breaker Relay Panel without Auto Reclose (withAutomation) | EA | 1 |  | Included
32 | 7000012436 | 290 | CRP for 220kV Bays with SAS | 1000001566 | 220kV Transformer Protection Panel (For both HV & MV side)-(withAutomation) | EA | 1 |  | Included
33 | 7000012436 | 300 | CRP for 220kV Bays with SAS | 1000001167 | Augmentation of existing 220kV bus bar protection scheme.(No. of baysas per specification)-(with Automation) | SET | 1 |  | Included
34 | 7000012436 | 310 | CRP for 132 kV Bays with SAS | 1000000736 | 132kV Circuit Breaker Relay Panel without Auto Reclose (withAutomation) | EA | 1 |  | Included
35 | 7000012436 | 320 | CRP for 132 kV Bays with SAS | 1000000735 | Augmentation of existing 132kV bus bar protection scheme.(No. of baysas per specification)-(with Automation) | SET | 1 |  | Included
36 | 7000012436 | 330 | SAS-AUG | 1000001333 | Augmentation of Substation automation System for 220kV bay as perTechnical Specification | EA | 1 |  | Included
37 | 7000012436 | 340 | SAS-AUG | 1000000815 | Augmentation of Substation automation System for 132kV bay as perTechnical Specification | EA | 1 |  | Included
38 | 7000012436 | 350 | POWER & CONTROL CABLE | 1000000442 | 1.1kV grade Control Cables (PVCinsulated) along withlugs,glands,straight joints &accessories,etc. | LS | 1 |  | Included
39 | 7000012436 | 360 | POWER & CONTROL CABLE | 1000000443 | 1.1kV grade Power Cables (PVCinsulated)along withlugs,glands,straight joints &accessories,etc. | LS | 1 |  | Included
40 | 7000012436 | 370 | POWER & CONTROL CABLE | 1000000444 | 1.1kV grade Power Cables (XLPEinsulated) along withlugs,glands,straight joints &accessories,etc. | LS | 1 |  | Included
41 | 7000012436 | 380 | FIRE FIGHTING SYSTEM | 1000012033 | Hydrant system, complete U/G piping andaccessories etc. outside the Pump Housefor Fire Protection of 220kV S/S | SET | 1 |  | Included
42 | 7000012436 | 390 | FIRE FIGHTING SYSTEM | 1000015937 | Nitrogen injection type fire protection for 220kV transformer | SET | 1 |  | Included
43 | 7000012436 | 400 | FIRE FIGHTING SYSTEM | 1000012018 | Fire Detection and Alarm System for Switchyard Panel Room of 6 mlength | SET | 1 |  | Included
44 | 7000012436 | 410 | FIRE FIGHTING SYSTEM | 1000012022 | 4.5 kg CO2 type Portable Fire extinguisher | EA | 1 |  | Included
45 | 7000012436 | 420 | FIRE FIGHTING SYSTEM | 1000042281 | FIRE PROTECTION WITH 0 PERCENT GST | SET | 1 |  | Included
46 | 7000012436 | 430 | FIRE FIGHTING SYSTEM | 1000042483 | FIRE PROTECTION WITH 5 PERCENT GST | SET | 1 |  | Included
47 | 7000012436 | 440 | FIRE FIGHTING SYSTEM | 1000042284 | FIRE PROTECTION WITH 12 PERCENT GST | SET | 1 |  | Included
48 | 7000012436 | 450 | FIRE FIGHTING SYSTEM | 1000042287 | FIRE PROTECTION WITH 18 PERCENT GST | SET | 1 |  | Included
49 | 7000012436 | 460 | FIRE FIGHTING SYSTEM | 1000042480 | FIRE PROTECTION WITH 28 PERCENT GST | SET | 1 |  | Included
50 | 7000012436 | 470 | FIRE FIGHTING SYSTEM | 1000044210 | TROLLEY MOUNTED FOAM-50LTR FIRE EXTINGUISHER | EA | 3 |  | Included
51 | 7000012436 | 480 | ILLUMINATION SYSTEM | 1000014547 | Lighting Panel type ACP-2 as per technical specification | EA | 2 |  | Included
52 | 7000012436 | 600 | ILLUMINATION SYSTEM | 1000014548 | Lighting Panel type ACP-3 as per technical specification | EA | 2 |  | Included
53 | 7000012436 | 490 | ILLUMINATION SYSTEM | 1000017485 | Lighting panel SLP for Street Lighting | EA | 2 |  | Included
54 | 7000012436 | 500 | ILLUMINATION SYSTEM | 1000001050 | 15A, 240V: Outdoor Receptacle 2 pole, 3-pin modular (type RO) as pertechnical specifications | EA | 2 |  | Included
55 | 7000012436 | 510 | ILLUMINATION SYSTEM | 1000004952 | 63A, 415V : Interlocked switch socket outdoor Receptacle (type RP) asper technical specifications | EA | 2 |  | Included
56 | 7000012436 | 520 | ILLUMINATION SYSTEM | 1000038387 | LED FLOOD LIGHT LUMINARIESTYPE FL-1 (150W) AS PER TECHNICALSPECIFICATION | EA | 25 |  | Included
57 | 7000012436 | 530 | ILLUMINATION SYSTEM | 1000038325 | LIGHTING FIXTURE LED LUMINAIRES TYPE FL2 AS PER TECH. SPECIFICATIONS | EA | 30 |  | Included
58 | 7000012436 | 540 | ILLUMINATION SYSTEM | 1000013795 | Illumination System for switchyard panel room of 6 m length | LS | 1 |  | Included
59 | 7000012436 | 550 | ILLUMINATION SYSTEM | 1000042283 | ILLUMINATION WITH 0 PERCENT GST | SET | 1 |  | Included
60 | 7000012436 | 560 | ILLUMINATION SYSTEM | 1000042485 | ILLUMINATION WITH 5 PERCENT GST | SET | 1 |  | Included
61 | 7000012436 | 570 | ILLUMINATION SYSTEM | 1000042286 | ILLUMINATION WITH 12 PERCENT GST | SET | 1 |  | Included
62 | 7000012436 | 580 | ILLUMINATION SYSTEM | 1000042289 | ILLUMINATION WITH 18 PERCENT GST | SET | 1 |  | Included
63 | 7000012436 | 590 | ILLUMINATION SYSTEM | 1000042482 | ILLUMINATION WITH 28 PERCENT GST | SET | 1 |  | Included
64 | 7000012436 | 610 | ILLUMINATION SYSTEM | 1000038389 | LED STREET LIGHT LUMINAIRE TYPE SL-L1 (= 45W)AS PER TECHNICALSPECIFICATION | EA | 10 |  | Included
65 | 7000012436 | 620 | ILLUMINATION SYSTEM | 1000038397 | TYPE L1 STREET LIGHTING POLE OF 6 METER AS PER TECHNICALSPECIFICATION. | EA | 10 |  | Included
66 | 7000012436 | 630 | ILLUMINATION SYSTEM | 1000038395 | SUB DISTRIBUTION BOX SUB-DB AS PER TECHNICAL SPECIFICATION | EA | 1 |  | Included
67 | 7000012436 | 640 | ILLUMINATION SYSTEM | 1000038393 | RQ-1 TYPE RECEPTACLE OF 250A AS PER TECHNICAL SPECIFICATION | EA | 1 |  | Included
68 | 7000012436 | 650 | 220/132kV towers ,beams &LM | 1000020097 | Fabrication, galvanising and supply of Standard 220 kV Tower CAincluding nuts, bolts, all type of washers, packplates, step bolts andgusset plates excluding foundation bolts | EA | 5 |  | Included
69 | 7000012436 | 660 | 220/132kV towers ,beams &LM | 1000007638 | Beam-B1 complete with end connecting cleat etc. | EA | 4 |  | Included
70 | 7000012436 | 670 | 220/132kV towers ,beams &LM | 1000020091 | Fabrication, galvanising and supply of Std LM (50m) includingnuts, bolts, all type of washers, packplates, step bolts and gussetplates excluding foundation bolts | EA | 1 |  | Included
71 | 7000012436 | 680 | 220/132kV towers ,beams &LM | 1000035144 | FABRICATION, GALVANISING AND SUPPLY OF 132 KV TOWER T1A INCLUDINGNUTS, BOLTS, ALL TYPE OF WASHERS, PACKPLATES, STEP BOLTS AND GUSSETPLATES EXCLUDING FOUNDATION BOLTS | EA | 1 |  | Included
72 | 7000012436 | 690 | 220/132kV towers ,beams &LM | 1000029043 | Fabrication, galvanising and supply of Std 132 kV Tower T2P includingnuts, bolts, all type of washers, packplates, step bolts and gussetplates excluding foundation bolts | EA | 3 |  | Included
73 | 7000012436 | 700 | 220/132kV towers ,beams &LM | 1000029045 | Fabrication, galvanising and supply of Std 132 kV Tower T3P includingnuts, bolts, all type of washers, packplates, step bolts and gussetplates excluding foundation bolts | EA | 7 |  | Included
74 | 7000012436 | 710 | 220/132kV towers ,beams &LM | 1000029034 | Fabrication, galvanising and supply of Std 132 kV Beam B1AA includingnuts, bolts, all type of washers, packplates, step bolts and gussetplates excluding foundation bolts | EA | 10 |  | Included
75 | 7000012436 | 720 | 220/132kV towers ,beams &LM | 1000020099 | Fabrication, galvanising and supply of Standard 220 kV Tower CCincluding nuts, bolts, all type of washers, packplates, step bolts andgusset plates excluding foundation bolts | EA | 1 |  | Included
76 | 7000012436 | 730 | 220/132kV towers ,beams &LM | 1000020105 | Fabrication, galvanising and supply of Standard 220 kV Tower CTCincluding nuts, bolts, all type of washers, packplates, step bolts andgusset plates excluding foundation bolts | EA | 1 |  | Included
77 | 7000012436 | 740 | Equipment support structures | 1000020190 | Fabrication, galvanising and supply of Standard Pipe Structure - 220kV SA including nuts, bolts, all type of washers, packplates, stepbolts and gusset plates excluding foundation bolts | EA | 3 |  | Included
78 | 7000012436 | 750 | Equipment support structures | 1000020189 | Fabrication, galvanising and supply of Standard Pipe Structure - 220kV ISOLATOR including nuts, bolts, all type of washers, packplates,step bolts and gusset plates excluding foundation bolts | EA | 4 |  | Included
79 | 7000012436 | 760 | Equipment support structures | 1000020187 | Fabrication, galvanising and supply of Standard Pipe Structure - 220kV CT including nuts, bolts, all type of washers, packplates, stepbolts and gusset plates excluding foundation bolts | EA | 3 |  | Included
80 | 7000012436 | 770 | Equipment support structures | 1000017562 | Standard Pipe Structure for 220kV BPI (excluding wave trap) | EA | 9 |  | Included
81 | 7000012436 | 780 | Equipment support structures | 1000029039 | Fabrication, galvanising and supply of Std 132 kV Support Structure 1 PhLAincluding nuts, bolts, all type of washers, packplates, step bolts andgusset plates excluding foundation bolts | EA | 3 |  | Included
82 | 7000012436 | 790 | Equipment support structures | 1000029035 | Fabrication, galvanising and supply of Std 132 kV Support Structure1Ph BPI including nuts, bolts, all type of washers, packplates, stepboltsand gusset plates excluding foundation bolts | EA | 15 |  | Included
83 | 7000012436 | 800 | Equipment support structures | 1000029036 | Fabrication, galvanising and supply of Std 132 kV Support Structure 1 PhCTincluding nuts, bolts, all type of washers, packplates, step bolts andgusset plates excluding foundation bolts | EA | 3 |  | Included
84 | 7000012436 | 810 | Equipment support structures | 1000029038 | Fabrication, galvanising and supply of Std 132 kV Support Structure3Ph ISO including nuts, bolts, all type of washers, packplates, stepboltsand gusset plates excluding foundation bolts | EA | 4 |  | Included
85 | 7000012436 | 820 | Equipment support structures | 1000017571 | Standard Pipe Structure for 66kV BPI | EA | 6 |  | Included
86 | 7000012436 | 830 | Equipment support structures | 1000020154 | Fabrication, galvanising and supply of Standard 66 kV SupportStructure CT including nuts, bolts, all type of washers, packplates,step bolts and gusset plates excluding foundation bolts | EA | 3 |  | Included
87 | 7000012436 | 840 | Equipment support structures | 1000020155 | Fabrication, galvanising and supply of Standard 66 kV SupportStructure CVT including nuts, bolts, all type of washers, packplates,step bolts and gusset plates excluding foundation bolts | EA | 3 |  | Included
88 | 7000012436 | 850 | Equipment support structures | 1000020156 | Fabrication, galvanising and supply of Standard 66 kV SupportStructure ISO including nuts, bolts, all type of washers, packplates,step bolts and gusset plates excluding foundation bolts | EA | 1 |  | Included
89 | 7000012436 | 1470 | Spares-transformer | 1000007922 | Buchholz Relay (Main Tank) complete with float and contacts forTransformer | SET | 1 |  | Included
90 | 7000012436 | 1480 | Spares-transformer | 1000028279 | Local and Remote WTI with sensing device and contact | SET | 1 |  | Included
91 | 7000012436 | 1490 | Spares-transformer | 1000028280 | Magnetic Oil Level Gauge | EA | 1 |  | Included
92 | 7000012436 | 1500 | Spares-transformer | 1000032089 | SPARES INSULATING OIL TO BE HANDED OVER TO OWNER AFTER COMMISSIONING | KL | 10 |  | Included
93 | 7000012436 | 1510 | Spares-transformer | 1000020080 | Starters, contactors, switches, relays, lamps etc for Electrical controlpanels, (One no. of each type) for Transformer | SET | 1 |  | Included
94 | 7000012436 | 1520 | Spares-transformer | 1000030919 | 145KV, 1250A RIP BUSHING WITH METAL PARTS AND GASKETS | EA | 1 |  | Included
95 | 7000012436 | 1530 | Spares-transformer | 1000030921 | 245KV, 1250A RIP BUSHING WITH METAL PARTS AND GASKETS | EA | 1 |  | Included
96 | 7000012436 | 1540 | Spares-transformer | 1000016675 | Oil cooler pump with motor for 220kV Transformer | SET | 1 |  | Included
97 | 7000012436 | 1550 | Spares-transformer | 1000009730 | Cooler fan with motor for 220kV Transformer | EA | 1 |  | Included
98 | 7000012436 | 1560 | Spares-transformer | 1000002051 | 36kV, 1000A Bushing with metal parts andgaskets for Transformer | EA | 1 |  | Included
99 | 7000012436 | 1570 | Spares-transformer | 1000053314 | 52KV, 1250A RIP BUSHING WITH METAL PARTS AND GASKETS | EA | 1 |  | Included
100 | 7000012436 | 860 | SPARES FOR CB | 1000006919 | Aux. Switch assembly for 245kV, SF6 Circuit Breaker | SET | 1 |  | Included
101 | 7000012436 | 870 | SPARES FOR CB | 1000019006 | SF6 Pressure gauge cum switch OR Density monitors and pressure switchas applicable (1 no. of each type) | SET | 1 |  | Included
102 | 7000012436 | 880 | SPARES FOR CB | 1000018387 | Relays, Power contactors, SFU, limit switches, push buttons, timers &MCB etc. (1 No of each type) for 245kV SF6 Circuit Breaker | SET | 1 |  | Included
103 | 7000012436 | 890 | SPARES FOR CB | 1000015547 | Molecular filter for 245kV SF6 Circuit Breaker | EA | 2 |  | Included
104 | 7000012436 | 900 | SPARES FOR CB | 1000021434 | Terminal pad for 245kV SF6 Circuit Breaker | EA | 2 |  | Included
105 | 7000012436 | 910 | SPARES FOR CB | 1000009186 | Closing coil with resistor for 245kV Circuit Breaker | EA | 1 |  | Included
106 | 7000012436 | 920 | SPARES FOR CB | 1000021853 | Trip coil with resistor for 245kV Circuit Breaker | EA | 2 |  | Included
107 | 7000012436 | 930 | SPARES FOR CB | 1000013055 | Rubber gasket, O rings and seals for SF6 gas (complete replacement forone 245kV SF6 Circuit Breaker) | SET | 1 |  | Included
108 | 7000012436 | 940 | SPARES FOR CB | 1000001669 | One complete pole of 245kV, 1600A,40kACB including pole column, interrupter,operating mechanism and Marshalling Boxbut without support structure | EA | 1 |  | Included
109 | 7000012436 | 950 | SPARES FOR CB | 1000013159 | Grading capacitors (if applicable) for 245kV SF6 Circuit Breaker | EA | 1 |  | Included
110 | 7000012436 | 960 | SPARES FOR CB | 1000028467 | CORONA RING FOR 245KV SF6 CIRCUIT BREAKER | EA | 1 |  | Included
111 | 7000012436 | 970 | SPARES FOR CB | 1000031782 | GRADING CAPACITORS (IF APPLICABLE) FOR 145KV CIRCUIT BREAKER | EA | 1 |  | Included
112 | 7000012436 | 980 | SPARES FOR CB | 1000013076 | Orings, rubber gaskets and seals for 145kV SF6 Circuit Breaker | SET | 1 |  | Included
113 | 7000012436 | 990 | SPARES FOR CB | 1000021850 | Trip coil with resistor for 145kV Circuit Breaker | EA | 2 |  | Included
114 | 7000012436 | 1000 | SPARES FOR CB | 1000009188 | Closing coil with resistor for 145kV Circuit Breaker | EA | 1 |  | Included
115 | 7000012436 | 1010 | SPARES FOR CB | 1000021429 | Terminal pad and connectors for 145kV SF6 Circuit Breaker | EA | 2 |  | Included
116 | 7000012436 | 1020 | SPARES FOR CB | 1000015545 | Molecular filter for 145kV SF6 Circuit Breaker | EA | 2 |  | Included
117 | 7000012436 | 1030 | SPARES FOR CB | 1000031779 | CORONA RING FOR 145KV SF6 CIRCUIT BREAKER | EA | 1 |  | Included
118 | 7000012436 | 1040 | SPARES FOR CB | 1000018386 | Relays, Power contactors, SFU, limit switches, push buttons, timers &MCB etc. (1 No of each type) for 145kV SF6 Circuit Breaker | SET | 1 |  | Included
119 | 7000012436 | 1050 | SPARES FOR CB | 1000017836 | Pressure switches (1 No. of each type) for 145kV SF6 Circuit Breaker | SET | 1 |  | Included
120 | 7000012436 | 1060 | SPARES FOR CB | 1000006906 | Aux. Switch assembly for 145kV Circuit Breaker | SET | 1 |  | Included
121 | 7000012436 | 1070 | SPARES FOR CB | 1000037235 | 145 KV SF6 CIRCUIT BREAKER: --> COMPLETE CIRCUIT BREAKER POLE OF EACHTYPE & RATING COMPLETE WITH INTERRUPTER, MAIN CIRCUIT ENCLOSURE ANDMARSHALLING BOX WITH OPERATING MECHANISM --> 1 NO | EA | 1 |  | Included
122 | 7000012436 | 1080 | SPARES FOR ISO | 1000001790 | Complete pole for 245kV, 1600 Aisolator with 1 earth switch includingsupport Insulator, motor operatingmechanism (MOM) with box but excludingstructure | EA | 1 |  | Included
123 | 7000012436 | 1090 | SPARES FOR ISO | 1000009794 | Copper contact fingers for female & male contacts of 245kV DoubleBreak Isolator | SET | 2 |  | Included
124 | 7000012436 | 1100 | SPARES FOR ISO | 1000009567 | Open / Close contactor assembly, timers, key interlock push buttonswitch & auxiliary switches for 245kV Isolator | SET | 1 |  | Included
125 | 7000012436 | 1110 | SPARES FOR ISO | 1000014561 | Limit switch for 245kV Isolator | SET | 2 |  | Included
126 | 7000012436 | 1120 | SPARES FOR ISO | 1000021259 | Terminal pads & connectors (of eachtype) for 245kV 1600A DB Isolator | EA | 3 |  | Included
127 | 7000012436 | 1140 | SPARES FOR ISO | 1000033606 | CORONA SHIELD RINGS FOR 245KV DOUBLE BREAK ISOLATOR FOR 1-POLE | EA | 3 |  | Included
128 | 7000012436 | 1150 | SPARES FOR ISO | 1000000275 | One Complete Pole of 145kV, 1250AIsolator with 1 E/s with supportInsulator and Motor operatingMechanism (MOM) with box but excludingstructure | EA | 1 |  | Included
129 | 7000012436 | 1160 | SPARES FOR ISO | 1000009796 | Copper contact fingers for female & malecontacts of 145kV, 1250A Double BreakIsolator | SET | 2 |  | Included
130 | 7000012436 | 1170 | SPARES FOR ISO | 1000009566 | Open / Close contactor assembly, timers, key interlock push buttonswitch & auxiliary switches for 145kV Isolator | SET | 1 |  | Included
131 | 7000012436 | 1180 | SPARES FOR ISO | 1000014560 | Limit switch for 145kV Isolator | SET | 2 |  | Included
132 | 7000012436 | 1190 | SPARES FOR ISO | 1000021490 | Terminal pads & connectors for 145kV Double Break Isolator | EA | 3 |  | Included
133 | 7000012436 | 1130 | SPARES FOR ISO | 1000031780 | CORONA SHIELD RINGS(IF APPLICABLE)FOR 145KV HORIZONTAL DOUBLE BREAKISOLATOR | EA | 3 |  | Included
134 | 7000012436 | 1200 | SPARES FOR CT | 1000001681 | 245 kV, 1600A, 40KA, 1-Phase CurrentTransformer with 120% extended currentrating | EA | 1 |  | Included
135 | 7000012436 | 1210 | SPARES FOR CT | 1000000977 | 145 kV, 600A, 31.5KA, 1-Phase CurrentTransformer with 120% extended currentrating | EA | 1 |  | Included
136 | 7000012436 | 1220 | SPARES FOR Surge Arrester | 1000020417 | 216kV Surge Arrester (1-phase) | EA | 1 |  | Included
137 | 7000012436 | 1230 | SPARES FOR Surge Arrester | 1000020440 | Surge monitor (1-Phase) | EA | 5 |  | Included
138 | 7000012436 | 1240 | SPARES FOR Surge Arrester | 1000020416 | 120kV Surge Arrester(1-phase) | EA | 1 |  | Included
139 | 7000012436 | 1250 | SPARES FOR Surge Arrester | 1000047687 | SURGE MONITOR-120 KV SURGE ARRESTER | EA | 5 |  | Included
140 | 7000012436 | 1260 | SPARES FOR CRP | 1000021791 | Transformer differential protection relay | EA | 1 |  | Included
141 | 7000012436 | 1270 | SPARES FOR CRP | 1000018532 | Restricted earthfault relay type with non-linear resistor andassociated software in case of numerical relay | EA | 1 |  | Included
142 | 7000012436 | 1590 | AC SYSTEM | 1000006284 | Air conditioning system for Switchyard Panel Room of 6m length | SET | 1 |  | Included
143 | 7000012436 | 1610 | FOUNDATION BOLT | 1000028770 | Fabrication, galvanising and supply of24mm dia foundation bolts includingnuts, checknuts, washers andpackplates. | EA | 216 |  | Included
144 | 7000012436 | 1620 | FOUNDATION BOLT | 1000012366 | Fabrication, galvanising and supply of 28mm dia foundation boltsincluding nuts, checknuts, washers and packplates. | EA | 260 |  | Included
145 | 7000012436 | 1630 | FOUNDATION BOLT | 1000012368 | Fabrication, galvanising and supply of 40mm dia foundation boltsincluding nuts, checknuts, washers and packplates. | EA | 96 |  | Included
146 | 7000012436 | 1640 | FOUNDATION BOLT | 1000012369 | Fabrication, galvanising and supply of 56mm dia foundation boltsincluding nuts, checknuts, washers and packplates | EA | 164 |  | Included
II | Salakati 220kV extension
1 | 7000012387 | 10 | 245kV, 40kA AIS EQUIPMENT | 1000020417 | 216kV Surge Arrester (1-phase) | EA | 12 |  | Included
2 | 7000012387 | 20 | 245kV, 40kA AIS EQUIPMENT | 1000001681 | 245 kV, 1600A, 40KA, 1-Phase CurrentTransformer with 120% extended currentrating | EA | 18 |  | Included
3 | 7000012387 | 30 | 245kV, 40kA AIS EQUIPMENT | 1000001772 | 245 kV, 4400pf Capacitive Voltage Transformer (1- Phase) | EA | 3 |  | Included
4 | 7000012387 | 40 | 245kV, 40kA AIS EQUIPMENT | 1000001567 | 220kV, 1600A, 0.5mH, 40 kA Line Trap | EA | 4 |  | Included
5 | 7000012387 | 50 | Erection Hardware for 220 kV DMT Type S | 1000011261 | Erection Hardware for 220kV layout (Double Main and TransferScheme)-Line Bay as per technical specification | SET | 4 |  | Included
6 | 7000012387 | 60 | Erection Hardware for 220 kV DMT Type S | 1000011253 | Erection Hardware for 220kV layout (Double Main and TransferScheme)-Bus Coupler Bay as per technical specification | SET | 1 |  | Included
7 | 7000012387 | 70 | Erection Hardware for 220 kV DMT Type S | 1000011265 | Erection Hardware for 220kV layout (Double Main and TransferScheme)-Transfer Bus Coupler Bay as per technical specification | SET | 1 |  | Included
8 | 7000012387 | 80 | Equipment support structures | 1000020190 | Fabrication, galvanising and supply of Standard Pipe Structure - 220kV SA including nuts, bolts, all type of washers, packplates, stepbolts and gusset plates excluding foundation bolts | EA | 12 |  | Included
9 | 7000012387 | 90 | Equipment support structures | 1000020187 | Fabrication, galvanising and supply of Standard Pipe Structure - 220kV CT including nuts, bolts, all type of washers, packplates, stepbolts and gusset plates excluding foundation bolts | EA | 18 |  | Included
10 | 7000012387 | 100 | Equipment support structures | 1000020188 | Fabrication, galvanising and supply of Standard Pipe Structure - 220kV CVT including nuts, bolts, all type of washers, packplates, stepbolts and gusset plates excluding foundation bolts | EA | 3 |  | Included
11 | 7000012387 | 110 | SPARES FOR 245kV CVT | 1000001772 | 245 kV, 4400pf Capacitive Voltage Transformer (1- Phase) | EA | 1 |  | Included
12 | 7000012387 | 150 | FOUNDATION BOLT | 1000012366 | Fabrication, galvanising and supply of 28mm dia foundation boltsincluding nuts, checknuts, washers and packplates. | EA | 132 |  | Included
III | BTPS 220 kv extension
1 | 7000012388 | 10 | 245kV, 40kA AIS EQUIPMENT | 1000001673 | 245kV, 1600A, 40 KA, 3-phase DoubleBreak Isolator with one E/S | EA | 4 |  | Included
2 | 7000012388 | 20 | 245kV, 40kA AIS EQUIPMENT | 1000001674 | 245kV, 1600A, 40 KA, 3-phase DoubleBreak Isolator with two E/S | EA | 3 |  | Included
3 | 7000012388 | 30 | 245kV, 40kA AIS EQUIPMENT | 1000001794 | 245kV, 1600A, 40 KA, 3-phase DoubleBreak Tandem Isolator without E/S | EA | 5 |  | Included
4 | 7000012388 | 40 | 245kV, 40kA AIS EQUIPMENT | 1000020417 | 216kV Surge Arrester (1-phase) | EA | 6 |  | Included
5 | 7000012388 | 50 | 245kV, 40kA AIS EQUIPMENT | 1000001695 | 245 kV, 1 phase Bus Post Insulator (except for Line Traps) | EA | 16 |  | Included
6 | 7000012388 | 60 | 245kV, 40kA AIS EQUIPMENT | 1000001681 | 245 kV, 1600A, 40KA, 1-Phase CurrentTransformer with 120% extended currentrating | EA | 12 |  | Included
7 | 7000012388 | 70 | 245kV, 40kA AIS EQUIPMENT | 1000001567 | 220kV, 1600A, 0.5mH, 40 kA Line Trap | EA | 2 |  | Included
8 | 7000012388 | 80 | 245kV, 40kA AIS EQUIPMENT | 1000001772 | 245 kV, 4400pf Capacitive Voltage Transformer (1- Phase) | EA | 3 |  | Included
9 | 7000012388 | 90 | 245kV, 40kA AIS EQUIPMENT | 1000053311 | 245KV, 1600A, 40 KA, 3-PHASE DOUBLE BREAK TANDEM ISOLATOR WITH ONE E/S | EA | 1 |  | Included
10 | 7000012388 | 100 | Erection Hardware for 220 kV DMT Type S | 1000011261 | Erection Hardware for 220kV layout (Double Main and TransferScheme)-Line Bay as per technical specification | SET | 2 |  | Included
11 | 7000012388 | 110 | Erection Hardware for 220 kV DMT Type S | 1000011253 | Erection Hardware for 220kV layout (Double Main and TransferScheme)-Bus Coupler Bay as per technical specification | SET | 1 |  | Included
12 | 7000012388 | 120 | Erection Hardware for 220 kV DMT Type S | 1000011265 | Erection Hardware for 220kV layout (Double Main and TransferScheme)-Transfer Bus Coupler Bay as per technical specification | SET | 1 |  | Included
13 | 7000012388 | 130 | Equipment support structures | 1000020190 | Fabrication, galvanising and supply of Standard Pipe Structure - 220kV SA including nuts, bolts, all type of washers, packplates, stepbolts and gusset plates excluding foundation bolts | EA | 6 |  | Included
14 | 7000012388 | 140 | Equipment support structures | 1000020189 | Fabrication, galvanising and supply of Standard Pipe Structure - 220kV ISOLATOR including nuts, bolts, all type of washers, packplates,step bolts and gusset plates excluding foundation bolts | EA | 13 |  | Included
15 | 7000012388 | 150 | Equipment support structures | 1000020187 | Fabrication, galvanising and supply of Standard Pipe Structure - 220kV CT including nuts, bolts, all type of washers, packplates, stepbolts and gusset plates excluding foundation bolts | EA | 12 |  | Included
16 | 7000012388 | 160 | Equipment support structures | 1000017562 | Standard Pipe Structure for 220kV BPI (excluding wave trap) | EA | 16 |  | Included
17 | 7000012388 | 170 | Equipment support structures | 1000020188 | Fabrication, galvanising and supply of Standard Pipe Structure - 220kV CVT including nuts, bolts, all type of washers, packplates, stepbolts and gusset plates excluding foundation bolts | EA | 3 |  | Included
18 | 7000012388 | 180 | SPARES FOR ISO | 1000001790 | Complete pole for 245kV, 1600 Aisolator with 1 earth switch includingsupport Insulator, motor operatingmechanism (MOM) with box but excludingstructure | EA | 1 |  | Included
19 | 7000012388 | 190 | SPARES FOR ISO | 1000009794 | Copper contact fingers for female & male contacts of 245kV DoubleBreak Isolator | SET | 2 |  | Included
20 | 7000012388 | 200 | SPARES FOR ISO | 1000009567 | Open / Close contactor assembly, timers, key interlock push buttonswitch & auxiliary switches for 245kV Isolator | SET | 1 |  | Included
21 | 7000012388 | 210 | SPARES FOR ISO | 1000014561 | Limit switch for 245kV Isolator | SET | 2 |  | Included
22 | 7000012388 | 220 | SPARES FOR ISO | 1000021259 | Terminal pads & connectors (of eachtype) for 245kV 1600A DB Isolator | EA | 3 |  | Included
23 | 7000012388 | 230 | SPARES FOR ISO | 1000033606 | CORONA SHIELD RINGS FOR 245KV DOUBLE BREAK ISOLATOR FOR 1-POLE | EA | 3 |  | Included
24 | 7000012388 | 240 | SPARES FOR CT | 1000001681 | 245 kV, 1600A, 40KA, 1-Phase CurrentTransformer with 120% extended currentrating | EA | 1 |  | Included
25 | 7000012388 | 250 | SPARES FOR Surge Arrester | 1000020417 | 216kV Surge Arrester (1-phase) | EA | 1 |  | Included
26 | 7000012388 | 260 | SPARES FOR Surge Arrester | 1000020440 | Surge monitor (1-Phase) | EA | 5 |  | Included
27 | 7000012388 | 270 | SPARES FOR CVT | 1000001772 | 245 kV, 4400pf Capacitive Voltage Transformer (1- Phase) | EA | 1 |  | Included
28 | 7000012388 | 310 | FOUNDATION BOLT | 1000012366 | Fabrication, galvanising and supply of 28mm dia foundation boltsincluding nuts, checknuts, washers and packplates. | EA | 460 |  | Included
[5 empty] | Total F&I Price |  |  |  | 0
# | Bidders to note that the item description under various schedules are through unique material ID for respective items under SAP ERP System and therefore, identical item description appears in schedule-1(Ex-works) & schedule-2(F&I). However, the prices to be quoted in Price Schedule-2(F&I) shall be towards Local Transportation, Insurance and other Incidental Services only in line with clause ITB 11.4(b).
Date: | --
Place: | [6 empty] | Printed Name :
Designation :
Click for Sch-3

## Sch-2 Dis (hidden)
Specification No.: CC-CS/1047-NER/SS-4186/3/G3 |  |  |  |  | Schedule - 2 Dis
Substation Package-SS77 associated with (i) Augmentation of 220/132kV Salakati s/s including 1x100MVA, 220/132kV transformer under NERSS-XI ii) Extension of 220/132kV Salakati s/s under NERSS- XII iii) Extension of 220kV BTPS Substations under NERSS-XII. | [5 empty] | As per Lum-sum |  | 0
(SCHEDULE OF RATES AND PRICES : FREIGHT & INSURANCE CHARGES) | [5 empty] | AS per Percent |  | #REF!
[6 empty] | As per lum-sum on Sch-2 |  | 0%
Bidder’s Name and Address (Lead Partner) : |  |  |  | To: |  | As per Percent on Sch-2 |  | #REF!
|  |  |  | Contracts Services, 3rd Floor |  | Total Discount |  | #REF!
Name : |  |  |  | Power Grid Corporation of India Ltd.,
Address : |  |  |  | "Saudamini", Plot No.-2
|  |  |  | Sector-29, |  | Multipackage Discount |  | 0%
Gurgaon (Haryana) - 122001
[5 empty] | All Prices are in Indian Rupees. |  | Amount after Discount (Rs.) |  | Dis Alert | Amount after MPD (Rs.)
SI. No. | Description | Unit | Quantity | Unit Freight & Insurance Charges | Total Freight & Insurance Charges |  | Unit Freight & Insurance Charges | Total Freight & Insurance Charges |  | Unit Freight & Insurance Charges | Total Freight & Insurance Charges
1 | 2 | 3 | 4 | 5 | 6 = 4 x 5 |  | 5 | 6 = 4 x 5 |  | 5 | 6 = 4 x 5
#REF! | #REF!
#REF! | #REF! | #REF! | #REF! | #REF! | #REF!
#REF! | #REF! | #REF! | #REF! | #REF! | #REF!
#REF! | #REF!
#REF! | #REF! | #REF! | #REF! | #REF! | #REF!
#REF! | #REF! | #REF! | #REF! | #REF! | #REF!
#REF! | #REF!
#REF! | #REF! | #REF! | #REF! | #REF! | #REF!
#REF! | #REF! | #REF! | #REF! | #REF! | #REF!
#REF! | #REF! | #REF! | #REF! | #REF! | #REF!
#REF! | #REF! | #REF! | #REF! | #REF! | #REF!
#REF! | #REF! | #REF! | #REF! | #REF! | #REF!
#REF! | #REF! | #REF! | #REF! | #REF! | #REF!
#REF! | #REF!
#REF! | #REF! | #REF! | #REF! | #REF! | #REF!
#REF! | #REF!
#REF! | #REF! | #REF! | #REF! | #REF! | #REF!
#REF! | #REF! | #REF! | #REF! | #REF! | #REF!
#REF! | #REF! | #REF! | #REF! | #REF! | #REF!
#REF! | #REF! | #REF! | #REF! | #REF! | #REF!
#REF! | #REF!
#REF! | #REF! | #REF! | #REF! | #REF! | #REF!
#REF! | #REF! | #REF! | #REF! | #REF! | #REF!
#REF! | #REF! | #REF! | #REF! | #REF! | #REF!
#REF! | #REF! | #REF! | #REF! | #REF! | #REF!
#REF! | #REF! | #REF! | #REF! | #REF! | #REF!
#REF! | #REF! | #REF! | #REF! | #REF! | #REF!
#REF! | #REF! | #REF! | #REF! | #REF! | #REF!
#REF! | #REF! | #REF! | #REF! | #REF! | #REF!
#REF! | #REF!
| #REF! | #REF! | #REF! | #REF! | #REF!
#REF! | #REF! | #REF! | #REF! | #REF! | #REF!
#REF! | #REF! | #REF! | #REF! | #REF! | #REF!
| Total F&I Price |  |  |  | #REF!
Date : | --
Place : |  |  | Printed Name :
Designation :
Click for Sch-3

## Sch-3
Specification No.: CC-CS/1047-NER/SS-4186/3/G3 | [14 empty] | Schedule - 3
Substation Package-SS77 associated with (i) Augmentation of 220/132kV Salakati s/s including 1x100MVA, 220/132kV transformer under NERSS-XI ii) Extension of 220/132kV Salakati s/s under NERSS- XII iii) Extension of 220kV BTPS Substations under NERSS-XII. | [18 empty] | As per Lum-sum |  | 0%
(SCHEDULE OF RATES AND PRICES ) | [18 empty] | AS per Percent |  | #REF!
[19 empty] | As per lum-sum on Sch-3 |  | 0%
Bidder’s Name and Address (Lead Partner) : | [11 empty] | To: | [6 empty] | As per Percent on Sch-3 |  | #REF!
[12 empty] | Contracts Services, 3rd Floor | [6 empty] | Total Discount |  | #REF!
Name : | [11 empty] | Power Grid Corporation of India Ltd.,
Address : | [11 empty] | "Saudamini", Plot No.-2
[12 empty] | Sector-29, | [6 empty] | Multipackage lum-sum |  | 0%
Gurgaon (Haryana) - 122001
[7 empty] | INSTALLATION CHARGES | [12 empty] | Amount after Discount (Rs.) |  | Dis Alert | Amount after MPD (Rs.)
All Prices are in Indian Rupees.
SI. No. | PR No | PR Line Item No | Activity Header | PR Activity No | Activity Description | Service Code | SAC (Service Accounting Codes) | Whether SAC in column '8’ is confirmed. If not indicate applicable the SAC * | Rate of GST applicable ( in %) | Whether rate of GST in column ‘4’ is confirmed. If not indicate applicable rate of GST * | Description | Unit | Quantity | Unit Erection Charges | Total Erection Charges | Total GST as confirmed by Bidder |  |  |  | Unit Erection Charges | Total Erection Charges |  | Unit Erection Charges | Total Erection Charges
1 | 2 | 3 | 4 | 5 | 6 | 7 | 8 | 9 | 10 | 11 | 12 | 13 | 14 | 15 | 16 = 14 x 15 | 17 |  |  |  | 5 | 6 = 4 x 5 |  | 5 | 6 = 4 x 5
I | SALAKATI 100 MVA TRANSFORMER EXTENSION | [15 empty] | Revaluation of J column | Tax Calculation
1 | 7000012436 | 1280 | 1050 | 10 | 220kV POWER TRANSFORMER | 100000024 | 998736 |  | 18 |  | 100MVA, 220/132/33 KV, 3-phase Autotransformer excluding Insulating Oil | EA | 1 |  | Included | 0 | 0 | 0
2 | 7000012436 | 1280 | 1050 | 20 | 220kV POWER TRANSFORMER | 100001916 | 998736 |  | 18 |  | Insulating Oil for 100MVA, 220/132/33kV, 3-phase Transformer | SET | 1 |  | Included | 0 | 0 | 0
3 | 7000012436 | 1280 | 1050 | 30 | 220kV POWER TRANSFORMER | 100002238 | 998736 |  | 18 |  | Digital RTCC Panel consist of digital RTCC relays as per technical specification | SET | 1 |  | Included | 0 | 0 | 0
4 | 7000012436 | 1290 | 1190 | 10 | 33kV LT TRANSFORMER | 100000083 | 998736 |  | 18 |  | 400kVA, 33/0.433kV LT Transformer | EA | 1 |  | Included | 0 | 0 | 0
5 | 7000012436 | 1300 | 1350 | 10 | 245kV, 40kA AIS EQUIPMENT | 100000435 | 998736 |  | 18 |  | 245kV, 1600A, 40KA Circuit Breaker(3-Phase) with support structure | EA | 1 |  | Included | 0 | 0 | 0
6 | 7000012436 | 1300 | 1350 | 20 | 245kV, 40kA AIS EQUIPMENT | 100000461 | 998736 |  | 18 |  | 245kV, 1600A, 40 KA, 3-phase DoubleBreak Isolator with one E/S | EA | 1 |  | Included | 0 | 0 | 0
7 | 7000012436 | 1300 | 1350 | 30 | 245kV, 40kA AIS EQUIPMENT | 100000462 | 998736 |  | 18 |  | 245kV, 1600A, 40 KA, 3-phase DoubleBreak Isolator with two E/S | EA | 1 |  | Included | 0 | 0 | 0
8 | 7000012436 | 1300 | 1350 | 40 | 245kV, 40kA AIS EQUIPMENT | 100000464 | 998736 |  | 18 |  | 245kV, 1600A, 40 KA, 3-phase DoubleBreak Tandem Isolator without E/S | EA | 2 |  | Included | 0 | 0 | 0
9 | 7000012436 | 1300 | 1350 | 50 | 245kV, 40kA AIS EQUIPMENT | 100000484 | 998736 |  | 18 |  | 216kV Surge Arrester (1-phase) | EA | 3 |  | Included | 0 | 0 | 0
10 | 7000012436 | 1300 | 1350 | 60 | 245kV, 40kA AIS EQUIPMENT | 100001907 | 998736 |  | 18 |  | 245 kV,1 phase Bus Post Insulator (except for Line Traps) | EA | 9 |  | Included | 0 | 0 | 0
11 | 7000012436 | 1300 | 1350 | 70 | 245kV, 40kA AIS EQUIPMENT | 100000443 | 998736 |  | 18 |  | 245 kV, 1600A, 40KA, 1-Phase CurrentTransformer with 120% extended currentrating | EA | 3 |  | Included | 0 | 0 | 0
12 | 7000012436 | 1310 | 1370 | 10 | 145kV, 31.5kV AIS EQUIPMENT | 100000555 | 998736 |  | 18 |  | 145 kV, 600A, 31.5KA, 1-Phase CurrentTransformer with 120% extended currentrating | EA | 3 |  | Included | 0 | 0 | 0
13 | 7000012436 | 1310 | 1370 | 20 | 145kV, 31.5kV AIS EQUIPMENT | 100000567 | 998736 |  | 18 |  | 145 kV, 1250 A, 31.5KA, 3-phase Double Break Isolator without E/S | EA | 1 |  | Included | 0 | 0 | 0
14 | 7000012436 | 1310 | 1370 | 30 | 145kV, 31.5kV AIS EQUIPMENT | 100000565 | 998736 |  | 18 |  | 145 kV, 1250A, 31.5 KA, 3-phase DoubleBreak Isolator with one E/S | EA | 1 |  | Included | 0 | 0 | 0
15 | 7000012436 | 1310 | 1370 | 40 | 145kV, 31.5kV AIS EQUIPMENT | 100000551 | 998736 |  | 18 |  | 145kV, 1250A, 31.5KA Circuit Breakers(3-Phase) with support structure | EA | 1 |  | Included | 0 | 0 | 0
16 | 7000012436 | 1310 | 1370 | 60 | 145kV, 31.5kV AIS EQUIPMENT | 100000580 | 998736 |  | 18 |  | 145 kV, 1250A, 31.5 KA,3-phase HCBIsolator without E/S | EA | 1 |  | Included | 0 | 0 | 0
17 | 7000012436 | 1310 | 1370 | 70 | 145kV, 31.5kV AIS EQUIPMENT | 100001908 | 998736 |  | 18 |  | 145kV ,1 phase Bus Post Insulators | EA | 15 |  | Included | 0 | 0 | 0
18 | 7000012436 | 1310 | 1370 | 80 | 145kV, 31.5kV AIS EQUIPMENT | 100005546 | 998736 |  | 18 |  | 120 KV Surge Arrester (1-phase) | EA | 3 |  | Included | 0 | 0 | 0
19 | 7000012436 | 1320 | 1380 | 20 | 72.5kV, 25 KAEQUIPMENT | 100000623 | 998736 |  | 18 |  | 72.5 kV, 50A, 25 kA, 1-Phase CurrentTransformer with 120% extended currentrating | EA | 3 |  | Included | 0 | 0 | 0
20 | 7000012436 | 1320 | 1380 | 30 | 72.5kV, 25 KAEQUIPMENT | 100000624 | 998736 |  | 18 |  | 72.5 kV Voltage Transformer (1- Phase) | EA | 3 |  | Included | 0 | 0 | 0
21 | 7000012436 | 1320 | 1380 | 50 | 72.5kV, 25 KAEQUIPMENT | 100001909 | 998736 |  | 18 |  | 72.5kV, Bus Post Insulator, 1-Phase | EA | 6 |  | Included | 0 | 0 | 0
22 | 7000012436 | 1320 | 1380 | 60 | 72.5kV, 25 KAEQUIPMENT | 100000631 | 998736 |  | 18 |  | 72.5 kV, 1250A, 25 KA, 3-Phase DoubleBreak Isolator without E/s | EA | 1 |  | Included | 0 | 0 | 0
23 | 7000012436 | 1320 | 1380 | 70 | 72.5kV, 25 KAEQUIPMENT | 100000611 | 998736 |  | 18 |  | 72.5 kV, 1250A, 25 kA, 3-phase CircuitBreaker with support structure | EA | 1 |  | Included | 0 | 0 | 0
24 | 7000012436 | 1330 | 1430 | 10 | Erection Hardware for 220 kV DMT Type S | 100000486 | 998731 |  | 18 |  | Erection Hardware for 220kV layout (Double Main and Transfer Scheme as per SLD)-Transformer Bay as per specification | SET | 1 |  | Included | 0 | 0 | 0
25 | 7000012436 | 1340 | 1440 | 10 | Erection Hardware for 132 kV SMT Type S | 100000606 | 998731 |  | 18 |  | Erection Hardware for 132kV layout (Single Main & Transfer Scheme as per SLD) Bus work (For Two bays) as per specification | SET | 1 |  | Included | 0 | 0 | 0
26 | 7000012436 | 1340 | 1440 | 20 | Erection Hardware for 132 kV SMT Type S | 100000601 | 998731 |  | 18 |  | Erection Hardware for 132kV layout (Single Main & Transfer Scheme as per SLD)-Transformer Bay as per specification | SET | 1 |  | Included | 0 | 0 | 0
27 | 7000012436 | 1350 | 1450 | 10 | Erection Hardware for tertiary LOADING | 100002036 | 998731 |  | 18 |  | Erection Hardware for the 72.5kV equipment for Tertiary loading as per technical specification | SET | 1 |  | Included | 0 | 0 | 0
28 | 7000012436 | 1360 | 1451 | 10 | Earthmat | 100003103 | 998731 |  | 18 |  | 40 mm MS rod for Main Earthmat | KM | 6 |  | Included | 0 | 0 | 0
29 | 7000012436 | 1370 | 1490 | 10 | CRP for 220kV Bays with SAS | 100000737 | 998736 |  | 18 |  | 220kV Circuit Breaker Relay Panel without Auto Reclose (with Automation) | EA | 1 |  | Included | 0 | 0 | 0
30 | 7000012436 | 1370 | 1490 | 20 | CRP for 220kV Bays with SAS | 100000739 | 998736 |  | 18 |  | 220kV Transformer Protection Panel (For both HV & MV side)-(with Automation) | EA | 1 |  | Included | 0 | 0 | 0
31 | 7000012436 | 1370 | 1490 | 30 | CRP for 220kV Bays with SAS | 100000743 | 998736 |  | 18 |  | Augmentation of existing 220kV bus bar protection scheme.(No. of bays as per specification)-(with Automation) | SET | 1 |  | Included | 0 | 0 | 0
32 | 7000012436 | 1380 | 1500 | 10 | CRP for 132 kV Bays with SAS | 100000745 | 998736 |  | 18 |  | 132kV Circuit Breaker Relay Panel without Auto Reclose (Bus scheme as per SLD) | EA | 1 |  | Included | 0 | 0 | 0
33 | 7000012436 | 1380 | 1500 | 30 | CRP for 132 kV Bays with SAS | 100000750 | 998736 |  | 18 |  | Augmentation of existing 132kV bus bar protection scheme.(No. of bays as per specification)-(with Automation) | SET | 1 |  | Included | 0 | 0 | 0
34 | 7000012436 | 1390 | 1513 | 10 | SAS-AUG | 100002070 | 998736 |  | 18 |  | Augmentation of Substation automation System for 220kV bay as per Technical Specification | EA | 1 |  | Included | 0 | 0 | 0
35 | 7000012436 | 1390 | 1513 | 20 | SAS-AUG | 100002071 | 998736 |  | 18 |  | Augmentation of Substation automation System for 132kV bay as per Technical Specification | EA | 1 |  | Included | 0 | 0 | 0
36 | 7000012436 | 1400 | 1590 | 10 | INSTALLATION OF POWER & CONTROL CABLE | 100002180 | 998736 |  | 18 |  | 1.1kV grade Power Cables (XLPEinsulated) along withlugs,glands,straight joints &accessories,etc. | LS | 1 |  | Included | 0 | 0 | 0
37 | 7000012436 | 1400 | 1590 | 20 | INSTALLATION OF POWER & CONTROL CABLE | 100002181 | 998736 |  | 18 |  | 1.1kV grade Power Cables (PVCinsulated)along withlugs,glands,straight joints &accessories,etc. | LS | 1 |  | Included | 0 | 0 | 0
38 | 7000012436 | 1400 | 1590 | 30 | INSTALLATION OF POWER & CONTROL CABLE | 100002182 | 998736 |  | 18 |  | 1.1kV grade Control Cables (PVCinsulated) along withlugs,glands,straight joints &accessories,etc. | LS | 1 |  | Included | 0 | 0 | 0
39 | 7000012436 | 1410 | 1610 | 10 | FIRE FIGHTING SYSTEM | 100000975 | 995461 |  | 18 |  | 4.5 kg CO2 type Portable Fire extinguisher | EA | 1 |  | Included | 0 | 0 | 0
40 | 7000012436 | 1410 | 1610 | 20 | FIRE FIGHTING SYSTEM | 100002062 | 995461 |  | 18 |  | Fire Detection and Alarm System for Switchyard Panel Room of 6 m length | SET | 1 |  | Included | 0 | 0 | 0
41 | 7000012436 | 1410 | 1610 | 30 | FIRE FIGHTING SYSTEM | 100001864 | 998736 |  | 18 |  | Nitrogen injection type fire protection for 220kV transformer | SET | 1 |  | Included | 0 | 0 | 0
42 | 7000012436 | 1410 | 1610 | 40 | FIRE FIGHTING SYSTEM | 100000971 | 998736 |  | 18 |  | Hydrant system, complete U/G piping andaccessories etc. outside the Pump Housefor Fire Protection of 220kV S/S | SET | 1 |  | Included | 0 | 0 | 0
43 | 7000012436 | 1420 | 1620 | 10 | ILLUMINATION SYSTEM | 100001021 | 995461 |  | 18 |  | Lighting Panel type ACP-2 as per technical specification | EA | 2 |  | Included | 0 | 0 | 0
44 | 7000012436 | 1420 | 1620 | 20 | ILLUMINATION SYSTEM | 100001024 | 998731 |  | 18 |  | Sub Lighting panel (outdoor) type SLP (Switchyard and Street Lighting) | EA | 2 |  | Included | 0 | 0 | 0
45 | 7000012436 | 1420 | 1620 | 30 | ILLUMINATION SYSTEM | 100001051 | 998731 |  | 18 |  | 15A, 240V: Outdoor Receptacle 2 pole, 3-pin modular (type RO) as per technical specifications | EA | 2 |  | Included | 0 | 0 | 0
46 | 7000012436 | 1420 | 1620 | 40 | ILLUMINATION SYSTEM | 100001052 | 998731 |  | 18 |  | 63A, 415V : Interlocked switch socket outdoor Receptacle (type RP) as per technical specifications | EA | 2 |  | Included | 0 | 0 | 0
47 | 7000012436 | 1420 | 1620 | 50 | ILLUMINATION SYSTEM | 100004852 | 998731 |  | 18 |  | Lighting Fixture LED Luminaires type FL-1 as per tech. specifications | EA | 25 |  | Included | 0 | 0 | 0
48 | 7000012436 | 1420 | 1620 | 60 | ILLUMINATION SYSTEM | 100004926 | 998731 |  | 18 |  | Lighting Fixture LED Luminaires type FL2 as per tech. specifications | EA | 30 |  | Included | 0 | 0 | 0
49 | 7000012436 | 1420 | 1620 | 80 | ILLUMINATION SYSTEM | 100001116 | 998739 |  | 18 |  | Illumination System for switchyard panel room of 6 m length | SET | 1 |  | Included | 0 | 0 | 0
50 | 7000012436 | 1420 | 1620 | 90 | ILLUMINATION SYSTEM | 100001022 | 998731 |  | 18 |  | Lighting Panel type ACP-3 as per technical specification | EA | 2 |  | Included | 0 | 0 | 0
51 | 7000012436 | 1420 | 1620 | 100 | ILLUMINATION SYSTEM | 100004932 | 998731 |  | 18 |  | LED Street Light Luminaire TYPE SL-L1 (= 45W)as per technical specification | EA | 10 |  | Included | 0 | 0 | 0
52 | 7000012436 | 1420 | 1620 | 110 | ILLUMINATION SYSTEM | 100004934 | 998731 |  | 18 |  | Type L1 Street Lighting Pole of 6 meter as per technical specification. | EA | 10 |  | Included | 0 | 0 | 0
53 | 7000012436 | 1420 | 1620 | 120 | ILLUMINATION SYSTEM | 100004942 | 998731 |  | 18 |  | RQ-1 Type Receptacle of 250A as per technical specification | EA | 1 |  | Included | 0 | 0 | 0
54 | 7000012436 | 1420 | 1620 | 130 | ILLUMINATION SYSTEM | 100004939 | 998731 |  | 18 |  | Sub Distribution Box Sub-DB as per technical specification | EA | 1 |  | Included | 0 | 0 | 0
55 | 7000012436 | 1430 | 1670 | 10 | 220/132 kv TOWERS & LM | 100001183 | 995455 |  | 18 |  | Erection of Std 220 kV Tower CA including nuts, bolts, all type of washers, packplates, step bolts and gusset plates excludingfoundation bolts | EA | 5 |  | Included | 0 | 0 | 0
56 | 7000012436 | 1430 | 1670 | 20 | 220/132 kv TOWERS & LM | 100001204 | 995455 |  | 18 |  | Erection of Std 220 kV Gantry B1 including nuts, bolts, all type of washers, packplates, step bolts and gusset plates excludingfoundation bolts | EA | 4 |  | Included | 0 | 0 | 0
57 | 7000012436 | 1430 | 1670 | 30 | 220/132 kv TOWERS & LM | 100001208 | 995455 |  | 18 |  | Lightening Mast(LM)-50m complete with foundation bolts/nuts platforms etc. | EA | 1 |  | Included | 0 | 0 | 0
58 | 7000012436 | 1430 | 1670 | 40 | 220/132 kv TOWERS & LM | 100001187 | 995455 |  | 18 |  | Erection of Std 220 kV Tower CC including nuts, bolts, all type of washers, packplates, step bolts and gusset plates excludingfoundation bolts | EA | 1 |  | Included | 0 | 0 | 0
59 | 7000012436 | 1430 | 1670 | 60 | 220/132 kv TOWERS & LM | 100004502 | 995455 |  | 18 |  | Erection of Std 132 kV Tower T1A including nuts, bolts, all type of washers, packplates, step bolts and gusset plates excludingfoundation bolts | EA | 1 |  | Included | 0 | 0 | 0
60 | 7000012436 | 1430 | 1670 | 70 | 220/132 kv TOWERS & LM | 100002274 | 995455 |  | 18 |  | Erection of Std 132 kV Tower T2P including nuts, bolts, all type of washers, packplates, step bolts and gusset plates excludingfoundation bolts | EA | 3 |  | Included | 0 | 0 | 0
61 | 7000012436 | 1430 | 1670 | 80 | 220/132 kv TOWERS & LM | 100002276 | 995455 |  | 18 |  | Erection of Std 132 kV Tower T3P including nuts, bolts, all type of washers, packplates, step bolts and gusset plates excludingfoundation bolts | EA | 7 |  | Included | 0 | 0 | 0
62 | 7000012436 | 1430 | 1670 | 90 | 220/132 kv TOWERS & LM | 100002271 | 995455 |  | 18 |  | Erection of Std 132 kV Beam B1AA including nuts, bolts, all type of washers, packplates, step bolts and gusset plates excludingfoundation bolts | EA | 10 |  | Included | 0 | 0 | 0
63 | 7000012436 | 1430 | 1670 | 100 | 220/132 kv TOWERS & LM | 100001193 | 995455 |  | 18 |  | Erection of Std 220 kV Tower CTC including nuts, bolts, all type of washers, packplates, step bolts and gusset plates excludingfoundation bolts | EA | 1 |  | Included | 0 | 0 | 0
64 | 7000012436 | 1440 | 1680 | 10 | Equipment support structures | 100001225 | 995455 |  | 18 |  | Erection of Pipe Structure - 220 kV 1-Phase BPI including nuts, bolts, all type of washers, packplates, step bolts and gusset platesexcluding foundation bolts | EA | 9 |  | Included | 0 | 0 | 0
65 | 7000012436 | 1440 | 1680 | 20 | Equipment support structures | 100001220 | 995455 |  | 18 |  | Erection of Pipe Structure - 220 kV 1-Phase CT including nuts, bolts, all type of washers, packplates, step bolts and gusset platesexcluding foundation bolts | EA | 3 |  | Included | 0 | 0 | 0
66 | 7000012436 | 1440 | 1680 | 30 | Equipment support structures | 100001222 | 995455 |  | 18 |  | Erection of Pipe Structure - 220 kV 3-Phase ISOLATOR including nuts, bolts, all type of washers, packplates, step bolts and gussetplates excluding foundation bolts | EA | 4 |  | Included | 0 | 0 | 0
67 | 7000012436 | 1440 | 1680 | 40 | Equipment support structures | 100001224 | 995455 |  | 18 |  | Erection of Pipe Structure - 220 kV 1-Phase SA including nuts, bolts, all type of washers, packplates, step bolts and gusset platesexcluding foundation bolts | EA | 3 |  | Included | 0 | 0 | 0
68 | 7000012436 | 1440 | 1680 | 130 | Equipment support structures | 100001235 | 995455 |  | 18 |  | Erection of Std 66 kV Support Structure 1-Phase CT including nuts, bolts, all type of washers, packplates, step bolts and gussetplates excluding foundation bolts | EA | 3 |  | Included | 0 | 0 | 0
69 | 7000012436 | 1440 | 1680 | 140 | Equipment support structures | 100001236 | 995455 |  | 18 |  | Erection of Std 66 kV Support Structure 1-Phase CVT including nuts, bolts, all type of washers, packplates, step bolts and gussetplates excluding foundation bolts | EA | 3 |  | Included | 0 | 0 | 0
70 | 7000012436 | 1440 | 1680 | 150 | Equipment support structures | 100001237 | 995455 |  | 18 |  | Erection of Std 66 kV Support Structure 3-Phase ISOLATOR including nuts, bolts, all type of washers, packplates, step bolts andgusset plates excluding foundation bolts | EA | 1 |  | Included | 0 | 0 | 0
71 | 7000012436 | 1440 | 1680 | 160 | Equipment support structures | 100002258 | 995455 |  | 18 |  | Erection of Std 72.5 kV Support Structure 1-Phase BPI including nuts, bolts, all type of washers, packplates, step bolts and gussetplates excluding foundation bolts | EA | 6 |  | Included | 0 | 0 | 0
72 | 7000012436 | 1440 | 1680 | 170 | Equipment support structures | 100001233 | 995455 |  | 18 |  | Standard Pipe Structure for 132kV BPI (excluding wave trap) | EA | 15 |  | Included | 0 | 0 | 0
73 | 7000012436 | 1440 | 1680 | 180 | Equipment support structures | 100001228 | 995455 |  | 18 |  | Standard Pipe Structure for 132kV CT (1-phase) | EA | 3 |  | Included | 0 | 0 | 0
74 | 7000012436 | 1440 | 1680 | 190 | Equipment support structures | 100001230 | 995455 |  | 18 |  | Standard Pipe Structure for 132kV ISO (3 phase.) | EA | 3 |  | Included | 0 | 0 | 0
75 | 7000012436 | 1440 | 1680 | 200 | Equipment support structures | 100001232 | 995455 |  | 18 |  | Standard Pipe Structure for 132kV SA (1-phase) | EA | 3 |  | Included | 0 | 0 | 0
76 | 7000012436 | 1580 | 1690 | 10 | LT SWITCHGEAR EXTENSION | 100000896 | 998736 |  | 18 |  | 415V ACDB (Extn.) | SET | 1 |  | Included | 0 | 0 | 0
77 | 7000012436 | 1580 | 1690 | 20 | LT SWITCHGEAR EXTENSION | 100002559 | 998736 |  | 18 |  | 110 V DCDB extension panel | SET | 1 |  | Included | 0 | 0 | 0
78 | 7000012436 | 1600 | 1730 | 10 | Installation AC SYSTEM | 100001882 | 995463 |  | 18 |  | Air conditioning system for Switchyard Panel Room of 6m length | SET | 1 |  | Included | 0 | 0 | 0
79 | 7000012436 | 1650 | 1750 | 10 | CIVIL WORKS | 100004518 | 995433 |  | 18 |  | Excavation in all kind of soil including rock for all leads and lifts, backfilling, disposal of surplus earth within a lead up to2Km as per technical specification. The surplus earth shall be roughly graded . | M3 | 3520 |  | Included | 0 | 0 | 0
80 | 7000012436 | 1650 | 1750 | 20 | CIVIL WORKS | 100001325 | 995454 |  | 18 |  | Providing and laying of Plain Cement Concrete (PCC) (1:4:8) | M3 | 164 |  | Included | 0 | 0 | 0
81 | 7000012436 | 1650 | 1750 | 30 | CIVIL WORKS | 100001326 | 995454 |  | 18 |  | Providing and laying of Plain Cement Concrete (PCC) (1:2:4) | M3 | 7 |  | Included | 0 | 0 | 0
82 | 7000012436 | 1650 | 1750 | 40 | CIVIL WORKS | 100001327 | 995454 |  | 18 |  | Providing and laying of Reinforced Cement Concrete M25 mix including pre cast, shuttering, Grouting of pockets & underpinning butexcluding steel reinforcement | M3 | 890 |  | Included | 0 | 0 | 0
83 | 7000012436 | 1650 | 1750 | 50 | CIVIL WORKS | 100001328 | 995454 |  | 18 |  | Providing and laying Plain Cement Concrete 1:5:10 (1 cement : 5 sand : 10 brick aggregate) | M3 | 698 |  | Included | 0 | 0 | 0
84 | 7000012436 | 1650 | 1750 | 60 | CIVIL WORKS | 100001329 | 995454 |  | 18 |  | Steel Reinforcement | MT | 62 |  | Included | 0 | 0 | 0
85 | 7000012436 | 1650 | 1750 | 70 | CIVIL WORKS | 100001330 | 995428 |  | 18 |  | Stone filling (40 mm size) for transformer/Reactor foundation | M3 | 20 |  | Included | 0 | 0 | 0
86 | 7000012436 | 1650 | 1750 | 80 | CIVIL WORKS | 100001331 | 995455 |  | 18 |  | Misc. Structural steel including rails, embedments, edge protection angles, gratings etc. but excluding the reinforcement steel andsteel for lattice and pipe structures. | MT | 32 |  | Included | 0 | 0 | 0
87 | 7000012436 | 1650 | 1750 | 90 | CIVIL WORKS | 100001714 | 995428 |  | 18 |  | Stone spreading in switchyard excluding PCC | M2 | 9300 |  | Included | 0 | 0 | 0
88 | 7000012436 | 1650 | 1750 | 100 | CIVIL WORKS | 100001713 | 995424 |  | 18 |  | Antiweed treatment | M2 | 9300 |  | Included | 0 | 0 | 0
89 | 7000012436 | 1650 | 1750 | 110 | CIVIL WORKS | 100004507 | 995421 |  | 18 |  | 3.75m wide Cement Concrete road with PCC shoulder including 100 mm dia RCC Hume Pipe @ 100 metre interval as per drawing and TS.However, reinforcement steel and all type concrete shall be paid separately under relevant items | M2 | 281 |  | Included | 0 | 0 | 0
90 | 7000012436 | 1650 | 1750 | 120 | CIVIL WORKS | 100001719 | 995421 |  | 18 |  | Construction of rail cum road as per drawing including all item such as excavation,compactions, rolling watering, WBM etc. butexcluding concrete reinforcement and structural steel-Section having two rails for auto transformer | M2 | 246 |  | Included | 0 | 0 | 0
91 | 7000012436 | 1650 | 1750 | 130 | CIVIL WORKS | 100001391 | 995477 |  | 18 |  | New chain Link Fencing excluding concrete | M | 100 |  | Included | 0 | 0 | 0
92 | 7000012436 | 1650 | 1750 | 140 | CIVIL WORKS | 100001735 | 995462 |  | 18 |  | RCC culverts and cable trench crossings including supplying and laying hume pipe 250mm dia of grade (NP-3) excluding concrete as perspecification. | M | 50 |  | Included | 0 | 0 | 0
93 | 7000012436 | 1650 | 1750 | 150 | CIVIL WORKS | 100001736 | 995462 |  | 18 |  | RCC culverts and cable trench crossings including supplying and laying hume pipe 300mm dia of grade (NP-3) excluding concrete as perspecification. | M | 50 |  | Included | 0 | 0 | 0
94 | 7000012436 | 1650 | 1750 | 160 | CIVIL WORKS | 100001737 | 995462 |  | 18 |  | RCC culverts and cable trench crossings including supplying and laying hume pipe 450mm dia of grade (NP-3) excluding concrete as perspecification. | M | 50 |  | Included | 0 | 0 | 0
95 | 7000012436 | 1650 | 1750 | 170 | CIVIL WORKS | 100001408 | 995462 |  | 18 |  | Supplying & laying hume pipe of grade (NP-3) excluding reinforcement and concrete as per drawing-600mm dia | M | 50 |  | Included | 0 | 0 | 0
96 | 7000012436 | 1650 | 1750 | 180 | CIVIL WORKS | 100001411 | 995462 |  | 18 |  | Supplying and erecting dewatering pumps-0.5 HP | EA | 1 |  | Included | 0 | 0 | 0
97 | 7000012436 | 1650 | 1750 | 190 | CIVIL WORKS | 100001412 | 995462 |  | 18 |  | Drain including culverts but excluding concrete & reinforcement steel-Section A-A | M | 200 |  | Included | 0 | 0 | 0
98 | 7000012436 | 1650 | 1750 | 200 | CIVIL WORKS | 100001413 | 995462 |  | 18 |  | Drain including culverts but excluding concrete & reinforcement steel-Section B-B | M | 100 |  | Included | 0 | 0 | 0
99 | 7000012436 | 1650 | 1750 | 210 | CIVIL WORKS | 100001414 | 995462 |  | 18 |  | Drain including culverts but excluding concrete & reinforcement steel-Section C-C | M | 50 |  | Included | 0 | 0 | 0
100 | 7000012436 | 1650 | 1750 | 220 | CIVIL WORKS | 100001542 | 995429 |  | 18 |  | Dismantling & Re-erection of Existing fence | M | 200 |  | Included | 0 | 0 | 0
101 | 7000012436 | 1650 | 1750 | 230 | CIVIL WORKS | 100001712 | 995428 |  | 18 |  | Removing,cleaning and washing of existing stones and respreading of stones in switchyard excluding PCC | M2 | 1600 |  | Included | 0 | 0 | 0
102 | 7000012436 | 1650 | 1750 | 240 | CIVIL WORKS | 100001721 | 995428 |  | 18 |  | Supplying, filling and compacting stone boulders mixed with sand under foundations, roads, cable trenches, drains etc in layers notexceeding 250mm thickness including ramming, watering compacting | M3 | 100 |  | Included | 0 | 0 | 0
103 | 7000012436 | 1650 | 1750 | 250 | CIVIL WORKS | 100003437 | 995454 |  | 18 |  | Switchyard Panel Room - Civil Works. All civil works as per drawing and specifications complete, including - brickwork, finishing(external and internal), windows etc. However, excavation, PCC, RCC and reinforcement shall be paid separately as per BPS. | M2 | 27 |  | Included | 0 | 0 | 0
104 | 7000012436 | 1650 | 1750 | 260 | CIVIL WORKS | 100002361 | 995455 |  | 18 |  | Main Gate | EA | 1 |  | Included | 0 | 0 | 0
105 | 7000012436 | 1650 | 1750 | 270 | CIVIL WORKS | 100002911 | 995432 |  | 18 |  | Earthwork in excavation & filling in all types of soil and soft/disintegrated rock in open areas/nallas/channels, to the requiredslopes, shapes, levels, elevations and profile, including trimming of bottom and slopes of excavation, bailing out rain(dewatering), pumping, removal of slush, preparing embankments/marginal banks, loosening, dressing, spreading material in layers notexceeding 200mm, as per direction of Engineer-in-Charge, water flooding, compacting to achieve 95% consolidation at optimum moisturecontent, finishing etc. all complete, for all leads and lifts within leveling boundary, including disposal of surplus earth andstacking of unsuitable material within a lead of 2.0 Km beyond substation boundary, with all labour, material, tools, tackles andequipment, safeguards and incidentals, Royalty,taxes etc. as necessary, as per drawings, specification and directions of theEngineer-in-Charge. Clearing of jungle is included in this item. (Only excavation/cutting will be measured for payment purpose.) | M3 | 3200 |  | Included | 0 | 0 | 0
106 | 7000012436 | 1650 | 1750 | 290 | CIVIL WORKS | 100001432 | 995423 |  | 18 |  | Buried Cable trenches for Aux. Power arrangement | M | 200 |  | Included | 0 | 0 | 0
107 | 7000012436 | 1660 | 1760 | 10 | FOUNDATION BOLT | 100002255 | 995455 |  | 18 |  | Erection of 24mm dia foundation bolts including nuts, checknuts, washers and packplates | EA | 216 |  | Included | 0 | 0 | 0
108 | 7000012436 | 1660 | 1760 | 20 | FOUNDATION BOLT | 100001674 | 995455 |  | 18 |  | Erection of 28mm dia foundation bolts including nuts, checknuts, washers and packplates. | EA | 260 |  | Included | 0 | 0 | 0
109 | 7000012436 | 1660 | 1760 | 30 | FOUNDATION BOLT | 100001676 | 995455 |  | 18 |  | Erection of 40mm dia foundation bolts including nuts, checknuts, washers and packplates. | EA | 96 |  | Included | 0 | 0 | 0
110 | 7000012436 | 1660 | 1760 | 40 | FOUNDATION BOLT | 100001677 | 995455 |  | 18 |  | Erection of 56mm dia foundation bolts including nuts, checknuts, washers and packplates | EA | 164 |  | Included | 0 | 0 | 0
II | Salakati 220kV extension | [16 empty] | 0
1 | 7000012387 | 180 | 1350 | 10 | 245kV, 40kA AIS EQUIPMENT | 100000484 | 998736 |  | 18 |  | 216kV Surge Arrester (1-phase) | EA | 12 |  | Included | 0 | 0 | 0
2 | 7000012387 | 180 | 1350 | 20 | 245kV, 40kA AIS EQUIPMENT | 100000443 | 998736 |  | 18 |  | 245 kV, 1600A, 40KA, 1-Phase CurrentTransformer with 120% extended currentrating | EA | 18 |  | Included | 0 | 0 | 0
3 | 7000012387 | 180 | 1350 | 30 | 245kV, 40kA AIS EQUIPMENT | 100000448 | 998736 |  | 18 |  | 245 kV, 4400pf Capacitive Voltage Transformer (1- Phase) | EA | 3 |  | Included | 0 | 0 | 0
4 | 7000012387 | 180 | 1350 | 40 | 245kV, 40kA AIS EQUIPMENT | 100000878 | 998734 |  | 18 |  | 220kV, 1600A, 0.5mH, 40 kA Line Trap | EA | 4 |  | Included | 0 | 0 | 0
5 | 7000012387 | 130 | 1430 | 20 | Erection Hardware for 220 kV DMT Type S | 100000488 | 998731 |  | 18 |  | Erection Hardware for 220kV layout (Double Main and Transfer Scheme as per SLD)-Bus Coupler Bay as per specification | SET | 1 |  | Included | 0 | 0 | 0
6 | 7000012387 | 130 | 1430 | 30 | Erection Hardware for 220 kV DMT Type S | 100000487 | 998731 |  | 18 |  | Erection Hardware for 220kV layout (Double Main and Transfer Scheme as per SLD)-Transfer Bus Coupler Bay as per specification | SET | 1 |  | Included | 0 | 0 | 0
7 | 7000012387 | 130 | 1430 | 40 | Erection Hardware for 220 kV DMT Type S | 100000485 | 998731 |  | 18 |  | Erection Hardware for 220kV layout (Double Main and Transfer Scheme as per SLD)-Line Bay as per specification | SET | 4 |  | Included | 0 | 0 | 0
8 | 7000012387 | 140 | 1680 | 20 | Equipment support structures | 100001220 | 995455 |  | 18 |  | Erection of Pipe Structure - 220 kV 1-Phase CT including nuts, bolts, all type of washers, packplates, step bolts and gusset platesexcluding foundation bolts | EA | 18 |  | Included | 0 | 0 | 0
9 | 7000012387 | 140 | 1680 | 40 | Equipment support structures | 100001224 | 995455 |  | 18 |  | Erection of Pipe Structure - 220 kV 1-Phase SA including nuts, bolts, all type of washers, packplates, step bolts and gusset platesexcluding foundation bolts | EA | 12 |  | Included | 0 | 0 | 0
10 | 7000012387 | 140 | 1680 | 130 | Equipment support structures | 100001221 | 995455 |  | 18 |  | Erection of Pipe Structure - 220 kV 1-Phase CVT including nuts, bolts, all type of washers, packplates, step bolts and gusset platesexcluding foundation bolts | EA | 3 |  | Included | 0 | 0 | 0
11 | 7000012387 | 160 | 1700 | 10 | CIVIL WORKS | 100004518 | 995433 |  | 18 |  | Excavation in all kind of soil including rock for all leads and lifts, backfilling, disposal of surplus earth within a lead up to2Km as per technical specification. The surplus earth shall be roughly graded . | M3 | 375 |  | Included | 0 | 0 | 0
12 | 7000012387 | 160 | 1700 | 20 | CIVIL WORKS | 100001325 | 995454 |  | 18 |  | Providing and laying of Plain Cement Concrete (PCC) (1:4:8) | M3 | 8 |  | Included | 0 | 0 | 0
13 | 7000012387 | 160 | 1700 | 30 | CIVIL WORKS | 100001754 | 995454 |  | 18 |  | Providing and laying of Reinforced Cement Concrete 1:1.5:3 including pre cast, shuttering, Grouting of pockets & underpinning butexcluding steel reinforcement | M3 | 38 |  | Included | 0 | 0 | 0
14 | 7000012387 | 160 | 1700 | 40 | CIVIL WORKS | 100001329 | 995454 |  | 18 |  | Steel Reinforcement | MT | 3 |  | Included | 0 | 0 | 0
15 | 7000012387 | 160 | 1700 | 60 | CIVIL WORKS | 100001412 | 995462 |  | 18 |  | Drain including culverts but excluding concrete & reinforcement steel-Section A-A | M | 200 |  | Included | 0 | 0 | 0
16 | 7000012387 | 160 | 1700 | 70 | CIVIL WORKS | 100001413 | 995462 |  | 18 |  | Drain including culverts but excluding concrete & reinforcement steel-Section B-B | M | 100 |  | Included | 0 | 0 | 0
17 | 7000012387 | 160 | 1700 | 80 | CIVIL WORKS | 100001414 | 995462 |  | 18 |  | Drain including culverts but excluding concrete & reinforcement steel-Section C-C | M | 50 |  | Included | 0 | 0 | 0
18 | 7000012387 | 160 | 1700 | 130 | CIVIL WORKS | 100001712 | 995428 |  | 18 |  | Removing,cleaning and washing of existing stones and respreading of stones in switchyard excluding PCC | M2 | 12000 |  | Included | 0 | 0 | 0
19 | 7000012387 | 160 | 1700 | 140 | CIVIL WORKS | 100001721 | 995428 |  | 18 |  | Supplying, filling and compacting stone boulders mixed with sand under foundations, roads, cable trenches, drains etc in layers notexceeding 250mm thickness including ramming, watering compacting | M3 | 50 |  | Included | 0 | 0 | 0
20 | 7000012387 | 160 | 1700 | 180 | CIVIL WORKS | 100002508 | 995429 |  | 18 |  | Dismantling of 220kV SA along with Support Structure | EA | 12 |  | Included | 0 | 0 | 0
21 | 7000012387 | 160 | 1700 | 190 | CIVIL WORKS | 100002506 | 995429 |  | 18 |  | Dismantling of 220kV CT along with Support Structure | EA | 18 |  | Included | 0 | 0 | 0
22 | 7000012387 | 160 | 1700 | 200 | CIVIL WORKS | 100004905 | 995429 |  | 18 |  | Dismantling of 245 kV CVT along with Support Structure | EA | 3 |  | Included | 0 | 0 | 0
23 | 7000012387 | 170 | 1710 | 10 | FOUNDATION BOLT | 100001674 | 995455 |  | 18 |  | Erection of 28mm dia foundation bolts including nuts, checknuts, washers and packplates. | EA | 132 |  | Included | 0 | 0 | 0
III | BTPS 220 kv extension | [16 empty] | 0
1 | 7000012388 | 280 | 1350 | 20 | 245kV, 40kA AIS EQUIPMENT | 100000461 | 998736 |  | 18 |  | 245kV, 1600A, 40 KA, 3-phase DoubleBreak Isolator with one E/S | EA | 4 |  | Included | 0 | 0 | 0
2 | 7000012388 | 280 | 1350 | 30 | 245kV, 40kA AIS EQUIPMENT | 100000462 | 998736 |  | 18 |  | 245kV, 1600A, 40 KA, 3-phase DoubleBreak Isolator with two E/S | EA | 3 |  | Included | 0 | 0 | 0
3 | 7000012388 | 280 | 1350 | 40 | 245kV, 40kA AIS EQUIPMENT | 100000464 | 998736 |  | 18 |  | 245kV, 1600A, 40 KA, 3-phase DoubleBreak Tandem Isolator without E/S | EA | 5 |  | Included | 0 | 0 | 0
4 | 7000012388 | 280 | 1350 | 50 | 245kV, 40kA AIS EQUIPMENT | 100000484 | 998736 |  | 18 |  | 216kV Surge Arrester (1-phase) | EA | 6 |  | Included | 0 | 0 | 0
5 | 7000012388 | 280 | 1350 | 60 | 245kV, 40kA AIS EQUIPMENT | 100001907 | 998736 |  | 18 |  | 245 kV,1 phase Bus Post Insulator (except for Line Traps) | EA | 16 |  | Included | 0 | 0 | 0
6 | 7000012388 | 280 | 1350 | 70 | 245kV, 40kA AIS EQUIPMENT | 100000443 | 998736 |  | 18 |  | 245 kV, 1600A, 40KA, 1-Phase CurrentTransformer with 120% extended currentrating | EA | 12 |  | Included | 0 | 0 | 0
7 | 7000012388 | 280 | 1350 | 80 | 245kV, 40kA AIS EQUIPMENT | 100000878 | 998734 |  | 18 |  | 220kV, 1600A, 0.5mH, 40 kA Line Trap | EA | 2 |  | Included | 0 | 0 | 0
8 | 7000012388 | 280 | 1350 | 90 | 245kV, 40kA AIS EQUIPMENT | 100000448 | 998736 |  | 18 |  | 245 kV, 4400pf Capacitive Voltage Transformer (1- Phase) | EA | 3 |  | Included | 0 | 0 | 0
9 | 7000012388 | 280 | 1350 | 100 | 245kV, 40kA AIS EQUIPMENT | 100013801 | 998736 |  | 18 |  | 245KV, 1600A, 40 KA, 3-PHASE DOUBLE BREAK TANDEM ISOLATOR WITH ONE E/S | EA | 1 |  | Included | 0 | 0 | 0
10 | 7000012388 | 290 | 1430 | 20 | Erection Hardware for 220 kV DMT Type S | 100000488 | 998731 |  | 18 |  | Erection Hardware for 220kV layout (Double Main and Transfer Scheme as per SLD)-Bus Coupler Bay as per specification | SET | 1 |  | Included | 0 | 0 | 0
11 | 7000012388 | 290 | 1430 | 30 | Erection Hardware for 220 kV DMT Type S | 100000487 | 998731 |  | 18 |  | Erection Hardware for 220kV layout (Double Main and Transfer Scheme as per SLD)-Transfer Bus Coupler Bay as per specification | SET | 1 |  | Included | 0 | 0 | 0
12 | 7000012388 | 290 | 1430 | 40 | Erection Hardware for 220 kV DMT Type S | 100000485 | 998731 |  | 18 |  | Erection Hardware for 220kV layout (Double Main and Transfer Scheme as per SLD)-Line Bay as per specification | SET | 2 |  | Included | 0 | 0 | 0
13 | 7000012388 | 300 | 1680 | 10 | Equipment support structures | 100001225 | 995455 |  | 18 |  | Erection of Pipe Structure - 220 kV 1-Phase BPI including nuts, bolts, all type of washers, packplates, step bolts and gusset platesexcluding foundation bolts | EA | 16 |  | Included | 0 | 0 | 0
14 | 7000012388 | 300 | 1680 | 20 | Equipment support structures | 100001220 | 995455 |  | 18 |  | Erection of Pipe Structure - 220 kV 1-Phase CT including nuts, bolts, all type of washers, packplates, step bolts and gusset platesexcluding foundation bolts | EA | 12 |  | Included | 0 | 0 | 0
15 | 7000012388 | 300 | 1680 | 30 | Equipment support structures | 100001222 | 995455 |  | 18 |  | Erection of Pipe Structure - 220 kV 3-Phase ISOLATOR including nuts, bolts, all type of washers, packplates, step bolts and gussetplates excluding foundation bolts | EA | 13 |  | Included | 0 | 0 | 0
16 | 7000012388 | 300 | 1680 | 40 | Equipment support structures | 100001224 | 995455 |  | 18 |  | Erection of Pipe Structure - 220 kV 1-Phase SA including nuts, bolts, all type of washers, packplates, step bolts and gusset platesexcluding foundation bolts | EA | 6 |  | Included | 0 | 0 | 0
17 | 7000012388 | 300 | 1680 | 50 | Equipment support structures | 100001221 | 995455 |  | 18 |  | Erection of Pipe Structure - 220 kV 1-Phase CVT including nuts, bolts, all type of washers, packplates, step bolts and gusset platesexcluding foundation bolts | EA | 3 |  | Included | 0 | 0 | 0
18 | 7000012388 | 320 | 1700 | 10 | CIVIL WORKS | 100004518 | 995433 |  | 18 |  | Excavation in all kind of soil including rock for all leads and lifts, backfilling, disposal of surplus earth within a lead up to2Km as per technical specification. The surplus earth shall be roughly graded . | M3 | 957 |  | Included | 0 | 0 | 0
19 | 7000012388 | 320 | 1700 | 20 | CIVIL WORKS | 100001325 | 995454 |  | 18 |  | Providing and laying of Plain Cement Concrete (PCC) (1:4:8) | M3 | 33 |  | Included | 0 | 0 | 0
20 | 7000012388 | 320 | 1700 | 30 | CIVIL WORKS | 100001327 | 995454 |  | 18 |  | Providing and laying of Reinforced Cement Concrete M25 mix including pre cast, shuttering, Grouting of pockets & underpinning butexcluding steel reinforcement | M3 | 201 |  | Included | 0 | 0 | 0
21 | 7000012388 | 320 | 1700 | 40 | CIVIL WORKS | 100001329 | 995454 |  | 18 |  | Steel Reinforcement | MT | 14 |  | Included | 0 | 0 | 0
22 | 7000012388 | 320 | 1700 | 50 | CIVIL WORKS | 100001331 | 995455 |  | 18 |  | Misc. Structural steel including rails, embedments, edge protection angles, gratings etc. but excluding the reinforcement steel andsteel for lattice and pipe structures. | MT | 9 |  | Included | 0 | 0 | 0
23 | 7000012388 | 320 | 1700 | 60 | CIVIL WORKS | 100001735 | 995462 |  | 18 |  | RCC culverts and cable trench crossings including supplying and laying hume pipe 250mm dia of grade (NP-3) excluding concrete as perspecification. | M | 50 |  | Included | 0 | 0 | 0
24 | 7000012388 | 320 | 1700 | 70 | CIVIL WORKS | 100001736 | 995462 |  | 18 |  | RCC culverts and cable trench crossings including supplying and laying hume pipe 300mm dia of grade (NP-3) excluding concrete as perspecification. | M | 50 |  | Included | 0 | 0 | 0
25 | 7000012388 | 320 | 1700 | 80 | CIVIL WORKS | 100001737 | 995462 |  | 18 |  | RCC culverts and cable trench crossings including supplying and laying hume pipe 450mm dia of grade (NP-3) excluding concrete as perspecification. | M | 50 |  | Included | 0 | 0 | 0
26 | 7000012388 | 320 | 1700 | 90 | CIVIL WORKS | 100001408 | 995462 |  | 18 |  | Supplying & laying hume pipe of grade (NP-3) excluding reinforcement and concrete as per drawing-600mm dia | M | 50 |  | Included | 0 | 0 | 0
27 | 7000012388 | 320 | 1700 | 100 | CIVIL WORKS | 100001412 | 995462 |  | 18 |  | Drain including culverts but excluding concrete & reinforcement steel-Section A-A | M | 200 |  | Included | 0 | 0 | 0
28 | 7000012388 | 320 | 1700 | 110 | CIVIL WORKS | 100001413 | 995462 |  | 18 |  | Drain including culverts but excluding concrete & reinforcement steel-Section B-B | M | 100 |  | Included | 0 | 0 | 0
29 | 7000012388 | 320 | 1700 | 120 | CIVIL WORKS | 100001414 | 995462 |  | 18 |  | Drain including culverts but excluding concrete & reinforcement steel-Section C-C | M | 50 |  | Included | 0 | 0 | 0
30 | 7000012388 | 320 | 1700 | 130 | CIVIL WORKS | 100001712 | 995428 |  | 18 |  | Removing,cleaning and washing of existing stones and respreading of stones in switchyard excluding PCC | M2 | 7200 |  | Included | 0 | 0 | 0
31 | 7000012388 | 320 | 1700 | 140 | CIVIL WORKS | 100001721 | 995428 |  | 18 |  | Supplying, filling and compacting stone boulders mixed with sand under foundations, roads, cable trenches, drains etc in layers notexceeding 250mm thickness including ramming, watering compacting | M3 | 100 |  | Included | 0 | 0 | 0
32 | 7000012388 | 320 | 1700 | 150 | CIVIL WORKS | 100001433 | 995435 |  | 18 |  | Soil Investigation: As per technical specification including all laboratory and field tests, report and recommendations. | LOT | 1 |  | Included | 0 | 0 | 0
33 | 7000012388 | 320 | 1700 | 200 | CIVIL WORKS | 100002507 | 995429 |  | 18 |  | Dismantling of 220kV Isolator along with Support Structure | EA | 13 |  | Included | 0 | 0 | 0
34 | 7000012388 | 320 | 1700 | 210 | CIVIL WORKS | 100004905 | 995429 |  | 18 |  | Dismantling of 245 kV CVT along with Support Structure | EA | 3 |  | Included | 0 | 0 | 0
35 | 7000012388 | 320 | 1700 | 220 | CIVIL WORKS | 100002508 | 995429 |  | 18 |  | Dismantling of 220kV SA along with Support Structure | EA | 6 |  | Included | 0 | 0 | 0
36 | 7000012388 | 320 | 1700 | 230 | CIVIL WORKS | 100002506 | 995429 |  | 18 |  | Dismantling of 220kV CT along with Support Structure | EA | 12 |  | Included | 0 | 0 | 0
37 | 7000012388 | 320 | 1700 | 240 | CIVIL WORKS | 100002509 | 995429 |  | 18 |  | Dismantling of 220kV BPI along with Support Structuret | EA | 16 |  | Included | 0 | 0 | 0
38 | 7000012388 | 320 | 1700 | 270 | CIVIL WORKS | 100003295 | 995429 |  | 18 |  | Dismantling of RCC in foundation including disposal of debris and reinforcement bars of dismantled RCC works within substationboundaries as per direction of enginner incahrge | M3 | 37 |  | Included | 0 | 0 | 0
39 | 7000012388 | 330 | 1710 | 10 | FOUNDATION BOLT | 100001674 | 995455 |  | 18 |  | Erection of 28mm dia foundation bolts including nuts, checknuts, washers and packplates. | EA | 460 |  | Included | 0 | 0 | 0
[11 empty] | Total Installation Charges |  |  |  | 0 |  |  | 0
[11 empty] | Total GST as confirmed by Bidder |  |  |  |  | 0
* | In case the bidder leaves the cell for confirmation of the SAC and/or GST rate “blank”, the SAC and corresponding GST rate indicated by the Employer shall be deemed to be the one confirmed by the Bidder.
Date : |  |  | --
Place : | [11 empty] | Printed Name :
Designation :
Click for Sch-4

## Sch-3 Dis (hidden)
Specification No.: CC-CS/1047-NER/SS-4186/3/G3 |  |  |  |  | Schedule - 3
Substation Package-SS77 associated with (i) Augmentation of 220/132kV Salakati s/s including 1x100MVA, 220/132kV transformer under NERSS-XI ii) Extension of 220/132kV Salakati s/s under NERSS- XII iii) Extension of 220kV BTPS Substations under NERSS-XII. | [7 empty] | As per Lum-sum |  | 0%
(SCHEDULE OF RATES AND PRICES : ERECTION CHARGES) | [7 empty] | AS per Percent |  | #REF!
[8 empty] | As per lum-sum on Sch-3 |  | 0%
Bidder’s Name and Address (Lead Partner) : |  |  |  | To: |  |  |  | As per Percent on Sch-3 |  | #REF!
|  |  |  | Contracts Services, 3rd Floor |  |  |  | Total Discount |  | #REF!
Name : |  |  |  | Power Grid Corporation of India Ltd.,
Address : |  |  |  | "Saudamini", Plot No.-2
|  |  |  | Sector-29, |  |  |  | Multipackage lum-sum |  | 0%
Gurgaon (Haryana) - 122001
[5 empty] | All Prices are in Indian Rupees. |  |  |  | Amount after Discount (Rs.) |  | Dis Alert | Amount after MPD (Rs.)
SI. No. | Description | Unit | Quantity | Unit Erection Charges | Total Erection Charges |  |  |  | Unit Erection Charges | Total Erection Charges |  | Unit Erection Charges | Total Erection Charges
1 | 2 | 3 | 4 | 5 | 6 = 4 x 5 |  |  |  | 5 | 6 = 4 x 5 |  | 5 | 6 = 4 x 5
#REF! | #REF!
#REF! | #REF!
| #REF! | #REF! | #REF! | #REF! | #REF!
| #REF! | #REF! | #REF! | #REF! | #REF!
#REF! | #REF! |  |  |  |  | (a) | Detailed Soil Investigation
| #REF! | #REF! | #REF! | #REF! | #REF! | (b) | All kinds of soil except fissured rock & hard rock
| #REF! | #REF! | #REF! | #REF! | #REF! | (e) | River Crossing Location
| #REF! | #REF! | #REF! | #REF! | #REF! | (f)
#REF! | #REF!
| #REF! | #REF! | #REF! | #REF! | #REF!
| #REF! | #REF! | #REF! | #REF! | #REF!
| #REF! | #REF! | #REF! | #REF! | #REF!
#REF! | #REF!
#REF! | #REF!
| #REF! | #REF! | #REF! | #REF! | #REF!
| #REF! | #REF! | #REF! | #REF! | #REF!
| #REF! | #REF! | #REF! | #REF! | #REF!
| #REF! | #REF! | #REF! | #REF! | #REF!
| #REF! | #REF! | #REF! | #REF! | #REF!
#REF! | #REF!
| #REF! | #REF! | #REF! | #REF! | #REF!
| #REF! | #REF! | #REF! | #REF! | #REF!
#REF! | #REF! | #REF! | #REF! | #REF! | #REF!
#REF! | #REF! | #REF! | #REF! | #REF! | #REF!
#REF! | #REF!
| #REF! | #REF! | #REF! | #REF! | #REF!
#REF! | #REF!
| #REF! | #REF! | #REF! | #REF! | #REF!
| #REF! | #REF! | #REF! | #REF! | #REF!
#REF! | #REF!
| #REF! | #REF! | #REF! | #REF! | #REF!
| #REF! | #REF! | #REF! | #REF! | #REF!
| #REF! | #REF! | #REF! | #REF! | #REF!
| #REF! | #REF! | #REF! | #REF! | #REF!
| #REF! | #REF! | #REF! | #REF! | #REF!
| #REF! | #REF! | #REF! | #REF! | #REF!
#REF!
| #REF! | #REF! | #REF! | #REF! | #REF!
| #REF! | #REF! | #REF! | #REF! | #REF!
| #REF! | #REF! | #REF! | #REF! | #REF!
| #REF! | #REF! | #REF! | #REF! | #REF!
#REF! | #REF!
#REF!
| #REF! | #REF! | #REF! | #REF! | #REF!
#REF! | #REF!
#REF! | #REF! | #REF! | #REF! | #REF! | #REF!
#REF! | #REF!
#REF! | #REF! | #REF! | #REF! | #REF! | #REF!
#REF! | #REF! | #REF! | #REF! | #REF! | #REF!
#REF! | #REF!
| #REF! | #REF! | #REF! | #REF! | #REF!
| Total Erection Price (A+B) |  |  |  | #REF!
Date : | --
Place : |  |  | Printed Name :
Designation :
Click for Sch-4

## Sch-4
Specification No.: CC-CS/1047-NER/SS-4186/3/G3 | [15 empty] | Schedule - 4
Substation Package-SS77 associated with (i) Augmentation of 220/132kV Salakati s/s including 1x100MVA, 220/132kV transformer under NERSS-XI ii) Extension of 220/132kV Salakati s/s under NERSS- XII iii) Extension of 220kV BTPS Substations under NERSS-XII.
(SCHEDULE OF RATES AND PRICES )
Bidder’s Name and Address (Lead Partner) : | [14 empty] | To:
Contracts Services, 3rd Floor
Name : | [14 empty] | Power Grid Corporation of India Ltd.,
Address : | [14 empty] | "Saudamini", Plot No.-2
Sector-29,
Gurgaon (Haryana) - 122001
Training Charges for Training to be imparted
SI. No. | PR No | PR Line Item No | Activity Header | PR Activity No | Activity Description | Service Code | SAC (Service Accounting Codes) | Whether SAC in column '8’ is confirmed. If not indicate applicable the SAC * | Rate of GST applicable ( in %) | Whether rate of GST in column ‘4’ is confirmed. If not indicate applicable rate of GST * | Description | Unit | Quantity | Unit Training Charges excluding GST | Total Training Charges excluding GST | Total GST as confirmed by Bidder
1 | 2 | 3 | 4 | 5 | 6 | 7 | 8 | 9 | 10 | 11 | 12 | 13 | 14 | 15 | 16 = 14 x 15 | 17
[17 empty] | Revaluation of J column | Tax Calculation
NOT APPLICABLE | [16 empty] | Revaluation of J column | Tax Calculation
[15 empty] | Included | 0 | 0 | 0
[9 empty] | Total Training Charges | [5 empty] | 0 |  |  | 0
[9 empty] | Total GST as confirmed by Bidder | [6 empty] | 0
Date : | -- | [12 empty] | Printed Name :
Place : | [13 empty] | Designation :
Click for Sch-5

## Sch-4b (hidden)
Specification No.: CC-CS/1047-NER/SS-4186/3/G3 | [15 empty] | Schedule - 4b
Substation Package-SS77 associated with (i) Augmentation of 220/132kV Salakati s/s including 1x100MVA, 220/132kV transformer under NERSS-XI ii) Extension of 220/132kV Salakati s/s under NERSS- XII iii) Extension of 220kV BTPS Substations under NERSS-XII.
(SCHEDULE OF RATES AND PRICES )
Bidder’s Name and Address (Lead Partner) : | [14 empty] | To:
Contracts Services, 3rd Floor
Name : | [14 empty] | Power Grid Corporation of India Ltd.,
Address : | [14 empty] | "Saudamini", Plot No.-2
Sector-29,
Gurgaon (Haryana) - 122001
Maintenance Charges during & after Defect Laibility Period
SI. No. | PR No | PR Line Item No | Activity Header | PR Activity No | Activity Description | Service Code | SAC (Service Accounting Codes) | Whether SAC in column '8’ is confirmed. If not indicate applicable the SAC * | Rate of GST applicable ( in %) | Whether rate of GST in column ‘4’ is confirmed. If not indicate applicable rate of GST * | Description | Unit | Quantity | Unit Maintenance Charges excluding GST | Total Maintenance Charges excluding GST | Total GST as confirmed by Bidder
1 | 2 | 3 | 4 | 5 | 6 | 7 | 8 | 9 | 10 | 11 | 12 | 13 | 14 | 15 | 16 = 14 x 15 | 17
| 0 | [15 empty] | Revaluation of P column | Tax Calculation
A. | #REF! | [15 empty] | Revaluation of P column | Tax Calculation
1 | [14 empty] | Included | 0 | 0 | 0
2 | [14 empty] | Included | 0 | 0 | 0
3 | [14 empty] | Included | 0 | 0 | 0
4 | [14 empty] | Included | 0 | 0 | 0
B. | #REF! | [15 empty] | Revaluation of P column | Tax Calculation
1 | [14 empty] | Included | 0 | 0 | 0
2 | [14 empty] | Included | 0 | 0 | 0
3 | [14 empty] | Included | 0 | 0 | 0
4 | [14 empty] | Included | 0 | 0 | 0
[9 empty] | Total Maintenance Charges during and after Defect Liabilty Period | [5 empty] | 0 |  |  | 0
[9 empty] | Total GST as confirmed by Bidder | [6 empty] | 0
Date : | -- | [12 empty] | Printed Name :
Place : | [13 empty] | Designation :
Click for Sch-5

## Sch-5
Specification No.: CC-CS/1047-NER/SS-4186/3/G3 |  |  |  | Schedule - 5
Substation Package-SS77 associated with (i) Augmentation of 220/132kV Salakati s/s including 1x100MVA, 220/132kV transformer under NERSS-XI ii) Extension of 220/132kV Salakati s/s under NERSS- XII iii) Extension of 220kV BTPS Substations under NERSS-XII.
(SUMMARY OF TAXES & DUTIES APPLICABLE ON PLANT & EQUIPMENT)
Bidder’s Name and Address (Lead Partner) : |  |  | To:
Contracts Services, 3rd Floor
Name : |  |  | Power Grid Corporation of India Ltd.,
Address : |  |  | "Saudamini", Plot No.-2
Sector-29,
Gurgaon (Haryana) - 122001
Sl. No. | Item Nos. |  | Total Price (INR) |  | After Discount |  | After MPDiscount
1 | TOTAL GST ON GOODS |  |  |  | Excise Duty | #REF! | Excise Duty | #REF!
| Total GST for Supply of Goods (inter-alia including Type Test Charges) between the Contractor and the Employer (identified in Schedule 1') which are not included in the Ex-works price as per the provision of the Bidding Documents, as applicable. |  | 0
2 | TOTAL GST ON SERVICES |  |  |  | Sales Tax | 0 | Sales Tax | 0
| Total GST on Installation Services (Schedule-3), Training to be imparted in India (Schedule-4) |  | 0 |  | #REF! | 0 | #REF! | 0
| GRAND TOTAL [1+2] |  | 0 |  | Grand Total after Discount | #REF! | Grand Total after MPD | #REF!
Date : | -- | Printed Name :
Place : |  | Designation :
Click for Sch-6

## Sch-5 Dis (hidden)
Specification No.: CC-CS/1047-NER/SS-4186/3/G3 |  |  |  | Schedule - 5
Substation Package-SS77 associated with (i) Augmentation of 220/132kV Salakati s/s including 1x100MVA, 220/132kV transformer under NERSS-XI ii) Extension of 220/132kV Salakati s/s under NERSS- XII iii) Extension of 220kV BTPS Substations under NERSS-XII.
SUMMARY OF TAXES & DUTIES APPLICABLE ON GOODS
Bidder’s Name and Address (Lead Partner) : |  |  | To:
Contracts Services, 3rd Floor
Name : |  |  | Power Grid Corporation of India Ltd.,
Address : |  |  | "Saudamini", Plot No.-2
Sector-29,
Gurgaon (Haryana) - 122001
Sl. No. | Item Nos. |  | Total Price (INR)
1 | TOTAL GST ON GOODS |  | 0
Total GST for Supply of Goods (inter-alia including Type Test Charges) between the Contractor and the Employer (identified in Schedule 1') which are not included in the Ex-works price as per the provision of the Bidding Documents, as applicable.
2 | TOTAL GST ON SERVICES |  | 0
Total GST on Installation Services (Schedule-3), Training to be imparted in India (Schedule-4a) and Maintenance Charges during and after Defect Liabilty Period (Schedule-4b)
| GRAND TOTAL [1+2] |  | 0
Date : | -- | Printed Name :
Place : |  | Designation :
Click for Sch-6

## Sch-6
Specification No.: CC-CS/1047-NER/SS-4186/3/G3 |  |  | Schedule - 6
Substation Package-SS77 associated with (i) Augmentation of 220/132kV Salakati s/s including 1x100MVA, 220/132kV transformer under NERSS-XI ii) Extension of 220/132kV Salakati s/s under NERSS- XII iii) Extension of 220kV BTPS Substations under NERSS-XII.
(GRAND SUMMARY)
Bidder’s Name and Address (Lead Partner) : |  |  | To:
Contracts Services, 3rd Floor
Name : |  |  | Power Grid Corporation of India Ltd.,
Address : |  |  | "Saudamini", Plot No.-2
Sector-29,
Gurgaon (Haryana) - 122001
Sl. No. | Description |  | Total Price (INR)
1 | TOTAL SCHEDULE NO. 1 |  | 0
Ex-works price of Plant and Equipment including Type Test Charges
2 | TOTAL SCHEDULE NO. 2 |  | 0
Local Transportation, In-transit Insurance, loading & unloading
3 | TOTAL SCHEDULE NO. 3 |  | 0
Installation Charges
4 | TOTAL SCHEDULE NO. 4 |  | 0
Training Charges
4b | TOTAL SCHEDULE NO. 4b |  | 0
Maintenance Charges during & after Defect Laibility Period
5 | TOTAL SCHEDULE NO. 5 |  | 0
Taxes and Duties
6 | TOTAL SCHEDULE NO. 7 |  | 0
Type Test Charges [Total of this Schedule is included in Schedule - 1 above.]
| GRAND TOTAL [1+2+3+4+5] |  | 0
Date : | -- | Printed Name :
Place : |  | Designation :
Click for Sch-7

## Sch-6 After Discount
Specification No.: CC-CS/1047-NER/SS-4186/3/G3 |  |  | Schedule - 6 After Discount
Substation Package-SS77 associated with (i) Augmentation of 220/132kV Salakati s/s including 1x100MVA, 220/132kV transformer under NERSS-XI ii) Extension of 220/132kV Salakati s/s under NERSS- XII iii) Extension of 220kV BTPS Substations under NERSS-XII.
(GRAND SUMMARY)
Bidder’s Name and Address (Lead Partner) : |  |  | To:
Contracts Services, 3rd Floor
Name : |  |  | Power Grid Corporation of India Ltd.,
Address : |  |  | "Saudamini", Plot No.-2
Sector-29,
Gurgaon (Haryana) - 122001
Sl. No. | Description |  | Total Price (INR)
1 | TOTAL SCHEDULE NO. 1 |  | 0
Ex-works price of Plant and Equipment including Type Test Charges
2 | TOTAL SCHEDULE NO. 2 |  | 0
Local Transportation, In-transit Insurance, loading & unloading
3 | TOTAL SCHEDULE NO. 3 |  | 0
Installation Charges
4 | TOTAL SCHEDULE NO. 4 |  | 0
Training Charges
4b | TOTAL SCHEDULE NO. 4b |  | 0
Maintenance Charges during & after Defect Laibility Period
5 | TOTAL SCHEDULE NO. 5 |  | 0
Taxes and Duties
6 | TOTAL SCHEDULE NO. 7 |  | 0
Type Test Charges [Total of this Schedule is included in Schedule - 1 above.]
| GRAND TOTAL [1+2+3+4+5] |  | 0
Date : | -- | Printed Name :
Place : |  | Designation :
Click for Sch-7

## Sch-7
Specification No.: CC-CS/1047-NER/SS-4186/3/G3 | [11 empty] | Schedule 7
Substation Package-SS77 associated with (i) Augmentation of 220/132kV Salakati s/s including 1x100MVA, 220/132kV transformer under NERSS-XI ii) Extension of 220/132kV Salakati s/s under NERSS- XII iii) Extension of 220kV BTPS Substations under NERSS-XII. | [15 empty] | As per Lum-sum |  | 0%
(SCHEDULE OF RATES AND PRICES ) | [15 empty] | AS per Percent |  | #REF!
[16 empty] | As per lum-sum on Sch-7 |  | 0%
Bidder’s Name and Address (Lead Partner) : | [9 empty] | To: | [5 empty] | As per Percent on Sch-7 |  | #REF!
[10 empty] | Contracts Services, 3rd Floor | [5 empty] | Total Discount |  | #REF!
Name : | [9 empty] | Power Grid Corporation of India Ltd.,
Address : | [9 empty] | "Saudamini", Plot No.-2
[10 empty] | Sector-29, | [5 empty] | Multipackage Discount |  | 0%
Gurgaon (Haryana) - 122001
Type tests on Earthwire, Hardwar Fittings & accessories of conductor & earthwire:
SL. NO. | PR No | Line Item No | Code | HSN Code | Whether HSN in column ‘2’ is confirmed. If not indicate applicable the HSN code * | Rate of GST applicable ( in %) | Whether rate of GST in column ‘4’ is confirmed. If not indicate applicable rate of GST * | Description of Test | Unit | Quantity | Unit Test Charge | Total Test Charges (Rs.) | Total GST as confirmed by Bidder | Revaluation of M column | Tax Calculation |  | Total Test Charges After Discount (Rs.) |  | Dis Alert | Total Test Charges After MPD (Rs.)
1 | 2 | 3 | 4 | 5 | 6 | 7 | 8 | 9 | 10 | 11 | 12 | 13 = 10 x 11 | 14
I
1 | [11 empty] | Included | 0 | 0 | 0
2 | [11 empty] | Included | 0 | 0 | 0
NOT APPLICABLE
[8 empty] | TOTAL TYPE TEST CHARGES |  |  |  | 0
[8 empty] | Total GST as confirmed by Bidder |  |  |  |  | 0
Date : |  |  |  | -- |  |  |  |  | Printed Name :
Place : | [8 empty] | Designation :
Note : |  |  |  | Bidder should indicate the name of test laboratories where type tests are proposed to be conducted
Specification No.: CC-CS/1047-NER/SS-4186/3/G3
Substation Package-SS77 associated with (i) Augmentation of 220/132kV Salakati s/s including 1x100MVA, 220/132kV transformer under NERSS-XI ii) Extension of 220/132kV Salakati s/s under NERSS- XII iii) Extension of 220kV BTPS Substations under NERSS-XII. | [7 empty] | 0 | 0
(SCHEDULE OF RATES AND PRICES ) | [7 empty] | 0 | 0
Bidder’s Name and Address (Lead Partner) :
[8 empty] | 0 | 0
Name : | [8 empty] | 0
Address : | [8 empty] | 0
0
0
SL. NO. | [7 empty] | Description of Test | #REF!
#REF! | [7 empty] | #REF! | #REF!
#REF! | [7 empty] | #REF!
#REF! | [7 empty] | #REF! | #REF!
#REF! | [7 empty] | #REF! | #REF!
[8 empty] | #REF! | #REF!
#REF! | [7 empty] | #REF!
#REF! | [7 empty] | #REF!
#REF! | [7 empty] | #REF!
#REF! | [7 empty] | #REF! | #REF!
#REF! | [7 empty] | #REF! | #REF!
#REF! | [7 empty] | #REF! | #REF!
#REF! | [7 empty] | #REF! | #REF!
[8 empty] | #REF! | #REF!
#REF! | [7 empty] | #REF!
#REF! | [7 empty] | #REF! | #REF!
#REF! | [7 empty] | #REF! | #REF!
#REF! | [7 empty] | #REF! | #REF!
#REF! | [7 empty] | #REF! | #REF!
[8 empty] | #REF! | #REF!
#REF! | [7 empty] | #REF!
#REF! | [7 empty] | #REF! | #REF!
#REF! | [7 empty] | #REF! | #REF!
#REF! | [7 empty] | #REF! | #REF!
[8 empty] | #REF! | #REF!
#REF! | [7 empty] | #REF!
#REF! | [7 empty] | #REF! | #REF!
#REF! | [7 empty] | #REF! | #REF!
#REF! | [7 empty] | #REF! | #REF!
[8 empty] | #REF! | #REF!
#REF! | [7 empty] | #REF!
#REF! | [7 empty] | #REF! | #REF!
#REF! | [7 empty] | #REF! | #REF!
#REF! | [7 empty] | #REF! | #REF!
#REF! | [7 empty] | #REF! | #REF!
[8 empty] | #REF! | #REF!
[8 empty] | #REF! | #REF!
#REF! | [7 empty] | #REF!
#REF! | [7 empty] | #REF!
#REF! | [7 empty] | #REF! | #REF!
#REF! | [7 empty] | #REF! | #REF!
#REF! | [7 empty] | #REF! | #REF!
[8 empty] | #REF! | #REF!
[8 empty] | #REF! | #REF!
#REF! | [7 empty] | #REF!
#REF! | [7 empty] | #REF!
#REF! | [7 empty] | #REF! | #REF!
#REF! | [7 empty] | #REF! | #REF!
#REF! | [7 empty] | #REF! | #REF!
#REF! | [7 empty] | #REF! | #REF!
#REF! | [7 empty] | #REF! | #REF!
[8 empty] | #REF! | #REF!
#REF! | [7 empty] | #REF!
#REF! | [7 empty] | #REF! | #REF!
#REF! | [7 empty] | #REF! | #REF!
#REF! | [7 empty] | #REF! | #REF!
#REF! | [7 empty] | #REF! | #REF!
#REF! | [7 empty] | #REF! | #REF!
#REF! | [7 empty] | #REF! | #REF!
[8 empty] | #REF! | #REF!
#REF! | [7 empty] | #REF!
#REF! | [7 empty] | #REF! | #REF!
#REF! | [7 empty] | #REF! | #REF!
#REF! | [7 empty] | #REF! | #REF!
#REF! | [7 empty] | #REF! | #REF!
#REF! | [7 empty] | #REF! | #REF!
#REF! | [7 empty] | #REF! | #REF!
#REF! | [7 empty] | #REF! | #REF!
#REF! | [7 empty] | #REF! | #REF!
#REF! | [7 empty] | #REF! | #REF!
[8 empty] | #REF! | #REF!
#REF! | [7 empty] | #REF!
#REF! | [7 empty] | #REF! | #REF!
#REF! | [7 empty] | #REF! | #REF!
#REF! | [7 empty] | #REF! | #REF!
[8 empty] | #REF! | #REF!
#REF! | [7 empty] | #REF!
#REF! | [7 empty] | #REF! | #REF!
#REF! | [7 empty] | #REF! | #REF!
#REF! | [7 empty] | #REF! | #REF!
[8 empty] | #REF! | #REF!
#REF! | [7 empty] | #REF!
#REF! | [7 empty] | #REF! | #REF!
#REF! | [7 empty] | #REF! | #REF!
[8 empty] | #REF! | #REF!
#REF! | [7 empty] | #REF!
#REF! | [7 empty] | #REF! | #REF!
#REF! | [7 empty] | #REF! | #REF!
#REF! | [7 empty] | #REF! | #REF!
#REF! | [7 empty] | #REF! | #REF!
#REF! | [7 empty] | #REF! | #REF!
#REF! | [7 empty] | #REF! | #REF!
[8 empty] | #REF! | #REF!
#REF! | [7 empty] | #REF!
#REF! | [7 empty] | #REF! | #REF!
#REF! | [7 empty] | #REF! | #REF!
#REF! | [7 empty] | #REF! | #REF!
#REF! | [7 empty] | #REF! | #REF!
#REF! | [7 empty] | #REF!
#REF! | [7 empty] | #REF! | #REF!
#REF! | [7 empty] | #REF! | #REF!
#REF! | [7 empty] | #REF! | #REF!
#REF! | [7 empty] | #REF! | #REF!
[8 empty] | #REF! | #REF!
[8 empty] | #REF! | #REF!
[8 empty] | #REF! | #REF!
Click for Bid Form 2nd Envelope

## Sch-7 Dis (hidden)
Specification No.: CC-CS/1047-NER/SS-4186/3/G3
Substation Package-SS77 associated with (i) Augmentation of 220/132kV Salakati s/s including 1x100MVA, 220/132kV transformer under NERSS-XI ii) Extension of 220/132kV Salakati s/s under NERSS- XII iii) Extension of 220kV BTPS Substations under NERSS-XII. | [6 empty] | As per Lum-sum |  | 0%
(SCHEDULE OF RATES AND PRICES : TYPE TEST CHARGES) | [6 empty] | AS per Percent |  | #REF!
[7 empty] | As per lum-sum on Sch-7 |  | 0%
Bidder’s Name and Address (Lead Partner) : |  |  |  | To: |  |  | As per Percent on Sch-7 |  | #REF!
|  |  |  | Contracts Services, 3rd Floor |  |  | Total Discount |  | #REF!
Name : |  |  |  | Power Grid Corporation of India Ltd.,
Address : |  |  |  | "Saudamini", Plot No.-2
|  |  |  | Sector-29, |  |  | Multipackage Discount |  | 0%
Gurgaon (Haryana) - 122001
Type Tests on Earthwire
SL. NO. | Description of Test | Unit | Quantity | Unit Test Charge | Total Test Charges (Rs.) |  |  | Total Test Charges After Discount (Rs.) |  | Dis Alert | Total Test Charges After MPD (Rs.)
I | #REF!
(a) | #REF! | #REF! | #REF! | #REF! | #REF!
(b) | #REF! | #REF! | #REF! | #REF! | #REF!
| Sub-Total (I) |  |  |  | #REF!
| TOTAL TEST CHARGES (I) |  |  |  | #REF!
[7 empty] | Discount Sche-7 | #REF! |  | MPD Sche-7 | #REF!
[7 empty] | Dis Alert | #REF!
Signature :
Date : | -- | Printed Name :
Place : |  | Designation :
Common Seal :
Note : | Bidder should indicate the name of test laboratories where type tests are proposed to be conducted
Specification No.: CC-CS/1047-NER/SS-4186/3/G3
Substation Package-SS77 associated with (i) Augmentation of 220/132kV Salakati s/s including 1x100MVA, 220/132kV transformer under NERSS-XI ii) Extension of 220/132kV Salakati s/s under NERSS- XII iii) Extension of 220kV BTPS Substations under NERSS-XII. | 0 | 0 |  |  |  | 0
(SCHEDULE OF RATES AND PRICES : TYPE TEST CHARGES) | 0 | 0 |  |  |  | 0
Bidder’s Name and Address (Lead Partner) : | [5 empty] | 0
| 0 | 0 |  |  |  | 0
Name : |  | 0 |  |  |  | 0
Address : |  | 0 |  |  |  | 0
|  | 0 |  |  |  | 0
|  | 0 |  |  |  | 0
SL. NO. | Description of Test | 0
#REF! | #REF! | #REF!
#REF! | #REF!
#REF! | #REF! | #REF!
#REF! | #REF! | #REF!
| #REF! | #REF!
#REF! | #REF!
#REF! | #REF!
#REF! | #REF!
#REF! | #REF! | #REF!
#REF! | #REF! | #REF!
#REF! | #REF! | #REF!
#REF! | #REF! | #REF!
| #REF! | #REF!
#REF! | #REF!
#REF! | #REF! | #REF!
#REF! | #REF! | #REF!
#REF! | #REF! | #REF!
#REF! | #REF! | #REF!
| #REF! | #REF!
#REF! | #REF!
#REF! | #REF! | #REF!
#REF! | #REF! | #REF!
#REF! | #REF! | #REF!
| #REF! | #REF!
#REF! | #REF!
#REF! | #REF! | #REF!
#REF! | #REF! | #REF!
#REF! | #REF! | #REF!
| #REF! | #REF!
#REF! | #REF!
#REF! | #REF! | #REF!
#REF! | #REF! | #REF!
#REF! | #REF! | #REF!
#REF! | #REF! | #REF!
| #REF! | #REF!
| #REF! | #REF!
#REF! | #REF!
#REF! | #REF!
#REF! | #REF! | #REF!
#REF! | #REF! | #REF!
#REF! | #REF! | #REF!
| #REF! | #REF!
| #REF! | #REF!
#REF! | #REF!
#REF! | #REF!
#REF! | #REF! | #REF!
#REF! | #REF! | #REF!
#REF! | #REF! | #REF!
#REF! | #REF! | #REF!
#REF! | #REF! | #REF!
| #REF! | #REF!
#REF! | #REF!
#REF! | #REF! | #REF!
#REF! | #REF! | #REF!
#REF! | #REF! | #REF!
#REF! | #REF! | #REF!
#REF! | #REF! | #REF!
#REF! | #REF! | #REF!
| #REF! | #REF!
#REF! | #REF!
#REF! | #REF! | #REF!
#REF! | #REF! | #REF!
#REF! | #REF! | #REF!
#REF! | #REF! | #REF!
#REF! | #REF! | #REF!
#REF! | #REF! | #REF!
#REF! | #REF! | #REF!
#REF! | #REF! | #REF!
#REF! | #REF! | #REF!
| #REF! | #REF!
#REF! | #REF!
#REF! | #REF! | #REF!
#REF! | #REF! | #REF!
#REF! | #REF! | #REF!
| #REF! | #REF!
#REF! | #REF!
#REF! | #REF! | #REF!
#REF! | #REF! | #REF!
#REF! | #REF! | #REF!
| #REF! | #REF!
#REF! | #REF!
#REF! | #REF! | #REF!
#REF! | #REF! | #REF!
| #REF! | #REF!
#REF! | #REF!
#REF! | #REF! | #REF!
#REF! | #REF! | #REF!
#REF! | #REF! | #REF!
#REF! | #REF! | #REF!
#REF! | #REF! | #REF!
#REF! | #REF! | #REF!
| #REF! | #REF!
#REF! | #REF!
#REF! | #REF! | #REF!
#REF! | #REF! | #REF!
#REF! | #REF! | #REF!
#REF! | #REF! | #REF!
#REF! | #REF!
#REF! | #REF! | #REF!
#REF! | #REF! | #REF!
#REF! | #REF! | #REF!
#REF! | #REF! | #REF!
| #REF! | #REF!
| #REF! | #REF!
| #REF! | #REF!
Click for Bid Form 2nd Envelope

## Discount
This letter of discount is optional. Bidder may / may not offer any discount.
Specification No.: CC-CS/1047-NER/SS-4186/3/G3 |  |  |  |  | Letter of Discount
LETTER OF DISCOUNT
To:
Contract Services
Power Grid Corporation of India Ltd.,
"Saudamini", Plot No.-2
Sector-29, (near IFFCO Chowk)
Gurgaon (Haryana) - 122001
Subject : |  | Substation Package-SS77 associated with (i) Augmentation of 220/132kV Salakati s/s including 1x100MVA, 220/132kV transformer under NERSS-XI ii) Extension of 220/132kV Salakati s/s under NERSS- XII iii) Extension of 220kV BTPS Substations under NERSS-XII.
Dear Sir
With reference to the subject tender, we hereby offer unconditional discount on the prices quoted by us as per details given here below : | [6 empty] | Eq Weightage of Rs/ % | Final Discount Factor
| 1 | Discount on lum-sum basis on total price quoted by us without Taxes & Duties. [The discount shall be proportionately applicable on all the items of all the Schdules i.e. Sch-1 (without type test charges), Sch-2, Sch-3, Sch-4a, Sch-4b & Sch-7] In Rs. |  |  |  | 0 | 0%
| 2 | Discount on percent basis on total price quoted by us without Taxes & Duties. [The discount shall be proportionately applicable on all the items of all the Schdules i.e. Sch-1 (without type test charges), Sch-2 , Sch-3, Sch-4a, Sch-4b & Sch-7] In Percent (%) |  |  |  | 0 | 0%
| 3 | Discount on lum-sum basis on the Schedules as given below : [The discount shall be proportionately applicable on all the relevent items of the respective Schdules.] In Rs.
|  | Schedule-1 : Ex works prices |  | In Rs. |  | 0 | 0% | Schedule-1 : Ex-Works Price | 0%
|  | Schedule-2 : Freight & Insurance |  | In Rs. |  | 0 | 0% | Schedule-2 : Freight & Insurance | 0%
|  | Schedule-3 : Erection Charges |  | In Rs. |  | 0 | 0% | Schedule-3 : Erection Charges | 0%
|  | Schedule-4a : Training Charges |  | In Rs. |  | 0 | 0% | Schedule-4a : Training Charges | 0%
|  | Schedule-4b : Maintenance Charges during and after DLP |  | In Rs. |  | 0 | 0% | Schedule-4b : Maintenance Charges | 0%
|  | Schedule-7 : Type Test Charges |  | In Rs. |  | 0 | 0% | Schedule-7 : Type Test Charges | 0%
| 4 | Discount on percent basis on the Schedules as given below : [The discount shall be proportionately applicable on all the relevent items of the respective Schdules.] In Percent (%)
|  | Schedule-1 : Ex works prices |  | In Percent (%) |  | 0 | 0%
|  | Schedule-2 : Freight & Insurance |  | In Percent (%) |  | 0 | 0%
|  | Schedule-3 : Erection Charges |  | In Percent (%) |  | 0 | 0%
|  | Schedule-4a : Training Charges |  | In Percent (%) |  | 0 | 0%
|  | Schedule-4b : Maintenance Charges during and after DLP |  | In Percent (%) |  | 0 | 0%
|  | Schedule-7 : Type Test Charges |  | In Percent (%) |  | 0 | 0%
Discount(s) offered at sl. No. 1 to 4 will get displayed and accounted for automatically in the respective items of the Schedules.
| 5 | We hereby offer Multi-package discount as given below:
Multi-Package Discount(s) offered at sl. No. 5 will not get automatically accounted for in the respective items of the Schedules. The same shall be worked out saparately for evaluation.
Please consider this letter of discount as the integral part of our price bid.
Thanking you, we remain,
Yours faithfully,
For and on behalf of
Date : |  | -- | Printed Name :
Place : |  |  | Designation :
Click for Bid Form

## Octroi (hidden)
Details of Octroi
Sl No. | Description of Items | Amount on which Octroi is applicable | Rate of Octroi | Octroi
(1) | (2) | (3) | (4) | (5) =(3) x (4)
1 |  |  |  | 0
2 |  |  |  | 0
3 |  |  |  | 0
4 |  |  |  | 0
5 |  |  |  | 0
6 |  |  |  | 0
7 |  |  |  | 0
8 |  |  |  | 0
9 |  |  |  | 0
10 |  |  |  | 0
| Total |  |  | 0
Back to Sch 5

## Entry Tax (hidden)
Details of Entry Tax
Sl No. | Description of Items | Amount on which Entry Tax is applicable | Rate of Entry Tax | Entry Tax
(1) | (2) | (3) | (4) | (5) =(3) x (4)
1 |  |  |  | 0
2 |  |  |  | 0
3 |  |  |  | 0
4 |  |  |  | 0
5 |  |  |  | 0
6 |  |  |  | 0
7 |  |  |  | 0
8 |  |  |  | 0
9 |  |  |  | 0
10 |  |  |  | 0
| Total |  |  | 0
Back to Sch 5

## Other Taxes & Duties (hidden)
Details of Other Taxes & Duties
Sl No. | Description of Items | Amount on which Other Taxes & Duties are applicable | Description of Taxes & Duties | Rate of Taxes & Duties | Amount of Taxes & Duties
(1) | (2) | (3) | (4) | (5) | (6) =(3) x (4)
1 |  |  |  |  | 0
2 |  |  |  |  | 0
3 |  |  |  |  | 0
4 |  |  |  |  | 0
5 |  |  |  |  | 0
6 |  |  |  |  | 0
7 |  |  |  |  | 0
8 |  |  |  |  | 0
9 |  |  |  |  | 0
10 |  |  |  |  | 0
| Total |  |  |  | 0
Back to Sch 5

## Bid Form 2nd Envelope
Specification No.: CC-CS/1047-NER/SS-4186/3/G3 |  |  |  | Bid Form 2nd Envelope |  | 0 |  |  |  | 1 | st |  | 1 | January
[6 empty] | 0 |  |  |  | 2 | nd |  | 2 | February
BID FORM (Second Envelope) | [9 empty] | 3 | rd |  | 3 | March
[10 empty] | 4 | th |  | 4 | April
Bid Proposal Ref. No. | [9 empty] | 5 | th |  | 5 | May
Date : | -- | [8 empty] | 6 | th | #VALUE! | 6 | June
[10 empty] | 7 | th | #VALUE! | 7 | July
To: | [9 empty] | 8 | th | #VALUE! | 8 | August
Contracts Services, 3rd Floor | [9 empty] | 9 | th | #VALUE! | 9 | September
Power Grid Corporation of India Ltd., | [9 empty] | 10 | th |  | 10 | October
"Saudamini", Plot No.-2 | [9 empty] | 11 | th |  | 11 | November
Sector-29, | [9 empty] | 12 | th |  | 12 | December
Gurgaon (Haryana) - 122001 | [9 empty] | 13 | th
[10 empty] | 14 | th
Name of Contract : | Substation Package-SS77 associated with (i) Augmentation of 220/132kV Salakati s/s including 1x100MVA, 220/132kV transformer under NERSS-XI ii) Extension of 220/132kV Salakati s/s under NERSS- XII iii) Extension of 220kV BTPS Substations under NERSS-XII. | [8 empty] | 15 | th
Dear Ladies and/or Gentlemen, | [9 empty] | 16 | th
1 | In continuation of First Envelope of our Bid, we hereby submit the Second Envelope of the Bid, both of which shall be read together and in conjunction with each other, and shall be construed as an integral part of our Bid. Accordingly, we the undersigned, offer to design, manufacture, test, deliver, install and commission (including carrying out Trial Operation, Performance & Guarantee Test as per provision of Technical Specification) under the above-named package in full conformity with the said Bidding Documents for the sum of Rs. 0 (Rs. Zero Only ) or such other sums as may be determined in accordance with the terms and conditions of the Bidding Documents. |  |  |  |  | In continuation of First Envelope of our Bid, we hereby submit the Second Envelope of the Bid, both of which shall be read together and in conjunction with each other, and shall be construed as an integral part of our Bid. Accordingly, we the undersigned, offer to design, manufacture, test, deliver, install and commission (including carrying out Trial Operation, Performance & Guarantee Test as per provision of Technical Specification) under the above-named package in full conformity with the said Bidding Documents for the sum of Rs. | or such other sums as may be determined in accordance with the terms and conditions of the Bidding Documents. | 0 | (Rs. Zero Only ) | 17 | th
| The above amounts are in accordance with the price schedules attached herewith and are made part of this bid. | [8 empty] | 18 | th
2 | Price Schedules | [8 empty] | 19 | th
2.1 | In line with the requirements of the Bidding documents, we enclose herewith the following Price Schedules, duly filled - in as per your proforma: | [8 empty] | 20 | th
| Schedule 1 | Plant and Equipment (Including Mandatory Spare Parts) to be supplied, including Type Test Charges. | [7 empty] | 21 | st
| Schedule 2 | Local Transportation, In-transit Insurance, loading and unloading | [7 empty] | 22 | th
| Schedule 3 | Installation Charges. | [7 empty] | 23 | th
| Schedule 4 | Training charges for training to be imparted. | [7 empty] | 24 | th
| Schedule 4b | Maintenance Charges during & after Defect Laibility Period.
| Schedule 5 | Taxes and Duties not included in Schedule 1 | [7 empty] | 25 | th
| Schedule 6 | Grand Summary [Schedule 1to 5] | [7 empty] | 26 | th
| Schedule 7 | Break-up of Type Test Charges for Type Tests to be conducted | [7 empty] | 27 | th
2.2 | We are aware that the Price Schedules do not generally give a full description of the Work to be performed under each item and we shall be deemed to have read the Technical Specifications and other sections of the Bidding Documents and Drawings to ascertain the full scope of Work included in each item while filling-in the rates and prices. We agree that the entered rates and prices shall be deemed to include for the full scope as aforesaid, including overheads and profit. | [8 empty] | 28 | th
2.3 | We declare that as specified in Clause 11.5, Section –II:ITB, Vol.-I of the Bidding Documents, prices quoted by us in the Price Schedules shall be subject to Price Adjustment during the execution of Contract in accordance with Appendix-2 (Price Adjustment) to the Contract Agreement. | [8 empty] | 29 | th
2.4 | We understand that in the price schedules, where there are errors between the total of the amounts given under the column for the price Breakdown and the amount given under the Total Price, the former shall prevail and the latter will be corrected accordingly. We further understand that where there are discrepancies between amounts stated in figures and amounts stated in words, the amount stated in words shall prevail. Similarly, any discrepancy in the total bid price and that of the summation of Schedule price (price indicated in a Schedule indicating the total of that schedule), the total bid price shall be corrected to reflect the actual summation of the Schedule prices. | [8 empty] | 30 | th
2.5 | We declare that items left blank in the Schedules will be deemed to have been included in other items. The TOTAL for each Schedule and the TOTAL of Grand Summary shall be deemed to be the total price for executing the Facilities and sections thereof in complete accordance with the Contract, whether or not each individual item has been priced. | [8 empty] | 31 | st
3 | We confirm that except as otherwise specifically provided our Bid Prices in this Second Envelope include all taxes, duties, levies and charges as may be assessed on us/our Associate (applicable for Foreign Bidder), our Sub-Contractor/Sub-Vendor or their employees by all municipal, state or national government authorities in connection with the Facilities, in and outside of India.
3.1 | 100% of applicable Taxes and Duties i.e GST which are payable by the Employer under the Contract, shall be reimbursed by the Employer on production of satisfactory documentary evidence by the Contractor in accordance with the provisions of the Bidding Documents.
3.2 | We further understand that notwithstanding 3.0 above, in case of award on us, you shall also bear and pay/reimburse to us, GST applicable on supplies by us to you, imposed on the Plant & Equipment including Mandatory Spare Parts to be incorporated into the Facilities including Type Test charges for Type test to be conducted specified in Schedule No. 1, Installation Services specified in Schedule No. 3, Charges for Training to be imparted specified in Schedule No. 4a and Maintenance Charges during & after Defect Laibility Period specified in Schedule No. 4b of the Price Schedule in this Second Envelope by the Indian Laws.
3.3 | We confirm that we have also registered/we shall also get registered in the GST Network with a GSTIN, in all the states where the project is located and the states from which we shall make our supply of goods.
4 | # (For Joint Venture only) We, the partners of Joint Venture submitting this bid, do agree and confirm that in case of Award of Contract on the Joint Venture, we shall be jointly and severally liable and responsible for the execution of the Contract in accordance with Contract terms and conditions. |  |  |  | 2
5 | We, hereby, declare that only the persons or firms interested in this proposal as principals are named here and that no other persons or firms other than those mentioned herein have any interest in this proposal or in the Contract to be entered into, if the award is made on us, that this proposal is made without any connection with any other person, firm or party likewise submitting a proposal is in all respects for and in good faith, without collusion or fraud.
Thanking you, we remain,
Yours faithfully,
For and on behalf of
Signature :
Date : | -- |  | Printed Name :
Place : |  |  | Designation :
Common Seal :
In case of bid from a Joint Venture, name & designation of representative of JV partner is to be provided and Bid Form is also to be signed by him.
Printed Name :
Designation :
Please provide additional information of the Bidder
Business Address :
Country of Incorporation :
State/Province to be indicated :
Name of Principal Officer :
Address of Principal Officer :
Note: Bidders may note that no prescribed proforma has been enclosed for Attachment 2 : Power of Attorney. Bidders may use their own proforma for furnishing the required information with the bid.
* * *
Back to Cover Page

## Q & C (2) (hidden)
STATEMENT OF QUOTED / CORRECTED PRICES
All Figures are in Rupees
Bidder |  | 0
Sl. No. | Price Component | Quoted Price | Corrected Price
1 | TOTAL SCHEDULE NO. 1:Ex-Works Price of Plant and Equipment including Type Test Charges | 0 |  | 0
2 | TOTAL SCHEDULE NO.2: Local Transportation, Insurance and other Incidental Services. | 0 |  | 0
3 | TOTAL SCHEDULE NO.3: Installation Charges | 0 |  | 0
4 | TOTAL SCHEDULE NO.4: Training Charges | Not Applicable |  | Not Applicable
5 | TOTAL BID PRICE: (Excluding Taxes & Duties) | 0 |  | 0
6 | DISCOUNT | #REF! |  | #REF! | #REF!
7 | NET BID PRICE (Excluding Taxes & Duties) | #REF! |  | #REF!
8 | TAXES & DUTIES PAYABLE ADDITIONALLY
| A) EXCISE DUTY | 0 |  | 0
| B) CENTRAL SALES TAX | 0 |  | 0
| C) VAT | #REF! |  | 0
| D) ENTRY TAX / OCTROI | #REF! |  | 0
E) OTHERS
| F) TOTAL TAXES & DUTIES | #REF! |  | 0
8 | TOTAL BID PRICE (INCLUDING TAXES & DUTIES) | #REF! |  | 0
9 | TOTAL SCHEDULE NO.7: Type Test Charges [Total of this Schedule is included in Schedule-1 above] | 0 |  | 0
I) | Bidder has indicated the following taxes and duties additionally applicable for their bid:
| Excise Duty % as |  |  |  | Excise Duty
| CST % as |  |  |  | CST
| #REF! |  |  |  | VAT | #REF! | #REF!
| #REF! |  |  |  | Entry Tax/ Octroi | #REF! | #REF!
| Others as |  |  |  | Others
II) | With regard to Entry Tax, it may be mentioned that the substations covered under the subject pacakge falls in State of MP, where an entry tax @ 2% of Purchase Price is applicable. In view of the above, the taxes and duties inter-alia including entry tax applicable for the bids are calculated :
a) | Ex-Works Price of Direct Supplies (after discount, if any) |  | Rs. | 0
b) | Excise Duty, as applicable on (a) above at the rate : | 10% | Rs. | 0
c) | Amount on which Sales Tax is applicable | 0 |  | 0
d) | CST, as applicable on (a) + ED (b) above at the rate : | 2% | Rs. | 0
e) | VAT, as applicable on (a) + ED (b) above at the rate : | 1% |  | 0
f) | Others [……………………………………………] |  | Rs.
g) | Purchase Price for Entry Tax (Total Ex-Works+F&I+ED+CST+Others) |  | Rs. | 0
h) | Entry Tax, as applicable on (e) above at the rate : |  | Rs. | 0
Substation Package-SS77 associated with (i) Augmentation of 220/132kV Salakati s/s including 1x100MVA, 220/132kV transformer under NERSS-XI ii) Extension of 220/132kV Salakati s/s under NERSS- XII iii) Extension of 220kV BTPS Substations under NERSS-XII. |  | Statement of Quoted / Corrected Prices |  | Page
Spec. No. | Specification No.: CC-CS/1047-NER/SS-4186/3/G3

## Q & C (hidden)
STATEMENT OF QUOTED / CORRECTED PRICES
All Figures are in Rupees
Bidder
Sl. No. | Price Component | Quoted Price | Corrected Price
1 | TOTAL SCHEDULE NO. 1:Ex-Works Price of Plant and Equipment including Type Test Charges | 0 |  | 0
2 | TOTAL SCHEDULE NO.2: Local Transportation, Insurance and other Incidental Services. | 0 |  | 0
3 | TOTAL SCHEDULE NO.3: Installation Charges | 0 |  | 0
4 | TOTAL SCHEDULE NO.4: Training Charges | Not Applicable |  | Not Applicable
5 | TOTAL BID PRICE: (Excluding Taxes & Duties) | 0 |  | 0
6 | DISCOUNT | #REF! |  | #REF!
7 | NET BID PRICE (Excluding Taxes & Duties) | #REF! |  | #REF!
8 | TAXES & DUTIES PAYABLE ADDITIONALLY
| A) EXCISE DUTY | #REF! |  | 0
| B) CENTRAL SALES TAX /VAT | #REF! |  | #REF!
| C) ENTRY TAX / OCTROI | #REF! |  | #REF!
| D) OTHERS | #REF! |  | 0
| E) TOTAL TAXES & DUTIES | #REF! |  | #REF!
8 | TOTAL BID PRICE (INCLUDING TAXES & DUTIES) | #REF! |  | #REF!
9 | TOTAL SCHEDULE NO.7: Type Test Charges [Total of this Schedule is included in Schedule-1 above] | 0 |  | 0
I) | Bidder has indicated the following taxes and duties additionally applicable for their bid:
a) | Excise Duty |  | Rs. | #REF!
b) | CST /VAT |  | Rs. | #REF!
c) | Entry Tax / Octroi |  | Rs. | #REF!
d) | Others |  | Rs. | #REF!
II) | Bidder has offered following discount(s)
III) | With regard to Entry Tax, it may be mentioned that the substations covered under the subject pacakge falls in State of MP, where an entry tax @ 1% of Purchase Price is applicable. In view of the above, the taxes and duties inter-alia including entry tax applicable for the bids are calculated : |  |  |  | Details of dicounts
a) | Ex-Works Price of Direct Supplies (after discount, if any) |  | Rs. | 0 | Gross LS | #REF! | #REF! | #REF! | Gross % | #REF! | #REF! | #REF!
b) | Excise Duty @ 10.3% of (a) above |  | Rs. | 0 |  |  |  | #REF! |  |  |  | #REF!
c) | CST / VAT @ 2% of Ex-Works of Direct Supplies (a) + ED (b) above |  | Rs. | #REF! | Sch-1 Direct LS | #REF! | #REF! | #REF! | Sch-1 Direct % | #REF! | #REF! | #REF!
d) | Others |  | Rs. |  | Sch-1 BO LS | #REF! | #REF! | #REF! | Sch-1 BO % | #REF! | #REF! | #REF!
e) | Purchase Price for Entry Tax (Total Ex-Works+F&I+ED+CST+Others) |  | Rs. | #REF! | Sch-2 LS | #REF! | #REF! | #REF! | Sch-2 % | #REF! | #REF! | #REF!
f) | Entry Tax @ 1% of (e) above |  | Rs. | #REF! | Sch-3 LS | #REF! | #REF! | #REF! | Sch-3 % | #REF! | #REF! | #REF!
[5 empty] | Sch-7 LS | #REF! | #REF! | #REF! | Sch-7 % | #REF! | #REF! | #REF!
Substation Package-SS77 associated with (i) Augmentation of 220/132kV Salakati s/s including 1x100MVA, 220/132kV transformer under NERSS-XI ii) Extension of 220/132kV Salakati s/s under NERSS- XII iii) Extension of 220kV BTPS Substations under NERSS-XII. |  | Statement of Quoted / Corrected Prices |  | Page | Different Manner | #REF!
[5 empty] | Text for Discount | #REF!
#REF!
#REF!

## N to W (hidden)
0
Rs. Zero Only
0
0
0
0
0
0
1 | One
2 | Two
3 | Three
4 | Four
5 | Five
6 | Six
7 | Seven
8 | Eight
9 | Nine
10 | Ten
11 | Eleven
12 | Twelve
13 | Thirteen
14 | Fourteen
15 | Fifteen
16 | Sixteen
17 | Seventeen
18 | Eighteen
19 | Nineteen
20 | Twenty
21 | Twenty One
22 | Twenty Two
23 | Twenty Three
24 | Twenty Four
25 | Twenty Five
26 | Twenty Six
27 | Twenty Seven
28 | Twenty Eight
29 | Twenty Nine
30 | Thirty
31 | Thirty One
32 | Thirty Two
33 | Thirty Three
34 | Thirty Four
35 | Thirty Five
36 | Thirty Six
37 | Thirty Seven
38 | Thirty Eight
39 | Thirty Nine
40 | Forty
41 | Forty One
42 | Forty Two
43 | Forty Three
44 | Forty Four
45 | Forty Five
46 | Forty Six
47 | Forty Seven
48 | Forty Eight
49 | Forty Nine
50 | Fifty
51 | Fifty One
52 | Fifty Two
53 | Fifty Three
54 | Fifty Four
55 | Fifty Five
56 | Fifty Six
57 | Fifty Seven
58 | Fifty Eight
59 | Fifty Nine
60 | Sixty
61 | Sixty One
62 | Sixty Two
63 | Sixty Three
64 | Sixty Four
65 | Sixty Five
66 | Sixty Six
67 | Sixty Seven
68 | Sixty Eight
69 | Sixty Nine
70 | Seventy
71 | Seventy One
72 | Seventy Two
73 | Seventy Three
74 | Seventy Four
75 | Seventy Five
76 | Seventy Six
77 | Seventy Seven
78 | Seventy Eight
79 | Seventy Nine
80 | Eighty
81 | Eighty One
82 | Eighty Two
83 | Eighty Three
84 | Eighty Four
85 | Eighty Five
86 | Eighty Six
87 | Eighty Seven
88 | Eighty Eight
89 | Eighty Nine
90 | Ninety
91 | Ninety One
92 | Ninety Two
93 | Ninety Three
94 | Ninety Four
95 | Ninety Five
96 | Ninety Six
97 | Ninety Seven
98 | Ninety Eight
99 | Ninety Nine
100 | One Hundred