## Basic (hidden)
Package Name | 400kV GIS Substation Package SS-123 for (a) Extn. of 400/220kV Rajarhat GIS S/S under ‘Eastern Region Expansion Scheme-XXXXI (ERES-XXXXI)’ and (b) Extn. of 400/220kV Magarwada GIS S/S under ‘Augmentation of Transformation Capacity at 400/220 kV Magarwada GIS substation in DD & DNH by 400/220 kV, 1x500 MVA ICT (3rd)’.
Direct
Package Code | SS-123 | Bought-out
Specification No. | Spec. No.:CC/NT/W-GIS/DOM/A04/24/01196
ORIGINAL

## Cover
Price Schedules | 400kV GIS Substation Package SS-123 for (a) Extn. of 400/220kV Rajarhat GIS S/S under ‘Eastern Region Expansion Scheme-XXXXI (ERES-XXXXI)’ and (b) Extn. of 400/220kV Magarwada GIS S/S under ‘Augmentation of Transformation Capacity at 400/220 kV Magarwada GIS substation in DD & DNH by 400/220 kV, 1x500 MVA ICT (3rd)’. |  | SS-123
Spec. No.:CC/NT/W-GIS/DOM/A04/24/01196
| 1 | Fill up only green shaded cells in Sch-1, Sch-2, Sch-3, Sch-5, Sch-7 and Bid Form 2nd Envelope.
| 2 | All the cells in Sch-4 & Sch-6 are auto filled, therefore no cell is required to be filled up there.
| 3 | Instructions / error messages, if any, will be displayed automatically after selecting the cell.
| 4 | After filling up all the schedues, save the file, take print out of all the schedules and Bid form and sign & stamp and submit them as hard copy of the 2nd envelope (Price part) of the bid. Also ensure to submit the soft copy of the the same file on CD/ DVD.
पावर ग्रिड कारपोरेशन ऑफ इण्डिया लिमिटेड
(भारत सरकार का उद्यम)
Power Grid Corporation of India Limited
(A Government of India Enterprises)
Click to skip Instructions & Proceed
Click for Detailed General Instructions
General guidelines for filling up the Price Schedules, Sch-1 to Sch-7

## Instructions (hidden)
General Instruction to the Bidders for filling up this workbook of Price Schedules for Package TW13
I | While filling up the worksheets following may please be observed :
| (i) | Fill up only green shaded cells.
| (ii) | Certain data type entries have been restricted, such as Numeric values or limits of numeric values.
| (iii) | Select only the options provided in pull down menus.
| (iv) | Do not link any cell of this work book with any other work book.
| (v) | Do not use copy & paste or cut & paste options for filling up the data.
| (vi) | Do not reformat any of the cell of the work book.
II | This Workbook consists of following worksheets :
Cover :
Opening page of the workbook.
Names of Bidder :
| ● | Select Sole Bidder or JV (Joint Venture) from the pull down menu. Do not leave this cell blank.
| ● | Select nos. of the JV Partners other than the Lead Partner from drop down menu.
| ● | In case of JV partners more than 2, enter details of 3rd & more partners along with details of 2nd partner.
| ● | Fill up names and address of the Sole Bidder and /or Joint Venture.
| ● | Fill up date in dd-mm-yyyy format from drop down menu.
| ● | Click for Sch-1 given at the right top of the worksheet to go to Sch-1.
Sch-1 (Ex-works Prices) :
| ● | Fill up unit rates for all the items in numeric values greater than 0 (zero). If unit rate is left blank, the corresponding item shall be deemed to be included in the total price.
| ● | Corresponding cell for mode of transaction shall be come enable only after filling up the unit rate, therefore first fill up the unit rate and then mode of transaction for the corresponding item.
| ● | Select either Direct or Bought-out from the drop down menu. Do not leave the cell blank the same shall be deemed to be Bought-out if the cell is left blank.
| ● | Total amount shall get calculated automatically.
| ● | Type Test charges shall appear automatically after filling up Sch-7 appropriately.
Sch-2 (Freight & Insurance Charges) :
| ● | Fill up unit rates for all the items in numeric values greater than 0 (zero). If unit rate is left blank, the corresponding item shall be deemed to be included in the total price.
| ● | Total amount shall get calculated automatically.
Sch-3 (Erection Charges) :
| ● | Fill up unit rates for all the items in numeric values greater than 0 (zero). If unit rate is left blank, the corresponding item shall be deemed to be included in the total price.
| ● | Total amount shall get calculated automatically.
Sch-4 (Training Charges) :
| ● | Not applicable, hence no cell is required to be filled up.
Sch-5 (Summary of Taxes and Duties applicable on the Goods) :
| ● | Fill up applicable rate of Excise Duty. The amount of Excise Duty on the items mentioned as Direct in the mode of transaction in Schedule-1 shall be calculated automatically at the rate mentioned by the bidder here.
| ● | Segregate and fill up the amount on which Sales Tax shall be applicable out of Ex-works supply items mentioned as direct in the mode of transaction in Schedule-1. Applicable Excise Duty on this amount will be calculated automatically at the rate mentioned by the bidder. Further, fill up the rate of applicable Sales Tax. Amount of Sales Tax shall be automatically calculated on the amount mentioned by the bidder as subjected to Sales Tax plus applicable Excise Duty at the rate mentioned by the Bidder.
| ● | Difference of total amount quoted by the bidder as Direct Transaction and the amount mentioned by him subjected to Sales Tax shall be considered as the amount on which VAT shall become applicable and the same shall be calculated & displayed automatically. Applicable Excise Duty on this amount at the rate mentioned by the bidder shall also be calculated & displayed automatically. Fill up the rate of applicable VAT. The amount of VAT shall be calculated automatically on the amount considered to be subjected to VAT plus applicable Excise Duty at the rate mentioned by the bidder here.
| ● | Amount as per details filled up by the bidder in the work sheets Entry Tax, Octroi and other Taxes & Duties shall be displayed in this work sheet Sch-5 but will not be added to the grand total and shall be considered as applicable.
| ● | Click at the links to go to the work sheets Entry Tax, Octroi and other Taxes & Duties one by one.
Entry Tax :
| ● | Fill the description, amount and rate of applicable Entry Tax. Total of this worksheet shall be displayed in Sch -5 (Taxes & Duties)
| ● | Click at the link to go back to Sch-5.
OCTROI :
| ● | Fill the description, amount and rate of applicable Octroi. Total of this worksheet shall be displayed in Sch -5 (Taxes & Duties)
| ● | Click at the link to go back to Sch-5.
Other Taxes & Duties :
| ● | Fill the description, amount and rate of applicable Other Taxes & Duties. Total of this worksheet shall be displayed in Sch -5 (Taxes & Duties)
| ● | Click at the link to go back to Sch-5.
Sch -6 :
| ● | Summary of all the Schedules without considering discount (mentioned in the work sheet discount) shall be displayed automatically.
| ● | No cell is required to be filled in by the bidder in this worksheet.
Sch-7 (Type Test Charges) :
| ● | Fill up the rates & location where type tests are proposed.
| ● | Total of this Sch-7 shall automatically appear in Sch-1.
Bid form 2nd Envelope :
| ● | Fill up ref. no. as bidder's ref no. of this letter.
| ● | This letter shall consider the net price as per Sch-6 (After Discount).
| ● | Fill up names & Designation of the representatives of other JV partner(s) if the bidder is JV (Joint Venture) .
| ● | Fill up additional information as required.
* * *
Happy Bidding !
Click to Proceed

## Names of Bidder
400kV GIS Substation Package SS-123 for (a) Extn. of 400/220kV Rajarhat GIS S/S under ‘Eastern Region Expansion Scheme-XXXXI (ERES-XXXXI)’ and (b) Extn. of 400/220kV Magarwada GIS S/S under ‘Augmentation of Transformation Capacity at 400/220 kV Magarwada GIS substation in DD & DNH by 400/220 kV, 1x500 MVA ICT (3rd)’.
Spec. No.:CC/NT/W-GIS/DOM/A04/24/01196 |  |  |  | Sole Bidder | 1
|  |  |  | JV (Joint Venture) | Other Partner
Enter following details of the bidder
Specify type of Bidder [Select from drop down menu] | Sole Bidder |  | 1 | 0
Other Partner
Name of Sole Bidder
Address of Sole Bidder
Name of other Partner - 1
Address of other Partner - 1
Name of other Partner - 2 (more, if any) | …….. …….. …….. …….. …….. ……..
Address of other Partner - 2 (more, if any) | …….. …….. …….. …….. …….. ……..
…….. …….. …….. …….. …….. ……..
…….. …….. …….. …….. …….. ……..
Printed Name
Designation
Date |  | 31
Place
Click for Sch-1

## Sch-1
Spec. No.:CC/NT/W-GIS/DOM/A04/24/01196 | [12 empty] | Schedule-1(rev-1)
400kV GIS Substation Package SS-123 for (a) Extn. of 400/220kV Rajarhat GIS S/S under ‘Eastern Region Expansion Scheme-XXXXI (ERES-XXXXI)’ and (b) Extn. of 400/220kV Magarwada GIS S/S under ‘Augmentation of Transformation Capacity at 400/220 kV Magarwada GIS substation in DD & DNH by 400/220 kV, 1x500 MVA ICT (3rd)’.
(SCHEDULE OF RATES AND PRICES)
BIDDER:
0 | [9 empty] | To: | [9 empty] | 1
Bidder’s Name and Address (Sole Bidder) : | [9 empty] | Contract Services | [9 empty] | 0
Name : | [9 empty] | Power Grid Corporation of India Ltd., | [9 empty] | 0
Address : | [9 empty] | "Saudamini", Plot No.-2 | [9 empty] | JOINT VENTURE OF 0 & 0
Sector-29,
Gurgaon (Haryana) - 122001
Plant and Equipment (including Mandatory Spares Parts) to be supplied, including Type Test Charges for Tests to be conducted.
(All Prices are in Indian Rupees)
SI. No. | PR No | PR Line Item No | Activity Description | Material Code | HSN Code | Whether HSN in column ‘6’ is confirmed. If not, indicate applicable the HSN code # | Rate of GST applicable ( in %) | Whether rate of GST in column ‘8’ is confirmed. If not, indicate applicable rate of GST # | Item Description | Unit | Qty. | Unit Ex-Works Price (excluding GST) | Total Ex-Works Price (excluding GST)
1 | 2 | 3 | 4 | 5 | 6 | 7 | 8 | 9 | 10 | 11 | 12 | 13 | 14 = 12 X 13 | [7 empty] | 91
I | SS-123:Extn. of 400/220kV Rajarhat GIS
1 | 7000026407 | 10 | AIS EQUIPMENT | 1000004401 | 85462040 |  | 18 |  | 420 kV, 1 phase Bus Post Insulator (except for Line Traps) | EA | 3 |  | INCLUDED | 0 | 0 | 0 | 0 | 0 | 0
2 | 7000026407 | 1800 | AIS EQUIPMENT | 1000020419 | 85354010 |  | 18 |  | 336kV Surge Arrester (1-phase) | EA | 3 |  | INCLUDED | 0 | 0 | 0 | 0 | 0 | 0
3 | 7000026407 | 20 | AIS EQUIPMENT | 1000020417 | 85354010 |  | 18 |  | 216kV Surge Arrester (1-phase) | EA | 3 |  | INCLUDED | 0 | 0 | 0 | 0 | 0 | 0
4 | 7000026407 | 30 | AIS EQUIPMENT | 1000001695 | 85462040 |  | 18 |  | 245 kV, 1 phase Bus Post Insulator (except for Line Traps) | EA | 3 |  | INCLUDED | 0 | 0 | 0 | 0 | 0 | 0
5 | 7000026407 | 40 | 220KV GIS EQUIPMENT | 1000001690 | 85359030 |  | 18 |  | 245kV, 1600 A, 50 kA, SF6 GIS ICT feederbay module as per Section-Project,Technical specification | SET | 1 |  | INCLUDED | 0 | 0 | 0 | 0 | 0 | 0
6 | 7000026407 | 50 | 220KV GIS EQUIPMENT | 1000029503 | 85389000 |  | 18 |  | 245kV, 1600A, 50kA Single phase SF6 to Air Bushing | EA | 3 |  | INCLUDED | 0 | 0 | 0 | 0 | 0 | 0
7 | 7000026407 | 60 | 220KV GIS EQUIPMENT | 1000032784 | 85359030 |  | 18 |  | 245 KV,3000 A, 50 KA SF6 GIS BUS BAR MODULE EXTENSION AS PERSECTION-PROJECT, TECHNICAL SPECIFICATION | SET | 2 |  | INCLUDED | 0 | 0 | 0 | 0 | 0 | 0
8 | 7000026407 | 70 | 220KV GIS EQUIPMENT | 1000061111 | 85359030 |  | 18 |  | 245KV,1600A, 50KA, SINGLE PHASE, SF6 GAS INSULATED BUS DUCT (GIB)OUTSIDE GIS HALL ALONGWITH ASSOCIATED SUPPORT STRUCTURE ETC. AS PERTECHNICAL SPECIFICATION | M | 300 |  | INCLUDED | 0 | 0 | 0 | 0 | 0 | 0
9 | 7000026407 | 90 | 400KV GIS EQUIPMENT | 1000004287 | 85389000 |  | 18 |  | 420kV, 3000A, 63kA, Single phase, SF6Gas Insulated Bus Duct (GIB) outsideGIS Hall alongwith associated supportstructure | M | 650 |  | INCLUDED | 0 | 0 | 0 | 0 | 0 | 0
10 | 7000026407 | 100 | 400KV GIS EQUIPMENT | 1000032699 | 85389000 |  | 18 |  | 3150A, 63KA, 1SEC SINGLE PHASE 420KV SF6 TO AIR BUSHING | EA | 3 |  | INCLUDED | 0 | 0 | 0 | 0 | 0 | 0
11 | 7000026407 | 110 | 400KV GIS EQUIPMENT | 1000004637 | 85359030 |  | 18 |  | 420kV, 3150 A, 63 kA, SF6 GIS ICT feederbay module as per Section-Project,Technical specification | SET | 1 |  | INCLUDED | 0 | 0 | 0 | 0 | 0 | 0
12 | 7000026407 | 120 | 400KV GIS EQUIPMENT | 1000004635 | 85359030 |  | 18 |  | 420kV, 3150 A, 63 kA, SF6 GIS Tie baymodule(with PIR) as perSection-Project, Technicalspecification | SET | 1 |  | INCLUDED | 0 | 0 | 0 | 0 | 0 | 0
13 | 7000026407 | 130 | 400KV GIS EQUIPMENT | 1000034097 | 85389000 |  | 18 |  | 420KV, 3150A, 63KA GIS FUTURE LINE FEEDER BAY MODULE (WITH PIR) AS PERSECTION PROJECT, TECHNICAL SPECIFICATION | SET | 1 |  | INCLUDED | 0 | 0 | 0 | 0 | 0 | 0
14 | 7000026407 | 140 | 400KV GIS EQUIPMENT | 1000032802 | 85359030 |  | 18 |  | 420KV, 4000A,63KA GIS BUSBAR MODULE EXTENSION | SET | 2 |  | INCLUDED | 0 | 0 | 0 | 0 | 0 | 0
15 | 7000026407 | 160 | CRP | 1000055446 | 85371000 |  | 18 |  | 400KV CIRCUIT BREAKER RELAY PANEL (WITH AUTOMATION) | EA | 3 |  | INCLUDED | 0 | 0 | 0 | 0 | 0 | 0
16 | 7000026407 | 170 | CRP | 1000002146 | 85371000 |  | 18 |  | Augmentation of existing 400kV bus bar protection scheme.(No. of baysas per specification)-(with Automation) | SET | 1 |  | INCLUDED | 0 | 0 | 0 | 0 | 0 | 0
17 | 7000026407 | 180 | CRP | 1000025391 | 82032000 |  | 18 |  | Relay Test kit | EA | 1 |  | INCLUDED | 0 | 0 | 0 | 0 | 0 | 0
18 | 7000026407 | 190 | CRP | 1000004274 | 85371000 |  | 18 |  | 400kV Transformer Protection Panel (For both HV & MV side)-(withAutomation) | EA | 1 |  | INCLUDED | 0 | 0 | 0 | 0 | 0 | 0
19 | 7000026407 | 200 | CRP | 1000055443 | 85371000 |  | 18 |  | 220KV CIRCUIT BREAKER RELAY PANEL (WITH AUTOMATION) | EA | 1 |  | INCLUDED | 0 | 0 | 0 | 0 | 0 | 0
20 | 7000026407 | 210 | CRP | 1000001167 | 85371000 |  | 18 |  | Augmentation of existing 220kV bus bar protection scheme.(No. of baysas per specification)-(with Automation) | SET | 1 |  | INCLUDED | 0 | 0 | 0 | 0 | 0 | 0
21 | 7000026407 | 1450 | AUG of SAS | 1000001333 | 85371000 |  | 18 |  | Augmentation of Substation automation System for 220kV bay as perTechnical Specification | EA | 1 |  | INCLUDED | 0 | 0 | 0 | 0 | 0 | 0
22 | 7000026407 | 1460 | AUG of SAS | 1000003409 | 85371000 |  | 18 |  | Augmentation of Substation automation System for 400kV Main bay as perTechnical Specification | EA | 2 |  | INCLUDED | 0 | 0 | 0 | 0 | 0 | 0
23 | 7000026407 | 1470 | AUG of SAS | 1000003411 | 85371000 |  | 18 |  | Augmentation of Substation automation System for 400kV Tie bay as perTechnical Specification | EA | 1 |  | INCLUDED | 0 | 0 | 0 | 0 | 0 | 0
24 | 7000026407 | 1480 | ERECTION HARDWARE | 1000011334 | 72169990 |  | 18 |  | Erection Hardware for 400kV I type layout for GIS terminationarrangement-Transformer bay as per technical specification | SET | 1 |  | INCLUDED | 0 | 0 | 0 | 0 | 0 | 0
25 | 7000026407 | 1490 | ERECTION HARDWARE | 1000011252 | 72169990 |  | 18 |  | Erection Hardware for 220kV DM-type layout for GIS terminationarrangement-Transformer bay as per technical specification | SET | 1 |  | INCLUDED | 0 | 0 | 0 | 0 | 0 | 0
26 | 7000026407 | 250 | ILLUMINTAION | 1000004952 | 94059900 |  | 18 |  | 63A, 415V : Interlocked switch socket outdoor Receptacle (type RP) asper technical specifications | EA | 1 |  | INCLUDED | 0 | 0 | 0 | 0 | 0 | 0
27 | 7000026407 | 260 | ILLUMINTAION | 1000038039 | 94051090 |  | 18 |  | LIGHTING FIXTURE LED LUMINAIRES TYPE FL-1 AS PER TECH. SPECIFICATIONS | EA | 10 |  | INCLUDED | 0 | 0 | 0 | 0 | 0 | 0
28 | 7000026407 | 270 | ILLUMINTAION | 1000038325 | 94059900 |  | 18 |  | LIGHTING FIXTURE LED LUMINAIRES TYPE FL2 AS PER TECH. SPECIFICATIONS | EA | 10 |  | INCLUDED | 0 | 0 | 0 | 0 | 0 | 0
29 | 7000026407 | 280 | ILLUMINTAION | 1000001050 | 94059900 |  | 18 |  | 15A, 240V: Outdoor Receptacle 2 pole, 3-pin modular (type RO) as pertechnical specifications | EA | 1 |  | INCLUDED | 0 | 0 | 0 | 0 | 0 | 0
30 | 7000026407 | 290 | ILLUMINTAION | 1000014547 | 85371000 |  | 18 |  | Lighting Panel type ACP-2 as per technical specification | EA | 2 |  | INCLUDED | 0 | 0 | 0 | 0 | 0 | 0
31 | 7000026407 | 300 | ILLUMINTAION | 1000001894 | 94059900 |  | 18 |  | Outdoor Power Receptacle for oilfiltration unit (250A) | EA | 1 |  | INCLUDED | 0 | 0 | 0 | 0 | 0 | 0
32 | 7000026407 | 320 | FIRE PROTECTION | 1000012069 | 84248990 |  | 18 |  | HVW spray system, Hydrant system and complete U/G & O/G piping andaccessories etc. out side the pump house for 500MVA , 400KV/220/33kV, 3-phase Autotransformer | SET | 1 |  | INCLUDED | 0 | 0 | 0 | 0 | 0 | 0
33 | 7000026407 | 330 | FIRE PROTECTION | 1000012022 | 84241000 |  | 18 |  | 4.5 kg CO2 type Portable Fire extinguisher | EA | 1 |  | INCLUDED | 0 | 0 | 0 | 0 | 0 | 0
34 | 7000026407 | 350 | LT SWITCHGEAR | 1000004304 | 85371000 |  | 18 |  | 415V ACDB (Extn.) | SET | 1 |  | INCLUDED | 0 | 0 | 0 | 0 | 0 | 0
35 | 7000026407 | 1510 | Power & Control Cable | 1000031964 | 85446020 |  | 18 |  | 1.1KV GRADE 3CX2.5 SQMM CONTROL CABLE | KM | 3 |  | INCLUDED | 0 | 0 | 0 | 0 | 0 | 0
36 | 7000026407 | 1520 | Power & Control Cable | 1000031987 | 85446020 |  | 18 |  | 1.1KV GRADE 5CX2.5 SQMM CONTROL CABLE | KM | 3 |  | INCLUDED | 0 | 0 | 0 | 0 | 0 | 0
37 | 7000026407 | 1530 | Power & Control Cable | 1000031887 | 85446020 |  | 18 |  | 1.1KV GRADE 10CX2.5 SQMM CONTROL CABLE | KM | 1 |  | INCLUDED | 0 | 0 | 0 | 0 | 0 | 0
38 | 7000026407 | 1540 | Power & Control Cable | 1000056264 | 85446020 |  | 18 |  | 1.1KV GRADE 19CX1.5 SQMM CONTROL CABLE | KM | 2 |  | INCLUDED | 0 | 0 | 0 | 0 | 0 | 0
39 | 7000026407 | 1550 | Power & Control Cable | 1000031951 | 85446090 |  | 18 |  | 1.1KV GRADE 3.5CX300 SQMM (XLPE) POWER CABLE | KM | 0.6 |  | INCLUDED | 0 | 0 | 0 | 0 | 0 | 0
40 | 7000026407 | 1560 | Power & Control Cable | 1000031957 | 85446020 |  | 18 |  | 1.1KV GRADE 3.5CX70 SQMM (PVC) POWER CABLE | KM | 2 |  | INCLUDED | 0 | 0 | 0 | 0 | 0 | 0
41 | 7000026407 | 1570 | Power & Control Cable | 1000031953 | 85446020 |  | 18 |  | 1.1KV GRADE 3.5CX35 SQMM (PVC) POWER CABLE | KM | 1 |  | INCLUDED | 0 | 0 | 0 | 0 | 0 | 0
42 | 7000026407 | 1580 | Power & Control Cable | 1000031976 | 85446020 |  | 18 |  | 1.1KV GRADE 4CX16 SQMM (PVC) POWER CABLE | KM | 2 |  | INCLUDED | 0 | 0 | 0 | 0 | 0 | 0
43 | 7000026407 | 1590 | Power & Control Cable | 1000031943 | 85446020 |  | 18 |  | 1.1KV GRADE 2CX6 SQMM (PVC) POWER CABLE | KM | 2 |  | INCLUDED | 0 | 0 | 0 | 0 | 0 | 0
44 | 7000026407 | 1600 | Power & Control Cable | 1000031985 | 85446020 |  | 18 |  | 1.1KV GRADE 4CX6 SQMM (PVC) POWER CABLE | KM | 2 |  | INCLUDED | 0 | 0 | 0 | 0 | 0 | 0
45 | 7000026407 | 1620 | INSULATOR STRING & HARDWARE | 1000055980 | 72169990 |  | 18 |  | 220KV TENSION INSULATOR STRING AND ASSOCIATED HARDWARE FITTINGSWITHOUT TURN BUCKLE SUITABLE FOR TWIN CONDUCTOR | EA | 3 |  | INCLUDED | 0 | 0 | 0 | 0 | 0 | 0
46 | 7000026407 | 1610 | INSULATOR STRING & HARDWARE | 1000055975 | 72169990 |  | 18 |  | 220KV SUSPENSION INSULATOR STRING AND ASSOCIATED HARDWARE FITTINGSWITH DROP CLAMP SUITABLE FOR TWIN CONDUCTOR | EA | 3 |  | INCLUDED | 0 | 0 | 0 | 0 | 0 | 0
47 | 7000026407 | 1630 | INSULATOR STRING & HARDWARE | 1000055985 | 72169990 |  | 18 |  | 400KV TENSION INSULATOR STRING AND ASSOCIATED HARDWARE FITTINGS WITHTURN BUCKLE SUITABLE FOR TWIN CONDUCTOR | EA | 3 |  | INCLUDED | 0 | 0 | 0 | 0 | 0 | 0
48 | 7000026407 | 1640 | INSULATOR STRING & HARDWARE | 1000055987 | 72169990 |  | 18 |  | 400KV SUSPENSION INSULATOR STRING AND ASSOCIATED HARDWARE FITTINGSWITH DROP CLAMP SUITABLE FOR TWIN CONDUCTOR | EA | 3 |  | INCLUDED | 0 | 0 | 0 | 0 | 0 | 0
49 | 7000026407 | 370 | VMS | 1000030433 | 85287390 |  | 18 |  | COLOR IP CAMERA, WITH PAN, TILT AND ZOOM FACILITIES, ALONGWITH ALLREQUIRED ITEMS, ACCESSORIES, LINE INTERFACE UNITS, FIBER PATCH CORDS,POWER SUPPLY UNITS, JUNCTION BOXES, CABLES, FIBER OPTIC CABLES, ETC.,AND INCLUDING INTEGRATION IN EXISTING HARDWARE AND SOFTWARE FORAUGMENTATION OF VISUAL MONITORING SYSTEM AS PER TECHNICALSPECIFICATION. | SET | 1 |  | INCLUDED | 0 | 0 | 0 | 0 | 0 | 0
50 | 7000026407 | 1660 | 400kV, 500MVA, 3Ph, ICT SPARES | 1000030932 | 85049010 |  | 18 |  | 420KV, 1250A RIP BUSHING WITH METAL PARTS AND GASKETS | EA | 1 |  | INCLUDED | 0 | 0 | 0 | 0 | 0 | 0
51 | 7000026407 | 1670 | 400kV, 500MVA, 3Ph, ICT SPARES | 1000030923 | 85049010 |  | 18 |  | 245KV, 2000A RIP BUSHING WITH METAL PARTS AND GASKETS | EA | 1 |  | INCLUDED | 0 | 0 | 0 | 0 | 0 | 0
52 | 7000026407 | 1680 | 400kV, 500MVA, 3Ph, ICT SPARES | 1000030935 | 85049010 |  | 18 |  | 52KV, 800A RIP BUSHING WITH METAL PARTS AND GASKETS | EA | 1 |  | INCLUDED | 0 | 0 | 0 | 0 | 0 | 0
53 | 7000026407 | 1690 | 400kV, 500MVA, 3Ph, ICT SPARES | 1000002071 | 85049010 |  | 18 |  | 36kV, 2000A Bushing with metal parts andgaskets for Transformer | EA | 1 |  | INCLUDED | 0 | 0 | 0 | 0 | 0 | 0
54 | 7000026407 | 1700 | 400kV, 500MVA, 3Ph, ICT SPARES | 1000032089 | 85049010 |  | 18 |  | SPARES INSULATING OIL TO BE HANDED OVER TO OWNER AFTER COMMISSIONING | KL | 10 |  | INCLUDED | 0 | 0 | 0 | 0 | 0 | 0
55 | 7000026407 | 1710 | 400kV, 500MVA, 3Ph, ICT SPARES | 1000049425 | 85049010 |  | 18 |  | LOCAL OTI & WTI WITH SENSING DEVICE FOR 400KV ICT | SET | 1 |  | INCLUDED | 0 | 0 | 0 | 0 | 0 | 0
56 | 7000026407 | 1720 | 400kV, 500MVA, 3Ph, ICT SPARES | 1000007922 | 85049010 |  | 18 |  | Buchholz Relay (Main Tank) complete with float and contacts forTransformer | SET | 1 |  | INCLUDED | 0 | 0 | 0 | 0 | 0 | 0
57 | 7000026407 | 1730 | 400kV, 500MVA, 3Ph, ICT SPARES | 1000017322 | 85049010 |  | 18 |  | Pressure Relief Device for Transformer | EA | 1 |  | INCLUDED | 0 | 0 | 0 | 0 | 0 | 0
58 | 7000026407 | 390 | 400KV GIS MANDATORY SPARES | 1000058332 | 85359030 |  | 18 |  | 400KV GIS-SF6 GAS PRESSURE RELIEF DEVICE ASSEMBLY OF EACH TYPE | EA | 2 |  | INCLUDED | 0 | 0 | 0 | 0 | 0 | 0
59 | 7000026407 | 400 | 400KV GIS MANDATORY SPARES | 1000049817 | 85359030 |  | 18 |  | SF6 PRESSURE GAUGE CUM SWITCH /DENSITY MONITORS AND PRESSURESWITCH AS APPLICABLE, OF EACH TYPE-400KV GIS | SET | 3 |  | INCLUDED | 0 | 0 | 0 | 0 | 0 | 0
60 | 7000026407 | 410 | 400KV GIS MANDATORY SPARES | 1000049753 | 85359030 |  | 18 |  | COUPLING DEVICE FOR PRESSURE GAUGE CUM SWITCH FOR CONNECTINGGAS HANDLING PLANT OF EACH TYPE-400KV GIS | SET | 2 |  | INCLUDED | 0 | 0 | 0 | 0 | 0 | 0
61 | 7000026407 | 420 | 400KV GIS MANDATORY SPARES | 1000049762 | 85359030 |  | 18 |  | RUBBER GASKETS, Ã‚â‚¬Å’OÃ‚â‚¬Â RINGS AND SEALS FOR SF6 GAS FOR GISENCLOSURE OF EACH TYPE-400KV GIS | SET | 3 |  | INCLUDED | 0 | 0 | 0 | 0 | 0 | 0
62 | 7000026407 | 430 | 400KV GIS MANDATORY SPARES | 1000058330 | 85359030 |  | 18 |  | 400KV GIS-MOLECULAR FILTER FOR SF6 GAS WITH FILTER BAGS (5 % OF TOTALWEIGHT) | SET | 1 |  | INCLUDED | 0 | 0 | 0 | 0 | 0 | 0
63 | 7000026407 | 440 | 400KV GIS MANDATORY SPARES | 1000049750 | 85359030 |  | 18 |  | CONTROL VALVES FOR SF6 GAS OF EACH TYPE-400KV GIS | SET | 1 |  | INCLUDED | 0 | 0 | 0 | 0 | 0 | 0
64 | 7000026407 | 450 | 400KV GIS MANDATORY SPARES | 1000058331 | 85359030 |  | 18 |  | 400KV GIS-SF6 GAS (5 % OF TOTAL GAS QUANTITY) | LOT | 1 |  | INCLUDED | 0 | 0 | 0 | 0 | 0 | 0
65 | 7000026407 | 460 | 400KV GIS MANDATORY SPARES | 1000049783 | 85359030 |  | 18 |  | LOCKING DEVICE TO KEEP THE DIS-CONNECTORS (ISOLATORS)AND EARTHING/FAST EARTHING SWITCHES IN CLOSE OR OPEN POSITION IN CASEOF REMOVAL OF THE DRIVING MECHANISM-400KV GIS | SET | 1 |  | INCLUDED | 0 | 0 | 0 | 0 | 0 | 0
66 | 7000026407 | 470 | 400KV GIS MANDATORY SPARES | 1000049505 | 85359030 |  | 18 |  | UHF PD SENSORS OF EACH TYPE ALONG WITH BNC CONNECTOR FOR 420KV GIS | EA | 1 |  | INCLUDED | 0 | 0 | 0 | 0 | 0 | 0
67 | 7000026407 | 480 | 400KV GIS MANDATORY SPARES | 1000058334 | 85359030 |  | 18 |  | 400KV GIS-SUPPORT INSULATORS (GAS THROUGH) OF EACH TYPE (COMPLETE WITHMETAL RING ETC.) ALONG WITH ASSOCIATED CONTACTS AND SHIELDS | EA | 1 |  | INCLUDED | 0 | 0 | 0 | 0 | 0 | 0
68 | 7000026407 | 490 | 400KV GIS MANDATORY SPARES | 1000058329 | 85359030 |  | 18 |  | 400KV GIS-GAS BARRIERS OF EACH TYPE (COMPLETE WITH METAL RING ETC.)ALONG WITH ASSOCIATED CONTACTS AND SHIELDS | EA | 1 |  | INCLUDED | 0 | 0 | 0 | 0 | 0 | 0
69 | 7000026407 | 500 | 400KV GIS MANDATORY SPARES | 1000058333 | 85359030 |  | 18 |  | 400KV GIS- 3150A SF6 TO AIR BUSHING COMPLETE IN ALL RESPECT | EA | 1 |  | INCLUDED | 0 | 0 | 0 | 0 | 0 | 0
70 | 7000026407 | 510 | 400KV GIS MANDATORY SPARES | 1000049498 | 85359030 |  | 18 |  | LCC SPARES - AUX. RELAYS, CONTACTORS,PUSH BUTTONS, SWITCHES,LAMPS,ANNUNCIATION WINDOWS, MCB, FUSES,TIMERS, TERMINAL BLOCKS ETC. OF EACHTYPE & RATING-400kV GIS | SET | 1 |  | INCLUDED | 0 | 0 | 0 | 0 | 0 | 0
71 | 7000026407 | 520 | 400KV GIS MANDATORY SPARES | 1000058317 | 85359030 |  | 18 |  | 400KV GIS-ONE POLE OF 3150A CIRCUIT BREAKER WITHOUT PIR WITHINTERRUPTER, MAIN CIRCUIT, ENCLOSURE AND OPERATING MECHANISM COMPLETEIN ALL RESPECT | SET | 1 |  | INCLUDED | 0 | 0 | 0 | 0 | 0 | 0
72 | 7000026407 | 530 | 400KV GIS MANDATORY SPARES | 1000021873 | 85389000 |  | 18 |  | Trip coil assembly with resistor for420kV GIS Circuit Breaker (asapplicable) | SET | 3 |  | INCLUDED | 0 | 0 | 0 | 0 | 0 | 0
73 | 7000026407 | 540 | 400KV GIS MANDATORY SPARES | 1000009208 | 85389000 |  | 18 |  | Closing coil assembly with resistor for420kV GIS Circuit Breaker (asapplicable) | SET | 3 |  | INCLUDED | 0 | 0 | 0 | 0 | 0 | 0
74 | 7000026407 | 550 | 400KV GIS MANDATORY SPARES | 1000058324 | 85359030 |  | 18 |  | RELAYS, POWER CONTACTORS, PUSH BUTTONS, TIMERS & MCBS ETC. (ASAPPLICABLE) OF EACH TYPE FOR 400KV GIS CIRCUIT BREAKER | SET | 1 |  | INCLUDED | 0 | 0 | 0 | 0 | 0 | 0
75 | 7000026407 | 560 | 400KV GIS MANDATORY SPARES | 1000007067 | 85389000 |  | 18 |  | Auxiliary switch assembly of each type for 420kV GIS Circuit Breaker | SET | 2 |  | INCLUDED | 0 | 0 | 0 | 0 | 0 | 0
76 | 7000026407 | 570 | 400KV GIS MANDATORY SPARES | 1000058323 | 85359030 |  | 18 |  | 400KV GIS CIRCUIT BREAKER-OPERATION COUNTER | EA | 2 |  | INCLUDED | 0 | 0 | 0 | 0 | 0 | 0
77 | 7000026407 | 580 | 400KV GIS MANDATORY SPARES | 1000058320 | 85359030 |  | 18 |  | 400KV GIS CIRCUIT BREAKER-HYDRAULIC OPERATING MECHANISM WITH DRIVEMOTOR (FOR HYDRAULIC OPERATED MECHANISM, IF APPLICABLE) | SET | 1 |  | INCLUDED | 0 | 0 | 0 | 0 | 0 | 0
78 | 7000026407 | 590 | 400KV GIS MANDATORY SPARES | 1000049759 | 85359030 |  | 18 |  | HYDRAULIC FILTER OF EACH TYPE (FOR HYDRAULIC OPERATED MECHANISM, IFPPLICABLE)-400KV GIS CIRCUIT BREKAER | SET | 1 |  | INCLUDED | 0 | 0 | 0 | 0 | 0 | 0
79 | 7000026407 | 600 | 400KV GIS MANDATORY SPARES | 1000058319 | 85359030 |  | 18 |  | 400KV GIS CIRCUIT BREAKER- HOSE PIPE OF EACH TYPE (AS APPLICABLE) (FORHYDRAULIC OPERATED MECHANISM, IF APPLICABLE) | SET | 1 |  | INCLUDED | 0 | 0 | 0 | 0 | 0 | 0
80 | 7000026407 | 610 | 400KV GIS MANDATORY SPARES | 1000058322 | 85359030 |  | 18 |  | 400KV GIS CIRCUIT BREAKER - N2 ACCUMULATOR (FOR HYDRAULIC OPERATEDMECHANISM, IF APPLICABLE) | SET | 1 |  | INCLUDED | 0 | 0 | 0 | 0 | 0 | 0
81 | 7000026407 | 620 | 400KV GIS MANDATORY SPARES | 1000049835 | 85359030 |  | 18 |  | VALVES OF EACH TYPE (FOR HYDRAULIC OPERATED MECHANISM, IFAPPLICABLE)-400KV GIS CIRCUIT BREKAER | SET | 1 |  | INCLUDED | 0 | 0 | 0 | 0 | 0 | 0
82 | 7000026407 | 630 | 400KV GIS MANDATORY SPARES | 1000049795 | 85359030 |  | 18 |  | PIPE LENGTH (COPPER & STEEL) OF EACH SIZE & TYPE (FOR HYDRAULICOPERATED MECHANISM, IF APPLICABLE)-400KV GIS CIRCUIT BREKAER | SET | 1 |  | INCLUDED | 0 | 0 | 0 | 0 | 0 | 0
83 | 7000026407 | 640 | 400KV GIS MANDATORY SPARES | 1000049808 | 85359030 |  | 18 |  | PRESSURE SWITCHES OF EACH TYPE (FOR HYDRAULIC OPERATED MECHANISM, IFAPPLICABLE)-400KV GIS CIRCUIT BREKAER | SET | 1 |  | INCLUDED | 0 | 0 | 0 | 0 | 0 | 0
84 | 7000026407 | 650 | 400KV GIS MANDATORY SPARES | 1000049805 | 85359030 |  | 18 |  | PRESSURE GAUGE WITH COUPLING DEVICE OF EACH TYPE (FOR HYDRAULICOPERATED MECHANISM, IF APPLICABLE)-400KV GIS CIRCUIT BREKAER | SET | 1 |  | INCLUDED | 0 | 0 | 0 | 0 | 0 | 0
85 | 7000026407 | 660 | 400KV GIS MANDATORY SPARES | 1000058321 | 85359030 |  | 18 |  | 400KV GIS CIRCUIT BREAKER-HYDRAULIC OIL (5% OF TOTAL OIL QUANTITY)(FOR HYDRAULIC OPERATED MECHANISM, IF APPLICABLE) | SET | 1 |  | INCLUDED | 0 | 0 | 0 | 0 | 0 | 0
86 | 7000026407 | 670 | 400KV GIS MANDATORY SPARES | 1000049799 | 85359030 |  | 18 |  | PRESSURE RELIEF DEVICE OF EACH TYPE (FOR HYDRAULIC OPERATED MECHANISM,IF APPLICABLE)-400KV GIS CIRCUIT BREKAER | SET | 1 |  | INCLUDED | 0 | 0 | 0 | 0 | 0 | 0
87 | 7000026407 | 680 | 400KV GIS MANDATORY SPARES | 1000058325 | 85359030 |  | 18 |  | 400KV GIS CIRCUIT BREAKER-COMPLETE SPRING OPERATING MECHANISMINCLUDING CHARGING MECHANISM ETC. (FOR SPRING OPERATED MECHANISM, IFAPPLICABLE) | SET | 1 |  | INCLUDED | 0 | 0 | 0 | 0 | 0 | 0
88 | 7000026407 | 690 | 400KV GIS MANDATORY SPARES | 1000058318 | 85359030 |  | 18 |  | 400KV GIS CIRCUIT BREAKER- COMPLETE HYDRAULIC-SPRING OPERATINGMECHANISM INCLUDING CHARGING MECHANISM ETC. (FOR HYDRAULIC-SPRINGOPERATED MECHANISM, IF APPLICABLE) | SET | 1 |  | INCLUDED | 0 | 0 | 0 | 0 | 0 | 0
89 | 7000026407 | 700 | 400KV GIS MANDATORY SPARES | 1000049495 | 85359030 |  | 18 |  | PRESSURE SWITCHES OF EACH TYPE FOR420KV GIS CIRCUIT BREAKER (ForHydraulic-Spring Operated Mechanism, ifapplicable) | SET | 1 |  | INCLUDED | 0 | 0 | 0 | 0 | 0 | 0
90 | 7000026407 | 710 | 400KV GIS MANDATORY SPARES | 1000049802 | 85359030 |  | 18 |  | PRESSURE GAUGE WITH COUPLING DEVICE OF EACH TYPE (FOR HYDRAULIC-SPRINGOPERATED MECHANISM, IF APPLICABLE)-400KV GIS CIRCUIT BREKAER | SET | 1 |  | INCLUDED | 0 | 0 | 0 | 0 | 0 | 0
91 | 7000026407 | 720 | 400KV GIS MANDATORY SPARES | 1000058374 | 85359030 |  | 18 |  | 400kV GIS- Single phase of 3150Adisconnector switch including maincircuit, enclosure, driving mechanismand support insulator etc., complete inall respect (Note 1- The contractorshall supply spare for disconnectorswitch to ensure one to one replacementof all disconnector switch supplied asmain equipment without any requirementof modification in fittings at site tocover all different types ofdisconnector switch supplied. In case,quantity of supplied dis-connectorswitch types (for one to onereplacement) are more than the quantitymentioned in BPS for spare, thecontractor shall supply theseadditional types of disconnector switchwithout any additional priceimplication to POWERGRID and quantitiesof these additional type ofdisconnector switch are deem to beincluded in the quantities mentioned inBPS for spare disconnector. Note 2 - Incase, Dis-connector Switch (DS) & EarthSwitch (ES) is provided in a sameenclosure with common operatingmechanism, then the module comprisingof Dis-connector & Earth switch insingle enclosure with common operatingmechanism is to be provided under thehead of spare Dis-connector only. Note3- In case, Dis-connector Switch (DS)&Earth Switch (ES) is provided in asame enclosure with separate operatingmechanism, then the module comprisingof Dis-connector & Earth switch insingle enclosure with separateoperating mechanism is to be providedunder the head of spare Dis-connectoronly.) | EA | 1 |  | INCLUDED | 0 | 0 | 0 | 0 | 0 | 0
92 | 7000026407 | 730 | 400KV GIS MANDATORY SPARES | 1000058314 | 85359030 |  | 18 |  | 400KV GIS- SINGLE PHASE MAINTENANCE EARTHING SWITCH INCLUDING MAINCIRCUIT, ENCLOSURE, DRIVING MECHANISM AND SUPPORT INSULATOR ETC.,COMPLETE IN ALL RESPECT (NOTE 1 - IN CASE, DIS-CONNECTOR SWITCH (DS) &EARTH SWITCH (ES) IS PROVIDED IN A SAME ENCLOSURE WITH COMMONOPERATING MECHANISM, THEN THE MODULE COMPRISING OF DIS-CONNECTOR &EARTH SWITCH IN SINGLE ENCLOSURE WITH COMMON OPERATING MECHANISM IS TOBE PROVIDED UNDER THE HEAD OF SPARE DIS-CONNECTOR ONLY. NOTE 2 - INCASE, DIS-CONNECTOR SWITCH (DS) & EARTH SWITCH (ES) IS PROVIDED IN ASAME ENCLOSURE WITH SEPARATE OPERATING MECHANISM, THEN THE MODULECOMPRISING OF DIS-CONNECTOR & EARTH SWITCH IN SINGLE ENCLOSURE WITHSEPARATE OPERATING MECHANISM IS TO BE PROVIDED UNDER THE HEAD OF SPAREDIS-CONNECTOR ONLY.) | EA | 1 |  | INCLUDED | 0 | 0 | 0 | 0 | 0 | 0
93 | 7000026407 | 740 | 400KV GIS MANDATORY SPARES | 1000058310 | 85359030 |  | 18 |  | 400KV GIS - SINGLE PHASE FAST EARTHING SWITCH INCLUDING MAIN CIRCUIT,ENCLOSURE, DRIVING MECHANISM AND SUPPORT INSULATOR ETC., COMPLETE INALL RESPECT (NOTE 1 - IN CASE, DIS-CONNECTOR SWITCH (DS) & EARTHSWITCH (ES) IS PROVIDED IN A SAME ENCLOSURE WITH COMMON OPERATINGMECHANISM, THEN THE MODULE COMPRISING OF DIS-CONNECTOR & EARTH SWITCHIN SINGLE ENCLOSURE WITH COMMON OPERATING MECHANISM IS TO BE PROVIDEDUNDER THE HEAD OF SPARE DIS-CONNECTOR ONLY. NOTE 2 - IN CASE,DIS-CONNECTOR SWITCH (DS) & EARTH SWITCH (ES) IS PROVIDED IN A SAMEENCLOSURE WITH SEPARATE OPERATING MECHANISM, THEN THE MODULECOMPRISING OF DIS-CONNECTOR & EARTH SWITCH IN SINGLE ENCLOSURE WITHSEPARATE OPERATING MECHANISM IS TO BE PROVIDED UNDER THE HEAD OF SPAREDIS-CONNECTOR ONLY.) | EA | 1 |  | INCLUDED | 0 | 0 | 0 | 0 | 0 | 0
94 | 7000026407 | 750 | 400KV GIS MANDATORY SPARES | 1000058305 | 85359030 |  | 18 |  | OPEN/CLOSE CONTACTOR ASSEMBLY, TIMERS, KEY INTERLOCK, INTERLOCKINGCOILS, RELAYS, PUSH BUTTONS, INDICATING LAMPS, POWER CONTACTORS,RESISTORS, FUSES, MCBS & DRIVE CONTROL CARDS ETC. (AS APPLICABLE) ONEOF EACH TYPE FOR ONE COMPLETE MOM BOX FOR 400KV GIS DISCONNECTORSWITCH | SET | 1 |  | INCLUDED | 0 | 0 | 0 | 0 | 0 | 0
95 | 7000026407 | 760 | 400KV GIS MANDATORY SPARES | 1000058312 | 85359030 |  | 18 |  | OPEN/CLOSE CONTACTOR ASSEMBLY, TIMERS, KEY INTERLOCK, INTERLOCKINGCOILS, RELAYS, PUSH BUTTONS, INDICATING LAMPS, POWER CONTACTORS,RESISTORS, FUSES, MCBS & DRIVE CONTROL CARDS ETC. (AS APPLICABLE) ONEOF EACH TYPE FOR ONE COMPLETE MOM BOX FOR 400KV GIS MAINTENANCE EARTHSWITCH | SET | 1 |  | INCLUDED | 0 | 0 | 0 | 0 | 0 | 0
96 | 7000026407 | 770 | 400KV GIS MANDATORY SPARES | 1000058308 | 85359030 |  | 18 |  | OPEN/CLOSE CONTACTOR ASSEMBLY, TIMERS, KEY INTERLOCK, INTERLOCKINGCOILS, RELAYS, PUSH BUTTONS, INDICATING LAMPS, POWER CONTACTORS,RESISTORS, FUSES, MCBS & DRIVE CONTROL CARDS ETC. (AS APPLICABLE) ONEOF EACH TYPE FOR ONE COMPLETE MOM BOX FOR 400KV GIS FAST EARTHINGSWITCH | SET | 1 |  | INCLUDED | 0 | 0 | 0 | 0 | 0 | 0
97 | 7000026407 | 780 | 400KV GIS MANDATORY SPARES | 1000049776 | 85359030 |  | 18 |  | LIMIT SWITCHES AND AUX. SWITCHES FOR ONE COMPLETE MOM BOX FORDISCONNECTOR-400KV GIS | SET | 2 |  | INCLUDED | 0 | 0 | 0 | 0 | 0 | 0
98 | 7000026407 | 790 | 400KV GIS MANDATORY SPARES | 1000049778 | 85359030 |  | 18 |  | LIMIT SWITCHES AND AUX. SWITCHES FOR ONE COMPLETE MOM BOX FORMAINTENANCE EARTHING SWITCH-400KV GIS | SET | 2 |  | INCLUDED | 0 | 0 | 0 | 0 | 0 | 0
99 | 7000026407 | 800 | 400KV GIS MANDATORY SPARES | 1000049777 | 85359030 |  | 18 |  | LIMIT SWITCHES AND AUX. SWITCHES FOR ONE COMPLETE MOM BOX FOR FASTEARTHING SWITCH (IF APPLICABLE)-400KV GIS | SET | 2 |  | INCLUDED | 0 | 0 | 0 | 0 | 0 | 0
100 | 7000026407 | 810 | 400KV GIS MANDATORY SPARES | 1000058306 | 85359030 |  | 18 |  | DRIVE MECHANISM FOR 400KV GIS DISCONNECTOR SWITCH | SET | 1 |  | INCLUDED | 0 | 0 | 0 | 0 | 0 | 0
101 | 7000026407 | 820 | 400KV GIS MANDATORY SPARES | 1000058313 | 85359030 |  | 18 |  | DRIVE MECHANISM FOR 400KV GIS MAINTENANCE EARTH SWITCH | SET | 1 |  | INCLUDED | 0 | 0 | 0 | 0 | 0 | 0
102 | 7000026407 | 830 | 400KV GIS MANDATORY SPARES | 1000058309 | 85359030 |  | 18 |  | DRIVE MECHANISM FOR 400KV GIS FAST EARTHING SWITCH | SET | 1 |  | INCLUDED | 0 | 0 | 0 | 0 | 0 | 0
103 | 7000026407 | 840 | 400KV GIS MANDATORY SPARES | 1000058307 | 85359030 |  | 18 |  | MOTOR FOR DRIVE MECHANISM FOR 400KV GIS DISCONNECTOR SWITCH | EA | 1 |  | INCLUDED | 0 | 0 | 0 | 0 | 0 | 0
104 | 7000026407 | 850 | 400KV GIS MANDATORY SPARES | 1000058315 | 85359030 |  | 18 |  | MOTOR FOR DRIVE MECHANISM FOR 400KVGIS MAINTENANCE EARTH SWITCH | EA | 1 |  | INCLUDED | 0 | 0 | 0 | 0 | 0 | 0
105 | 7000026407 | 860 | 400KV GIS MANDATORY SPARES | 1000058327 | 85359030 |  | 18 |  | 400KV GIS- SINGLE PHASE OF CURRENT TRANSFORMER (3 CORES, TYPE-CTA)WITH ASSOCIATED ENCLOSURE AND PRIMARY CONDUCTOR COMPLETE IN ALLRESPECT | EA | 1 |  | INCLUDED | 0 | 0 | 0 | 0 | 0 | 0
106 | 7000026407 | 870 | 400KV GIS MANDATORY SPARES | 1000058326 | 85359030 |  | 18 |  | 400KV GIS- SINGLE PHASE OF CURRENT TRANSFORMER (2 CORES, TYPE-CTB)WITH ASSOCIATED ENCLOSURE AND PRIMARY CONDUCTOR COMPLETE IN ALLRESPECT | EA | 1 |  | INCLUDED | 0 | 0 | 0 | 0 | 0 | 0
107 | 7000026407 | 880 | 400KV GIS MANDATORY SPARES | 1000058316 | 85359030 |  | 18 |  | 400KV GIS-ONE POLE OF 3150A CIRCUIT BREAKER WITH PIR WITH INTERRUPTER,MAIN CIRCUIT, ENCLOSURE AND OPERATING MECHANISM COMPLETE IN ALLRESPECT | SET | 1 |  | INCLUDED | 0 | 0 | 0 | 0 | 0 | 0
108 | 7000026407 | 890 | 220KV GIS MANDATORY SPARES | 1000058295 | 85359030 |  | 18 |  | 220KV GIS- CABLE CONNECTION ENCLOSURE WITH MAIN CIRCUIT | SET | 1 |  | INCLUDED | 0 | 0 | 0 | 0 | 0 | 0
109 | 7000026407 | 900 | 220KV GIS MANDATORY SPARES | 1000058300 | 85359030 |  | 18 |  | 220KV GIS-SF6 GAS PRESSURE RELIEF DEVICE ASSEMBLY OF EACH TYPE | EA | 2 |  | INCLUDED | 0 | 0 | 0 | 0 | 0 | 0
110 | 7000026407 | 910 | 220KV GIS MANDATORY SPARES | 1000049816 | 85359030 |  | 18 |  | SF6 PRESSURE GAUGE CUM SWITCH /DENSITY MONITORS AND PRESSURESWITCH AS APPLICABLE, OF EACH TYPE-220KV GIS | SET | 3 |  | INCLUDED | 0 | 0 | 0 | 0 | 0 | 0
111 | 7000026407 | 920 | 220KV GIS MANDATORY SPARES | 1000049752 | 85359030 |  | 18 |  | COUPLING DEVICE FOR PRESSURE GAUGE CUM SWITCH FOR CONNECTINGGAS HANDLING PLANT OF EACH TYPE-220KV GIS | SET | 2 |  | INCLUDED | 0 | 0 | 0 | 0 | 0 | 0
112 | 7000026407 | 930 | 220KV GIS MANDATORY SPARES | 1000049761 | 85359030 |  | 18 |  | RUBBER GASKETS, Ã‚â‚¬Å’OÃ‚â‚¬Â RINGS AND SEALS FOR SF6 GAS FOR GISENCLOSURE OF EACH TYPE-220KV GIS | SET | 3 |  | INCLUDED | 0 | 0 | 0 | 0 | 0 | 0
113 | 7000026407 | 940 | 220KV GIS MANDATORY SPARES | 1000058298 | 85359030 |  | 18 |  | 220KV GIS-MOLECULAR FILTER FOR SF6 GAS WITH FILTER BAGS (5 % OF TOTALWEIGHT) | SET | 1 |  | INCLUDED | 0 | 0 | 0 | 0 | 0 | 0
114 | 7000026407 | 950 | 220KV GIS MANDATORY SPARES | 1000049749 | 85359030 |  | 18 |  | CONTROL VALVES FOR SF6 GAS OF EACH TYPE-220KV GIS | SET | 3 |  | INCLUDED | 0 | 0 | 0 | 0 | 0 | 0
115 | 7000026407 | 960 | 220KV GIS MANDATORY SPARES | 1000058299 | 85359030 |  | 18 |  | 220KV GIS-SF6 GAS (5 % OF TOTAL GAS QUANTITY) | LOT | 1 |  | INCLUDED | 0 | 0 | 0 | 0 | 0 | 0
116 | 7000026407 | 970 | 220KV GIS MANDATORY SPARES | 1000049782 | 85359030 |  | 18 |  | LOCKING DEVICE TO KEEP THE DIS-CONNECTORS (ISOLATORS)AND EARTHING/FAST EARTHING SWITCHES (AS APPLICABLE) IN CLOSE OR OPENPOSITION IN CASE OF REMOVAL OF THE DRIVING MECHANISM-220KV GIS | SET | 3 |  | INCLUDED | 0 | 0 | 0 | 0 | 0 | 0
117 | 7000026407 | 980 | 220KV GIS MANDATORY SPARES | 1000049504 | 85359030 |  | 18 |  | UHF PD SENSORS OF EACH TYPE ALONG WITH BNC CONNECTOR FOR 245KV GIS | EA | 5 |  | INCLUDED | 0 | 0 | 0 | 0 | 0 | 0
118 | 7000026407 | 990 | 220KV GIS MANDATORY SPARES | 1000058302 | 85359030 |  | 18 |  | 220KV GIS-SUPPORT INSULATORS (GAS THROUGH) OF EACH TYPE (COMPLETE WITHMETAL RING ETC.) ALONG WITH ASSOCIATED CONTACTS AND SHIELDS | EA | 5 |  | INCLUDED | 0 | 0 | 0 | 0 | 0 | 0
119 | 7000026407 | 1000 | 220KV GIS MANDATORY SPARES | 1000058297 | 85359030 |  | 18 |  | 220KV GIS-GAS BARRIERS OF EACH TYPE (COMPLETE WITH METAL RING ETC.)ALONG WITH ASSOCIATED CONTACTS AND SHIELDS | EA | 5 |  | INCLUDED | 0 | 0 | 0 | 0 | 0 | 0
120 | 7000026407 | 1010 | 220KV GIS MANDATORY SPARES | 1000058301 | 85359030 |  | 18 |  | 220KV GIS- 1600A SF6 TO AIR BUSHING COMPLETE IN ALL RESPECT | EA | 1 |  | INCLUDED | 0 | 0 | 0 | 0 | 0 | 0
121 | 7000026407 | 1020 | 220KV GIS MANDATORY SPARES | 1000049497 | 85359030 |  | 18 |  | LCC SPARES - AUX. RELAYS, CONTACTORS,PUSH BUTTONS, SWITCHES, LAMPS,ANNUNCIATION WINDOWS, MCB, FUSES,TIMERS, TERMINAL BLOCKS ETC. OF EACHTYPE & RATING-220kV GIS | SET | 2 |  | INCLUDED | 0 | 0 | 0 | 0 | 0 | 0
122 | 7000026407 | 1030 | 220KV GIS MANDATORY SPARES | 1000058284 | 85359030 |  | 18 |  | 220KV GIS-ONE POLE OF 1600A CIRCUIT BREAKER WITH INTERRUPTER, MAINCIRCUIT, ENCLOSURE AND OPERATING MECHANISM COMPLETE IN ALL RESPECT | SET | 1 |  | INCLUDED | 0 | 0 | 0 | 0 | 0 | 0
123 | 7000026407 | 1040 | 220KV GIS MANDATORY SPARES | 1000021871 | 85389000 |  | 18 |  | Trip coil assembly with resistor for245kV GIS Circuit Breaker (asapplicable) | SET | 3 |  | INCLUDED | 0 | 0 | 0 | 0 | 0 | 0
124 | 7000026407 | 1050 | 220KV GIS MANDATORY SPARES | 1000009185 | 85389000 |  | 18 |  | Closing coil assembly with resistor for245kV GIS Circuit Breaker (asapplicable) | SET | 1 |  | INCLUDED | 0 | 0 | 0 | 0 | 0 | 0
125 | 7000026407 | 1060 | 220KV GIS MANDATORY SPARES | 1000058292 | 85359030 |  | 18 |  | RELAYS, POWER CONTACTORS, PUSH BUTTONS, TIMERS & MCBS ETC. (ASAPPLICABLE) OF EACH TYPE FOR 220KV GIS CIRCUIT BREAKER | SET | 1 |  | INCLUDED | 0 | 0 | 0 | 0 | 0 | 0
126 | 7000026407 | 1070 | 220KV GIS MANDATORY SPARES | 1000007066 | 85389000 |  | 18 |  | Auxiliary switch assembly of each type for 245kV GIS Circuit Breaker | SET | 3 |  | INCLUDED | 0 | 0 | 0 | 0 | 0 | 0
127 | 7000026407 | 1080 | 220KV GIS MANDATORY SPARES | 1000058291 | 85359030 |  | 18 |  | 220KV GIS CIRCUIT BREAKER-OPERATION COUNTER | EA | 3 |  | INCLUDED | 0 | 0 | 0 | 0 | 0 | 0
128 | 7000026407 | 1090 | 220KV GIS MANDATORY SPARES | 1000058288 | 85359030 |  | 18 |  | 220KV GIS CIRCUIT BREAKER-HYDRAULIC OPERATING MECHANISM WITH DRIVEMOTOR (FOR HYDRAULIC OPERATED MECHANISM, IF APPLICABLE) | SET | 1 |  | INCLUDED | 0 | 0 | 0 | 0 | 0 | 0
129 | 7000026407 | 1100 | 220KV GIS MANDATORY SPARES | 1000049758 | 85359030 |  | 18 |  | HYDRAULIC FILTER OF EACH TYPE (FOR HYDRAULIC OPERATED MECHANISM, IFPPLICABLE)-220KV GIS CIRCUIT BREKAER | SET | 1 |  | INCLUDED | 0 | 0 | 0 | 0 | 0 | 0
130 | 7000026407 | 1110 | 220KV GIS MANDATORY SPARES | 1000058272 | 85359030 |  | 18 |  | 220KV GIS CIRCUIT BREAKER- HOSE PIPE OF EACH TYPE (AS APPLICABLE) (FORHYDRAULIC OPERATED MECHANISM, IF APPLICABLE) | SET | 1 |  | INCLUDED | 0 | 0 | 0 | 0 | 0 | 0
131 | 7000026407 | 1120 | 220KV GIS MANDATORY SPARES | 1000058290 | 85359030 |  | 18 |  | 220KV GIS CIRCUIT BREAKER - N2 ACCUMULATOR (FOR HYDRAULIC OPERATEDMECHANISM, IF APPLICABLE) | SET | 1 |  | INCLUDED | 0 | 0 | 0 | 0 | 0 | 0
132 | 7000026407 | 1130 | 220KV GIS MANDATORY SPARES | 1000049834 | 85359030 |  | 18 |  | VALVES OF EACH TYPE (FOR HYDRAULIC OPERATED MECHANISM, IFAPPLICABLE)-220KV GIS CIRCUIT BREKAER | SET | 1 |  | INCLUDED | 0 | 0 | 0 | 0 | 0 | 0
133 | 7000026407 | 1140 | 220KV GIS MANDATORY SPARES | 1000049794 | 85359030 |  | 18 |  | PIPE LENGTH (COPPER & STEEL) OF EACH SIZE & TYPE (FOR HYDRAULICOPERATED MECHANISM, IF APPLICABLE)-220KV GIS CIRCUIT BREKAER | SET | 1 |  | INCLUDED | 0 | 0 | 0 | 0 | 0 | 0
134 | 7000026407 | 1150 | 220KV GIS MANDATORY SPARES | 1000049807 | 85359030 |  | 18 |  | PRESSURE SWITCHES OF EACH TYPE (FOR HYDRAULIC OPERATED MECHANISM, IFAPPLICABLE)-220KV GIS CIRCUIT BREKAER | SET | 1 |  | INCLUDED | 0 | 0 | 0 | 0 | 0 | 0
135 | 7000026407 | 1160 | 220KV GIS MANDATORY SPARES | 1000049804 | 85359030 |  | 18 |  | PRESSURE GAUGE WITH COUPLING DEVICE OF EACH TYPE (FOR HYDRAULICOPERATED MECHANISM, IF APPLICABLE)-220KV GIS CIRCUIT BREKAER | SET | 1 |  | INCLUDED | 0 | 0 | 0 | 0 | 0 | 0
136 | 7000026407 | 1170 | 220KV GIS MANDATORY SPARES | 1000058289 | 85359030 |  | 18 |  | 220KV GIS CIRCUIT BREAKER-HYDRAULIC OIL (5% OF TOTAL OIL QUANTITY)(FOR HYDRAULIC OPERATED MECHANISM, IF APPLICABLE) | SET | 1 |  | INCLUDED | 0 | 0 | 0 | 0 | 0 | 0
137 | 7000026407 | 1180 | 220KV GIS MANDATORY SPARES | 1000049798 | 85359030 |  | 18 |  | PRESSURE RELIEF DEVICE OF EACH TYPE (FOR HYDRAULIC OPERATED MECHANISM,IF APPLICABLE)-220KV GIS CIRCUIT BREKAER | SET | 1 |  | INCLUDED | 0 | 0 | 0 | 0 | 0 | 0
138 | 7000026407 | 1190 | 220KV GIS MANDATORY SPARES | 1000058293 | 85359030 |  | 18 |  | 220KV GIS CIRCUIT BREAKER-COMPLETE SPRING OPERATING MECHANISMINCLUDING CHARGING MECHANISM ETC. (FOR SPRING OPERATED MECHANISM, IFAPPLICABLE) | SET | 1 |  | INCLUDED | 0 | 0 | 0 | 0 | 0 | 0
139 | 7000026407 | 1200 | 220KV GIS MANDATORY SPARES | 1000058287 | 85359030 |  | 18 |  | 220KV GIS CIRCUIT BREAKER- COMPLETE HYDRAULIC-SPRING OPERATINGMECHANISM INCLUDING CHARGING MECHANISM ETC. (FOR HYDRAULIC-SPRINGOPERATED MECHANISM, IF APPLICABLE) | SET | 1 |  | INCLUDED | 0 | 0 | 0 | 0 | 0 | 0
140 | 7000026407 | 1210 | 220KV GIS MANDATORY SPARES | 1000049797 | 85359030 |  | 18 |  | PRESSURE SWITCHES OF EACH TYPE (FOR HYDRAULIC-SPRING OPERATEDMECHANISM, IF APPLICABLE)-220KV GIS CIRCUIT BREAKER | SET | 1 |  | INCLUDED | 0 | 0 | 0 | 0 | 0 | 0
141 | 7000026407 | 1220 | 220KV GIS MANDATORY SPARES | 1000049801 | 85359030 |  | 18 |  | PRESSURE GAUGE WITH COUPLING DEVICE OF EACH TYPE (FOR HYDRAULIC-SPRINGOPERATED MECHANISM, IF APPLICABLE)-220KV GIS CIRCUIT BREKAER | SET | 1 |  | INCLUDED | 0 | 0 | 0 | 0 | 0 | 0
142 | 7000026407 | 1230 | 220KV GIS MANDATORY SPARES | 1000058371 | 85359030 |  | 18 |  | 220kV GIS- Three phase of 1600Adisconnector switch including maincircuit, enclosure, driving mechanismand support insulator etc., complete inall respect (Note 1- The contractorshall supply spare for disconnectorswitch to ensure one to one replacementof all disconnector switch supplied asmain equipment without any requirementof modification in fittings at site tocover all different types ofdisconnector switch supplied. In case,quantity of supplied dis-connectorswitch types (for one to onereplacement) are more than the quantitymentioned in BPS for spare, thecontractor shall supply theseadditional types of disconnector switchwithout any additional priceimplication to POWERGRID and quantitiesof these additional type ofdisconnector switch are deem to beincluded in the quantities mentioned inBPS for spare disconnector. Note 2 - Incase, Dis-connector Switch (DS) & EarthSwitch (ES) is provided in a sameenclosure with common operatingmechanism, then the module comprisingof Dis-connector & Earth switch insingle enclosure with common operatingmechanism is to be provided under thehead of spare Dis-connector only. Note3- In case, Dis-connector Switch (DS)&Earth Switch (ES) is provided in asame enclosure with separate operatingmechanism, then the module comprisingof Dis-connector & Earth switch insingle enclosure with separateoperating mechanism is to be providedunder the head of spare Dis-connectoronly.) | EA | 4 |  | INCLUDED | 0 | 0 | 0 | 0 | 0 | 0
143 | 7000026407 | 1240 | 220KV GIS MANDATORY SPARES | 1000058282 | 85359030 |  | 18 |  | 220KV GIS- THREE PHASE MAINTENANCE EARTHING SWITCH INCLUDING MAINCIRCUIT, ENCLOSURE, DRIVING MECHANISM AND SUPPORT INSULATOR ETC.,COMPLETE IN ALL RESPECT (NOTE 1 - IN CASE, DIS-CONNECTOR SWITCH (DS) &EARTH SWITCH (ES) IS PROVIDED IN A SAME ENCLOSURE WITH COMMONOPERATING MECHANISM, THEN THE MODULE COMPRISING OF DIS-CONNECTOR &EARTH SWITCH IN SINGLE ENCLOSURE WITH COMMON OPERATING MECHANISM IS TOBE PROVIDED UNDER THE HEAD OF SPARE DIS-CONNECTOR ONLY. NOTE 2 - INCASE, DIS-CONNECTOR SWITCH (DS) & EARTH SWITCH (ES) IS PROVIDED IN ASAME ENCLOSURE WITH SEPARATE OPERATING MECHANISM, THEN THE MODULECOMPRISING OF DIS-CONNECTOR & EARTH SWITCH IN SINGLE ENCLOSURE WITHSEPARATE OPERATING MECHANISM IS TO BE PROVIDED UNDER THE HEAD OF SPAREDIS-CONNECTOR ONLY.) | EA | 1 |  | INCLUDED | 0 | 0 | 0 | 0 | 0 | 0
144 | 7000026407 | 1250 | 220KV GIS MANDATORY SPARES | 1000058278 | 85359030 |  | 18 |  | 220KV GIS - THREE PHASE FAST EARTHING SWITCH INCLUDING MAIN CIRCUIT,ENCLOSURE, DRIVING MECHANISM AND SUPPORT INSULATOR ETC., COMPLETE INALL RESPECT (NOTE 1 - IN CASE, DIS-CONNECTOR SWITCH (DS) & EARTHSWITCH (ES) IS PROVIDED IN A SAME ENCLOSURE WITH COMMON OPERATINGMECHANISM, THEN THE MODULE COMPRISING OF DIS-CONNECTOR & EARTH SWITCHIN SINGLE ENCLOSURE WITH COMMON OPERATING MECHANISM IS TO BE PROVIDEDUNDER THE HEAD OF SPARE DIS-CONNECTOR ONLY. NOTE 2 - IN CASE,DIS-CONNECTOR SWITCH (DS) & EARTH SWITCH (ES) IS PROVIDED IN A SAMEENCLOSURE WITH SEPARATE OPERATING MECHANISM, THEN THE MODULECOMPRISING OF DIS-CONNECTOR & EARTH SWITCH IN SINGLE ENCLOSURE WITHSEPARATE OPERATING MECHANISM IS TO BE PROVIDED UNDER THE HEAD OF SPAREDIS-CONNECTOR ONLY.) | EA | 1 |  | INCLUDED | 0 | 0 | 0 | 0 | 0 | 0
145 | 7000026407 | 1260 | 220KV GIS MANDATORY SPARES | 1000058273 | 85359030 |  | 18 |  | OPEN/CLOSE CONTACTOR ASSEMBLY, TIMERS, KEY INTERLOCK, INTERLOCKINGCOILS, RELAYS, PUSH BUTTONS, INDICATING LAMPS, POWER CONTACTORS,RESISTORS, FUSES, MCBS & DRIVE CONTROL CARDS ETC. (AS APPLICABLE) ONEOF EACH TYPE FOR ONE COMPLETE MOM BOX FOR 220KV GIS DISCONNECTORSWITCH | SET | 1 |  | INCLUDED | 0 | 0 | 0 | 0 | 0 | 0
146 | 7000026407 | 1270 | 220KV GIS MANDATORY SPARES | 1000058280 | 85359030 |  | 18 |  | OPEN/CLOSE CONTACTOR ASSEMBLY, TIMERS, KEY INTERLOCK, INTERLOCKINGCOILS, RELAYS, PUSH BUTTONS, INDICATING LAMPS, POWER CONTACTORS,RESISTORS, FUSES, MCBS & DRIVE CONTROL CARDS ETC. (AS APPLICABLE) ONEOF EACH TYPE FOR ONE COMPLETE MOM BOX FOR 220KV GIS MAINTENANCE EARTHSWITCH | SET | 1 |  | INCLUDED | 0 | 0 | 0 | 0 | 0 | 0
147 | 7000026407 | 1280 | 220KV GIS MANDATORY SPARES | 1000058276 | 85359030 |  | 18 |  | OPEN/CLOSE CONTACTOR ASSEMBLY, TIMERS, KEY INTERLOCK, INTERLOCKINGCOILS, RELAYS, PUSH BUTTONS, INDICATING LAMPS, POWER CONTACTORS,RESISTORS, FUSES, MCBS & DRIVE CONTROL CARDS ETC. (AS APPLICABLE) ONEOF EACH TYPE FOR ONE COMPLETE MOM BOX FOR 220KV GIS FAST EARTHINGSWITCH | SET | 1 |  | INCLUDED | 0 | 0 | 0 | 0 | 0 | 0
148 | 7000026407 | 1290 | 220KV GIS MANDATORY SPARES | 1000049773 | 85359030 |  | 18 |  | LIMIT SWITCHES AND AUX. SWITCHES FOR ONE COMPLETE MOM BOX FORDISCONNECTOR-220KV GIS | SET | 2 |  | INCLUDED | 0 | 0 | 0 | 0 | 0 | 0
149 | 7000026407 | 1300 | 220KV GIS MANDATORY SPARES | 1000049775 | 85359030 |  | 18 |  | LIMIT SWITCHES AND AUX. SWITCHES FOR ONE COMPLETE MOM BOX FORMAINTENANCE EARTHING SWITCH-220KV GIS | SET | 2 |  | INCLUDED | 0 | 0 | 0 | 0 | 0 | 0
150 | 7000026407 | 1310 | 220KV GIS MANDATORY SPARES | 1000049774 | 85359030 |  | 18 |  | LIMIT SWITCHES AND AUX. SWITCHES FOR ONE COMPLETE MOM BOX FOR FASTEARTHING SWITCH (IF APPLICABLE)-220KV GIS | SET | 2 |  | INCLUDED | 0 | 0 | 0 | 0 | 0 | 0
151 | 7000026407 | 1320 | 220KV GIS MANDATORY SPARES | 1000058274 | 85359030 |  | 18 |  | DRIVE MECHANISM FOR 220KV GIS DISCONNECTOR SWITCH | SET | 1 |  | INCLUDED | 0 | 0 | 0 | 0 | 0 | 0
152 | 7000026407 | 1330 | 220KV GIS MANDATORY SPARES | 1000058281 | 85359030 |  | 18 |  | DRIVE MECHANISM FOR 220KV GIS MAINTENANCE EARTH SWITCH | SET | 1 |  | INCLUDED | 0 | 0 | 0 | 0 | 0 | 0
153 | 7000026407 | 1340 | 220KV GIS MANDATORY SPARES | 1000058275 | 85359030 |  | 18 |  | MOTOR FOR DRIVE MECHANISM FOR 220KV GIS DISCONNECTOR SWITCH | EA | 1 |  | INCLUDED | 0 | 0 | 0 | 0 | 0 | 0
154 | 7000026407 | 1350 | 220KV GIS MANDATORY SPARES | 1000058283 | 85359030 |  | 18 |  | MOTOR FOR DRIVE MECHANISM FOR 220KVGIS MAINTENANCE EARTH SWITCH | EA | 1 |  | INCLUDED | 0 | 0 | 0 | 0 | 0 | 0
155 | 7000026407 | 1360 | 220KV GIS MANDATORY SPARES | 1000058279 | 85359030 |  | 18 |  | MOTOR FOR DRIVE MECHANISM FOR 220KV GIS FAST EARTHING SWITCH | EA | 1 |  | INCLUDED | 0 | 0 | 0 | 0 | 0 | 0
156 | 7000026407 | 1370 | 220KV GIS MANDATORY SPARES | 1000058294 | 85359030 |  | 18 |  | 220KV GIS- SINGLE PHASE OF CURRENT TRANSFORMER (4 CORES) WITHASSOCIATED ENCLOSURE AND PRIMARY CONDUCTOR COMPLETE IN ALL RESPECT | EA | 1 |  | INCLUDED | 0 | 0 | 0 | 0 | 0 | 0
157 | 7000026407 | 1380 | AIS MANDATORY SPARES | 1000019925 | 84819090 |  | 18 |  | Spares for Fire Protection System | LS | 1 |  | INCLUDED | 0 | 0 | 0 | 0 | 0 | 0
158 | 7000026407 | 1390 | AIS MANDATORY SPARES | 1000019927 | 85389000 |  | 18 |  | Spares-Substation Automation System | LS | 1 |  | INCLUDED | 0 | 0 | 0 | 0 | 0 | 0
159 | 7000026407 | 1400 | AIS MANDATORY SPARES | 1000019912 | 85371000 |  | 18 |  | Relay & protection Panels (with automation) | LS | 1 |  | INCLUDED | 0 | 0 | 0 | 0 | 0 | 0
160 | 7000026407 | 1410 | AIS MANDATORY SPARES | 1000025940 | 85462040 |  | 18 |  | Spare-420kV BPI | SET | 1 |  | INCLUDED | 0 | 0 | 0 | 0 | 0 | 0
161 | 7000026407 | 1420 | AIS MANDATORY SPARES | 1000025932 | 85462040 |  | 18 |  | Spare-245kV BPI | SET | 1 |  | INCLUDED | 0 | 0 | 0 | 0 | 0 | 0
162 | 7000026407 | 1430 | AIS MANDATORY SPARES | 1000025930 | 85354010 |  | 18 |  | Spare-216kV Surge Arrester | SET | 1 |  | INCLUDED | 0 | 0 | 0 | 0 | 0 | 0
163 | 7000026407 | 1440 | AIS MANDATORY SPARES | 1000024186 | 85354010 |  | 18 |  | SPARES FOR 336KV SURGE ARRESTER | LS | 1 |  | INCLUDED | 0 | 0 | 0 | 0 | 0 | 0
164 | 7000026407 | 1760 | Non Standard Structures | 1000015954 | 73082011 |  | 18 |  | Fabrication, galvanising and supply of Lattice Structures (MS Steel),to be designed during detailed engineering, for towers, beams andequipment support structure including pack plates / packwashers andgusset plates excluding fasteners and foundation bolts | MT | 16.3 |  | INCLUDED | 0 | 0 | 0 | 0 | 0 | 0
165 | 7000026407 | 1770 | Non Standard Structures | 1000011713 | 73082011 |  | 18 |  | Fabrication, galvanising and supply of fasteners ( nuts, bolts andwashers ) including step bolts for lattice and pipe structures to bedesigned during detailed engineering | MT | 0.85 |  | INCLUDED | 0 | 0 | 0 | 0 | 0 | 0
166 | 7000026407 | 1780 | Non Standard Structures | 1000012373 | 73082011 |  | 18 |  | Fabrication, galvanising and supply of foundation bolts including nuts,checknut and washers for lattice and pipe structures to be designedduring detailed engineering | MT | 1.4 |  | INCLUDED | 0 | 0 | 0 | 0 | 0 | 0
II | SS-123:Extn. of 400/220kV Magarwada GIS | [12 empty] | 0 | 0 | 0 | 0 | 0 | 0
1 | 7000026628 | 10 | GIS Portion- 420 kV GIS Equipments | 1000032802 | 85359030 |  | 18 |  | 420KV, 4000A,63KA GIS BUSBAR MODULE EXTENSION | SET | 2 |  | INCLUDED | 0 | 0 | 0 | 0 | 0 | 0
2 | 7000026628 | 20 | GIS Portion- 420 kV GIS Equipments | 1000004637 | 85359030 |  | 18 |  | 420kV, 3150 A, 63 kA, SF6 GIS ICT feederbay module as per Section-Project,Technical specification | SET | 1 |  | INCLUDED | 0 | 0 | 0 | 0 | 0 | 0
3 | 7000026628 | 30 | GIS Portion- 420 kV GIS Equipments | 1000032796 | 85389000 |  | 18 |  | 420KV, 3150A, 63KA SF6 TO AIR BUSHING including support structure | SET | 3 |  | INCLUDED | 0 | 0 | 0 | 0 | 0 | 0
4 | 7000026628 | 40 | GIS Portion- 420 kV GIS Equipments | 1000059207 | 85359030 |  | 18 |  | 420KV, 3000A, 63KA, SINGLE PHASE, SF6 GAS INSULATED BUS DUCT (GIB)OUTSIDE GIS HALL ALONGWITH ASSOCIATED SUPPORT STRUCTURE, ETC. AS PERTECHNICAL SPECIFICATION | M | 275 |  | INCLUDED | 0 | 0 | 0 | 0 | 0 | 0
5 | 7000026628 | 50 | GIS Portion- 245kV GIS Equipments | 1000032784 | 85359030 |  | 18 |  | 245 KV,3000 A, 50 KA SF6 GIS BUS BAR MODULE EXTENSION AS PERSECTION-PROJECT, TECHNICAL SPECIFICATION | SET | 2 |  | INCLUDED | 0 | 0 | 0 | 0 | 0 | 0
6 | 7000026628 | 60 | GIS Portion- 245kV GIS Equipments | 1000001690 | 85359030 |  | 18 |  | 245kV, 1600 A, 50 kA, SF6 GIS ICT feederbay module as per Section-Project,Technical specification | SET | 1 |  | INCLUDED | 0 | 0 | 0 | 0 | 0 | 0
7 | 7000026628 | 70 | GIS Portion- 245kV GIS Equipments | 1000001693 | 85389000 |  | 18 |  | 245kV,1600A, 50kA,3 Single phase/3Phase, SF6 Gas Insulated Bus Duct (GIB)outside GIS Hall alongwith associatedsupport structure(Quantity mentionedhere is for 3 Phase type) | M | 60 |  | INCLUDED | 0 | 0 | 0 | 0 | 0 | 0
8 | 7000026628 | 80 | GIS Portion- 245kV GIS Equipments | 1000029503 | 85389000 |  | 18 |  | 245kV, 1600A, 50kA Single phase SF6 to Air Bushing | EA | 3 |  | INCLUDED | 0 | 0 | 0 | 0 | 0 | 0
9 | 7000026628 | 90 | 420 kV AIS equipments | 1000020419 | 85354010 |  | 18 |  | 336kV Surge Arrester (1-phase) | EA | 3 |  | INCLUDED | 0 | 0 | 0 | 0 | 0 | 0
10 | 7000026628 | 100 | 420 kV AIS equipments | 1000004401 | 85462040 |  | 18 |  | 420 kV, 1 phase Bus Post Insulator (except for Line Traps) | EA | 3 |  | INCLUDED | 0 | 0 | 0 | 0 | 0 | 0
11 | 7000026628 | 110 | 245kV AIS equipments | 1000020417 | 85354010 |  | 18 |  | 216kV Surge Arrester (1-phase) | EA | 3 |  | INCLUDED | 0 | 0 | 0 | 0 | 0 | 0
12 | 7000026628 | 120 | Relay and Protection panel | 1000055446 | 85371000 |  | 18 |  | 400KV CIRCUIT BREAKER RELAY PANEL (WITH AUTOMATION) | EA | 1 |  | INCLUDED | 0 | 0 | 0 | 0 | 0 | 0
13 | 7000026628 | 130 | Relay and Protection panel | 1000055443 | 85371000 |  | 18 |  | 220KV CIRCUIT BREAKER RELAY PANEL (WITH AUTOMATION) | EA | 1 |  | INCLUDED | 0 | 0 | 0 | 0 | 0 | 0
14 | 7000026628 | 140 | Relay and Protection panel | 1000004274 | 85371000 |  | 18 |  | 400kV Transformer Protection Panel (For both HV & MV side)-(withAutomation) | EA | 1 |  | INCLUDED | 0 | 0 | 0 | 0 | 0 | 0
15 | 7000026628 | 150 | Substation automation system | 1000003409 | 85371000 |  | 18 |  | Augmentation of Substation automation System for 400kV Main bay as perTechnical Specification | EA | 1 |  | INCLUDED | 0 | 0 | 0 | 0 | 0 | 0
16 | 7000026628 | 160 | Substation automation system | 1000001333 | 85371000 |  | 18 |  | Augmentation of Substation automation System for 220kV bay as perTechnical Specification | EA | 1 |  | INCLUDED | 0 | 0 | 0 | 0 | 0 | 0
17 | 7000026628 | 170 | Erection Hardware | 1000011330 | 72169990 |  | 18 |  | Erection Hardware for 400kV DM type layout for GIS terminationarrangement-Transformer bay as per technical specification | SET | 1 |  | INCLUDED | 0 | 0 | 0 | 0 | 0 | 0
18 | 7000026628 | 180 | Erection Hardware | 1000011252 | 72169990 |  | 18 |  | Erection Hardware for 220kV DM-type layout for GIS terminationarrangement-Transformer bay as per technical specification | SET | 1 |  | INCLUDED | 0 | 0 | 0 | 0 | 0 | 0
19 | 7000026628 | 190 | Ventilation System | 1000022407 | 84159000 |  | 28 |  | Ventillation system for 220kV GIS Hall Ext | SET | 1 |  | INCLUDED | 0 | 0 | 0 | 0 | 0 | 0
20 | 7000026628 | 200 | Power and Control Cables | 1000056265 | 85446020 |  | 18 |  | 1.1KV GRADE 27CX1.5 SQMM CONTROL CABLE | KM | 1 |  | INCLUDED | 0 | 0 | 0 | 0 | 0 | 0
21 | 7000026628 | 210 | Power and Control Cables | 1000056264 | 85446020 |  | 18 |  | 1.1KV GRADE 19CX1.5 SQMM CONTROL CABLE | KM | 2 |  | INCLUDED | 0 | 0 | 0 | 0 | 0 | 0
22 | 7000026628 | 220 | Power and Control Cables | 1000031887 | 85446020 |  | 18 |  | 1.1KV GRADE 10CX2.5 SQMM CONTROL CABLE | KM | 3 |  | INCLUDED | 0 | 0 | 0 | 0 | 0 | 0
23 | 7000026628 | 230 | Power and Control Cables | 1000031987 | 85446020 |  | 18 |  | 1.1KV GRADE 5CX2.5 SQMM CONTROL CABLE | KM | 3 |  | INCLUDED | 0 | 0 | 0 | 0 | 0 | 0
24 | 7000026628 | 240 | Power and Control Cables | 1000031964 | 85446020 |  | 18 |  | 1.1KV GRADE 3CX2.5 SQMM CONTROL CABLE | KM | 1 |  | INCLUDED | 0 | 0 | 0 | 0 | 0 | 0
25 | 7000026628 | 250 | Power and Control Cables | 1000031985 | 85446020 |  | 18 |  | 1.1KV GRADE 4CX6 SQMM (PVC) POWER CABLE | KM | 2 |  | INCLUDED | 0 | 0 | 0 | 0 | 0 | 0
26 | 7000026628 | 260 | Power and Control Cables | 1000031976 | 85446020 |  | 18 |  | 1.1KV GRADE 4CX16 SQMM (PVC) POWER CABLE | KM | 4 |  | INCLUDED | 0 | 0 | 0 | 0 | 0 | 0
27 | 7000026628 | 270 | Power and Control Cables | 1000031953 | 85446020 |  | 18 |  | 1.1KV GRADE 3.5CX35 SQMM (PVC) POWER CABLE | KM | 1 |  | INCLUDED | 0 | 0 | 0 | 0 | 0 | 0
28 | 7000026628 | 280 | Power and Control Cables | 1000031957 | 85446020 |  | 18 |  | 1.1KV GRADE 3.5CX70 SQMM (PVC) POWER CABLE | KM | 1 |  | INCLUDED | 0 | 0 | 0 | 0 | 0 | 0
29 | 7000026628 | 290 | Power and Control Cables | 1000032050 | 85446020 |  | 18 |  | 4PAIR, 0.5SQMM SCREENED CABLE | KM | 2 |  | INCLUDED | 0 | 0 | 0 | 0 | 0 | 0
30 | 7000026628 | 300 | Power and Control Cables | 1000031943 | 85446020 |  | 18 |  | 1.1KV GRADE 2CX6 SQMM (PVC) POWER CABLE | KM | 2 |  | INCLUDED | 0 | 0 | 0 | 0 | 0 | 0
31 | 7000026628 | 310 | Power and Control Cables | 1000031951 | 85446090 |  | 18 |  | 1.1KV GRADE 3.5CX300 SQMM (XLPE) POWER CABLE | KM | 0.5 |  | INCLUDED | 0 | 0 | 0 | 0 | 0 | 0
32 | 7000026628 | 320 | Illumination(Indoor) | 1000049467 | 94059900 |  | 18 |  | INDOOR LIGHTNING FOR GIS BUILDING (AS PER TECHNICAL SPECIFICATION) including AHU & Relay Rooms as applicable | SET | 1 |  | INCLUDED | 0 | 0 | 0 | 0 | 0 | 0
33 | 7000026628 | 330 | Illumination(Outdoor) | 1000014547 | 85371000 |  | 18 |  | Lighting Panel type ACP-2 as per technical specification | EA | 2 |  | INCLUDED | 0 | 0 | 0 | 0 | 0 | 0
34 | 7000026628 | 340 | Illumination(Outdoor) | 1000038325 | 94059900 |  | 18 |  | LIGHTING FIXTURE LED LUMINAIRES TYPE FL2 AS PER TECH. SPECIFICATIONS | EA | 8 |  | INCLUDED | 0 | 0 | 0 | 0 | 0 | 0
35 | 7000026628 | 350 | Illumination(Outdoor) | 1000038039 | 94051090 |  | 18 |  | LIGHTING FIXTURE LED LUMINAIRES TYPE FL-1 AS PER TECH. SPECIFICATIONS | EA | 6 |  | INCLUDED | 0 | 0 | 0 | 0 | 0 | 0
36 | 7000026628 | 360 | Illumination(Outdoor) | 1000001894 | 94059900 |  | 18 |  | Outdoor Power Receptacle for oilfiltration unit (250A) | EA | 1 |  | INCLUDED | 0 | 0 | 0 | 0 | 0 | 0
37 | 7000026628 | 370 | Illumination(Outdoor) | 1000038385 | 94059900 |  | 18 |  | FIRE WALL MOUNTED LED LUMINARIE TYPE FL-2 (250W) | EA | 2 |  | INCLUDED | 0 | 0 | 0 | 0 | 0 | 0
38 | 7000026628 | 380 | Fire Protection System | 1000055456 | 84248990 |  | 18 |  | HVW SPRAY SYSTEM, HYDRANT SYSTEM AND COMPLETE U/G & O/G PIPING ANDACCESSORIES ETC. OUT SIDE THE PUMP HOUSE FOR 400KV, 3-PHASEAUTOTRANSFORMER | SET | 1 |  | INCLUDED | 0 | 0 | 0 | 0 | 0 | 0
39 | 7000026628 | 390 | Fire Protection System | 1000012022 | 84241000 |  | 18 |  | 4.5 kg CO2 type Portable Fire extinguisher | EA | 4 |  | INCLUDED | 0 | 0 | 0 | 0 | 0 | 0
40 | 7000026628 | 400 | Fire Protection System | 1000012026 | 84241000 |  | 18 |  | 6Kg dry chemical powered type Portable Fire extinguisher | EA | 2 |  | INCLUDED | 0 | 0 | 0 | 0 | 0 | 0
41 | 7000026628 | 410 | Fire Protection System | 1000029281 | 85311020 |  | 18 |  | Hydrant system, complete U/G piping and accessories etc. outside thePump House for 220kV GIS Building Extension. | LOT | 1 |  | INCLUDED | 0 | 0 | 0 | 0 | 0 | 0
42 | 7000026628 | 1580 | Fire Protection System | 1000012009 | 85311020 |  | 18 |  | Fire Detection and Alarm System for 220kV GIS Hall | SET | 1 |  | INCLUDED | 0 | 0 | 0 | 0 | 0 | 0
43 | 7000026628 | 420 | LT Switchgear | 1000055451 | 85371000 |  | 18 |  | EXTENSION OF LT SWITCHGEAR AS PER TECHNICAL SPECIFICATION | SET | 1 |  | INCLUDED | 0 | 0 | 0 | 0 | 0 | 0
44 | 7000026628 | 430 | Augumentation of VMS System | 1000030433 | 85287390 |  | 18 |  | COLOR IP CAMERA, WITH PAN, TILT AND ZOOM FACILITIES, ALONGWITH ALLREQUIRED ITEMS, ACCESSORIES, LINE INTERFACE UNITS, FIBER PATCH CORDS,POWER SUPPLY UNITS, JUNCTION BOXES, CABLES, FIBER OPTIC CABLES, ETC.,AND INCLUDING INTEGRATION IN EXISTING HARDWARE AND SOFTWARE FORAUGMENTATION OF VISUAL MONITORING SYSTEM AS PER TECHNICALSPECIFICATION. | SET | 1 |  | INCLUDED | 0 | 0 | 0 | 0 | 0 | 0
45 | 7000026628 | 440 | Mandatory spares | 1000024186 | 85354010 |  | 18 |  | SPARES FOR 336KV SURGE ARRESTER | LS | 1 |  | INCLUDED | 0 | 0 | 0 | 0 | 0 | 0
46 | 7000026628 | 450 | Mandatory spares | 1000025930 | 85354010 |  | 18 |  | Spare-216kV Surge Arrester | SET | 1 |  | INCLUDED | 0 | 0 | 0 | 0 | 0 | 0
47 | 7000026628 | 460 | Mandatory spares | 1000019912 | 85371000 |  | 18 |  | Relay & protection Panels (with automation) | LS | 1 |  | INCLUDED | 0 | 0 | 0 | 0 | 0 | 0
48 | 7000026628 | 470 | Mandatory spares | 1000019927 | 85389000 |  | 18 |  | Spares-Substation Automation System | LS | 1 |  | INCLUDED | 0 | 0 | 0 | 0 | 0 | 0
49 | 7000026628 | 480 | Mandatory spares | 1000019925 | 84819090 |  | 18 |  | Spares for Fire Protection System | LS | 1 |  | INCLUDED | 0 | 0 | 0 | 0 | 0 | 0
50 | 7000026628 | 490 | GIS Portion-Mandatory Spares-400kV GIS | 1000058332 | 85359030 |  | 18 |  | 400KV GIS-SF6 GAS PRESSURE RELIEF DEVICE ASSEMBLY OF EACH TYPE | EA | 1 |  | INCLUDED | 0 | 0 | 0 | 0 | 0 | 0
51 | 7000026628 | 500 | GIS Portion-Mandatory Spares-400kV GIS | 1000049817 | 85359030 |  | 18 |  | SF6 PRESSURE GAUGE CUM SWITCH /DENSITY MONITORS AND PRESSURESWITCH AS APPLICABLE, OF EACH TYPE-400KV GIS | SET | 2 |  | INCLUDED | 0 | 0 | 0 | 0 | 0 | 0
52 | 7000026628 | 510 | GIS Portion-Mandatory Spares-400kV GIS | 1000049753 | 85359030 |  | 18 |  | COUPLING DEVICE FOR PRESSURE GAUGE CUM SWITCH FOR CONNECTINGGAS HANDLING PLANT OF EACH TYPE-400KV GIS | SET | 1 |  | INCLUDED | 0 | 0 | 0 | 0 | 0 | 0
53 | 7000026628 | 520 | GIS Portion-Mandatory Spares-400kV GIS | 1000049762 | 85359030 |  | 18 |  | RUBBER GASKETS, Ã‚â‚¬Å’OÃ‚â‚¬Â RINGS AND SEALS FOR SF6 GAS FOR GISENCLOSURE OF EACH TYPE-400KV GIS | SET | 2 |  | INCLUDED | 0 | 0 | 0 | 0 | 0 | 0
54 | 7000026628 | 530 | GIS Portion-Mandatory Spares-400kV GIS | 1000058330 | 85359030 |  | 18 |  | 400KV GIS-MOLECULAR FILTER FOR SF6 GAS WITH FILTER BAGS (5 % OF TOTALWEIGHT) | SET | 1 |  | INCLUDED | 0 | 0 | 0 | 0 | 0 | 0
55 | 7000026628 | 540 | GIS Portion-Mandatory Spares-400kV GIS | 1000049750 | 85359030 |  | 18 |  | CONTROL VALVES FOR SF6 GAS OF EACH TYPE-400KV GIS | SET | 2 |  | INCLUDED | 0 | 0 | 0 | 0 | 0 | 0
56 | 7000026628 | 550 | GIS Portion-Mandatory Spares-400kV GIS | 1000058331 | 85359030 |  | 18 |  | 400KV GIS-SF6 GAS (5 % OF TOTAL GAS QUANTITY) | LOT | 1 |  | INCLUDED | 0 | 0 | 0 | 0 | 0 | 0
57 | 7000026628 | 560 | GIS Portion-Mandatory Spares-400kV GIS | 1000049783 | 85359030 |  | 18 |  | LOCKING DEVICE TO KEEP THE DIS-CONNECTORS (ISOLATORS)AND EARTHING/FAST EARTHING SWITCHES IN CLOSE OR OPEN POSITION IN CASEOF REMOVAL OF THE DRIVING MECHANISM-400KV GIS | SET | 2 |  | INCLUDED | 0 | 0 | 0 | 0 | 0 | 0
58 | 7000026628 | 570 | GIS Portion-Mandatory Spares-400kV GIS | 1000049505 | 85359030 |  | 18 |  | UHF PD SENSORS OF EACH TYPE ALONG WITH BNC CONNECTOR FOR 420KV GIS | EA | 3 |  | INCLUDED | 0 | 0 | 0 | 0 | 0 | 0
59 | 7000026628 | 580 | GIS Portion-Mandatory Spares-400kV GIS | 1000058334 | 85359030 |  | 18 |  | 400KV GIS-SUPPORT INSULATORS (GAS THROUGH) OF EACH TYPE (COMPLETE WITHMETAL RING ETC.) ALONG WITH ASSOCIATED CONTACTS AND SHIELDS | EA | 3 |  | INCLUDED | 0 | 0 | 0 | 0 | 0 | 0
60 | 7000026628 | 590 | GIS Portion-Mandatory Spares-400kV GIS | 1000058329 | 85359030 |  | 18 |  | 400KV GIS-GAS BARRIERS OF EACH TYPE (COMPLETE WITH METAL RING ETC.)ALONG WITH ASSOCIATED CONTACTS AND SHIELDS | EA | 3 |  | INCLUDED | 0 | 0 | 0 | 0 | 0 | 0
61 | 7000026628 | 600 | GIS Portion-Mandatory Spares-400kV GIS | 1000058333 | 85359030 |  | 18 |  | 400KV GIS- 3150A SF6 TO AIR BUSHING COMPLETE IN ALL RESPECT | EA | 1 |  | INCLUDED | 0 | 0 | 0 | 0 | 0 | 0
62 | 7000026628 | 610 | GIS Portion-Mandatory Spares-400kV GIS | 1000049498 | 85359030 |  | 18 |  | LCC SPARES - AUX. RELAYS, CONTACTORS,PUSH BUTTONS, SWITCHES,LAMPS,ANNUNCIATION WINDOWS, MCB, FUSES,TIMERS, TERMINAL BLOCKS ETC. OF EACHTYPE & RATING-400kV GIS | SET | 1 |  | INCLUDED | 0 | 0 | 0 | 0 | 0 | 0
63 | 7000026628 | 620 | GIS Portion-Mandatory Spares-400kV GIS | 1000058317 | 85359030 |  | 18 |  | 400KV GIS-ONE POLE OF 3150A CIRCUIT BREAKER WITHOUT PIR WITHINTERRUPTER, MAIN CIRCUIT, ENCLOSURE AND OPERATING MECHANISM COMPLETEIN ALL RESPECT | SET | 1 |  | INCLUDED | 0 | 0 | 0 | 0 | 0 | 0
64 | 7000026628 | 630 | GIS Portion-Mandatory Spares-400kV GIS | 1000021873 | 85389000 |  | 18 |  | Trip coil assembly with resistor for420kV GIS Circuit Breaker (asapplicable) | SET | 3 |  | INCLUDED | 0 | 0 | 0 | 0 | 0 | 0
65 | 7000026628 | 640 | GIS Portion-Mandatory Spares-400kV GIS | 1000009208 | 85389000 |  | 18 |  | Closing coil assembly with resistor for420kV GIS Circuit Breaker (asapplicable) | SET | 3 |  | INCLUDED | 0 | 0 | 0 | 0 | 0 | 0
66 | 7000026628 | 650 | GIS Portion-Mandatory Spares-400kV GIS | 1000058324 | 85359030 |  | 18 |  | RELAYS, POWER CONTACTORS, PUSH BUTTONS, TIMERS & MCBS ETC. (ASAPPLICABLE) OF EACH TYPE FOR 400KV GIS CIRCUIT BREAKER | SET | 1 |  | INCLUDED | 0 | 0 | 0 | 0 | 0 | 0
67 | 7000026628 | 660 | GIS Portion-Mandatory Spares-400kV GIS | 1000007067 | 85389000 |  | 18 |  | Auxiliary switch assembly of each type for 420kV GIS Circuit Breaker | SET | 1 |  | INCLUDED | 0 | 0 | 0 | 0 | 0 | 0
68 | 7000026628 | 670 | GIS Portion-Mandatory Spares-400kV GIS | 1000058323 | 85359030 |  | 18 |  | 400KV GIS CIRCUIT BREAKER-OPERATION COUNTER | EA | 1 |  | INCLUDED | 0 | 0 | 0 | 0 | 0 | 0
69 | 7000026628 | 680 | GIS Portion-Mandatory Spares-400kV GIS | 1000058320 | 85359030 |  | 18 |  | 400KV GIS CIRCUIT BREAKER-HYDRAULIC OPERATING MECHANISM WITH DRIVEMOTOR (FOR HYDRAULIC OPERATED MECHANISM, IF APPLICABLE) | SET | 1 |  | INCLUDED | 0 | 0 | 0 | 0 | 0 | 0
70 | 7000026628 | 690 | GIS Portion-Mandatory Spares-400kV GIS | 1000049759 | 85359030 |  | 18 |  | HYDRAULIC FILTER OF EACH TYPE (FOR HYDRAULIC OPERATED MECHANISM, IFPPLICABLE)-400KV GIS CIRCUIT BREKAER | SET | 1 |  | INCLUDED | 0 | 0 | 0 | 0 | 0 | 0
71 | 7000026628 | 700 | GIS Portion-Mandatory Spares-400kV GIS | 1000058319 | 85359030 |  | 18 |  | 400KV GIS CIRCUIT BREAKER- HOSE PIPE OF EACH TYPE (AS APPLICABLE) (FORHYDRAULIC OPERATED MECHANISM, IF APPLICABLE) | SET | 1 |  | INCLUDED | 0 | 0 | 0 | 0 | 0 | 0
72 | 7000026628 | 710 | GIS Portion-Mandatory Spares-400kV GIS | 1000058322 | 85359030 |  | 18 |  | 400KV GIS CIRCUIT BREAKER - N2 ACCUMULATOR (FOR HYDRAULIC OPERATEDMECHANISM, IF APPLICABLE) | SET | 1 |  | INCLUDED | 0 | 0 | 0 | 0 | 0 | 0
73 | 7000026628 | 720 | GIS Portion-Mandatory Spares-400kV GIS | 1000049835 | 85359030 |  | 18 |  | VALVES OF EACH TYPE (FOR HYDRAULIC OPERATED MECHANISM, IFAPPLICABLE)-400KV GIS CIRCUIT BREKAER | SET | 1 |  | INCLUDED | 0 | 0 | 0 | 0 | 0 | 0
74 | 7000026628 | 730 | GIS Portion-Mandatory Spares-400kV GIS | 1000049795 | 85359030 |  | 18 |  | PIPE LENGTH (COPPER & STEEL) OF EACH SIZE & TYPE (FOR HYDRAULICOPERATED MECHANISM, IF APPLICABLE)-400KV GIS CIRCUIT BREKAER | SET | 1 |  | INCLUDED | 0 | 0 | 0 | 0 | 0 | 0
75 | 7000026628 | 740 | GIS Portion-Mandatory Spares-400kV GIS | 1000049808 | 85359030 |  | 18 |  | PRESSURE SWITCHES OF EACH TYPE (FOR HYDRAULIC OPERATED MECHANISM, IFAPPLICABLE)-400KV GIS CIRCUIT BREKAER | SET | 1 |  | INCLUDED | 0 | 0 | 0 | 0 | 0 | 0
76 | 7000026628 | 750 | GIS Portion-Mandatory Spares-400kV GIS | 1000049805 | 85359030 |  | 18 |  | PRESSURE GAUGE WITH COUPLING DEVICE OF EACH TYPE (FOR HYDRAULICOPERATED MECHANISM, IF APPLICABLE)-400KV GIS CIRCUIT BREKAER | SET | 1 |  | INCLUDED | 0 | 0 | 0 | 0 | 0 | 0
77 | 7000026628 | 760 | GIS Portion-Mandatory Spares-400kV GIS | 1000058321 | 85359030 |  | 18 |  | 400KV GIS CIRCUIT BREAKER-HYDRAULIC OIL (5% OF TOTAL OIL QUANTITY)(FOR HYDRAULIC OPERATED MECHANISM, IF APPLICABLE) | SET | 1 |  | INCLUDED | 0 | 0 | 0 | 0 | 0 | 0
78 | 7000026628 | 770 | GIS Portion-Mandatory Spares-400kV GIS | 1000049799 | 85359030 |  | 18 |  | PRESSURE RELIEF DEVICE OF EACH TYPE (FOR HYDRAULIC OPERATED MECHANISM,IF APPLICABLE)-400KV GIS CIRCUIT BREKAER | SET | 1 |  | INCLUDED | 0 | 0 | 0 | 0 | 0 | 0
79 | 7000026628 | 780 | GIS Portion-Mandatory Spares-400kV GIS | 1000058325 | 85359030 |  | 18 |  | 400KV GIS CIRCUIT BREAKER-COMPLETE SPRING OPERATING MECHANISMINCLUDING CHARGING MECHANISM ETC. (FOR SPRING OPERATED MECHANISM, IFAPPLICABLE) | SET | 1 |  | INCLUDED | 0 | 0 | 0 | 0 | 0 | 0
80 | 7000026628 | 790 | GIS Portion-Mandatory Spares-400kV GIS | 1000058318 | 85359030 |  | 18 |  | 400KV GIS CIRCUIT BREAKER- COMPLETE HYDRAULIC-SPRING OPERATINGMECHANISM INCLUDING CHARGING MECHANISM ETC. (FOR HYDRAULIC-SPRINGOPERATED MECHANISM, IF APPLICABLE) | SET | 1 |  | INCLUDED | 0 | 0 | 0 | 0 | 0 | 0
81 | 7000026628 | 800 | GIS Portion-Mandatory Spares-400kV GIS | 1000049495 | 85359030 |  | 18 |  | PRESSURE SWITCHES OF EACH TYPE FOR420KV GIS CIRCUIT BREAKER (ForHydraulic-Spring Operated Mechanism, ifapplicable) | SET | 1 |  | INCLUDED | 0 | 0 | 0 | 0 | 0 | 0
82 | 7000026628 | 810 | GIS Portion-Mandatory Spares-400kV GIS | 1000049802 | 85359030 |  | 18 |  | PRESSURE GAUGE WITH COUPLING DEVICE OF EACH TYPE (FOR HYDRAULIC-SPRINGOPERATED MECHANISM, IF APPLICABLE)-400KV GIS CIRCUIT BREKAER | SET | 1 |  | INCLUDED | 0 | 0 | 0 | 0 | 0 | 0
83 | 7000026628 | 820 | GIS Portion-Mandatory Spares-400kV GIS | 1000058374 | 85359030 |  | 18 |  | 400kV GIS- Single phase of 3150Adisconnector switch including maincircuit, enclosure, driving mechanismand support insulator etc., complete inall respect (Note 1- The contractorshall supply spare for disconnectorswitch to ensure one to one replacementof all disconnector switch supplied asmain equipment without any requirementof modification in fittings at site tocover all different types ofdisconnector switch supplied. In case,quantity of supplied dis-connectorswitch types (for one to onereplacement) are more than the quantitymentioned in BPS for spare, thecontractor shall supply theseadditional types of disconnector switchwithout any additional priceimplication to POWERGRID and quantitiesof these additional type ofdisconnector switch are deem to beincluded in the quantities mentioned inBPS for spare disconnector. Note 2 - Incase, Dis-connector Switch (DS) & EarthSwitch (ES) is provided in a sameenclosure with common operatingmechanism, then the module comprisingof Dis-connector & Earth switch insingle enclosure with common operatingmechanism is to be provided under thehead of spare Dis-connector only. Note3- In case, Dis-connector Switch (DS)&Earth Switch (ES) is provided in asame enclosure with separate operatingmechanism, then the module comprisingof Dis-connector & Earth switch insingle enclosure with separateoperating mechanism is to be providedunder the head of spare Dis-connectoronly.) | EA | 2 |  | INCLUDED | 0 | 0 | 0 | 0 | 0 | 0
84 | 7000026628 | 830 | GIS Portion-Mandatory Spares-400kV GIS | 1000058314 | 85359030 |  | 18 |  | 400KV GIS- SINGLE PHASE MAINTENANCE EARTHING SWITCH INCLUDING MAINCIRCUIT, ENCLOSURE, DRIVING MECHANISM AND SUPPORT INSULATOR ETC.,COMPLETE IN ALL RESPECT (NOTE 1 - IN CASE, DIS-CONNECTOR SWITCH (DS) &EARTH SWITCH (ES) IS PROVIDED IN A SAME ENCLOSURE WITH COMMONOPERATING MECHANISM, THEN THE MODULE COMPRISING OF DIS-CONNECTOR &EARTH SWITCH IN SINGLE ENCLOSURE WITH COMMON OPERATING MECHANISM IS TOBE PROVIDED UNDER THE HEAD OF SPARE DIS-CONNECTOR ONLY. NOTE 2 - INCASE, DIS-CONNECTOR SWITCH (DS) & EARTH SWITCH (ES) IS PROVIDED IN ASAME ENCLOSURE WITH SEPARATE OPERATING MECHANISM, THEN THE MODULECOMPRISING OF DIS-CONNECTOR & EARTH SWITCH IN SINGLE ENCLOSURE WITHSEPARATE OPERATING MECHANISM IS TO BE PROVIDED UNDER THE HEAD OF SPAREDIS-CONNECTOR ONLY.) | EA | 1 |  | INCLUDED | 0 | 0 | 0 | 0 | 0 | 0
85 | 7000026628 | 840 | GIS Portion-Mandatory Spares-400kV GIS | 1000058305 | 85359030 |  | 18 |  | OPEN/CLOSE CONTACTOR ASSEMBLY, TIMERS, KEY INTERLOCK, INTERLOCKINGCOILS, RELAYS, PUSH BUTTONS, INDICATING LAMPS, POWER CONTACTORS,RESISTORS, FUSES, MCBS & DRIVE CONTROL CARDS ETC. (AS APPLICABLE) ONEOF EACH TYPE FOR ONE COMPLETE MOM BOX FOR 400KV GIS DISCONNECTORSWITCH | SET | 1 |  | INCLUDED | 0 | 0 | 0 | 0 | 0 | 0
86 | 7000026628 | 850 | GIS Portion-Mandatory Spares-400kV GIS | 1000058312 | 85359030 |  | 18 |  | OPEN/CLOSE CONTACTOR ASSEMBLY, TIMERS, KEY INTERLOCK, INTERLOCKINGCOILS, RELAYS, PUSH BUTTONS, INDICATING LAMPS, POWER CONTACTORS,RESISTORS, FUSES, MCBS & DRIVE CONTROL CARDS ETC. (AS APPLICABLE) ONEOF EACH TYPE FOR ONE COMPLETE MOM BOX FOR 400KV GIS MAINTENANCE EARTHSWITCH | SET | 1 |  | INCLUDED | 0 | 0 | 0 | 0 | 0 | 0
87 | 7000026628 | 860 | GIS Portion-Mandatory Spares-400kV GIS | 1000049776 | 85359030 |  | 18 |  | LIMIT SWITCHES AND AUX. SWITCHES FOR ONE COMPLETE MOM BOX FORDISCONNECTOR-400KV GIS | SET | 1 |  | INCLUDED | 0 | 0 | 0 | 0 | 0 | 0
88 | 7000026628 | 870 | GIS Portion-Mandatory Spares-400kV GIS | 1000049778 | 85359030 |  | 18 |  | LIMIT SWITCHES AND AUX. SWITCHES FOR ONE COMPLETE MOM BOX FORMAINTENANCE EARTHING SWITCH-400KV GIS | SET | 1 |  | INCLUDED | 0 | 0 | 0 | 0 | 0 | 0
89 | 7000026628 | 880 | GIS Portion-Mandatory Spares-400kV GIS | 1000058306 | 85359030 |  | 18 |  | DRIVE MECHANISM FOR 400KV GIS DISCONNECTOR SWITCH | SET | 1 |  | INCLUDED | 0 | 0 | 0 | 0 | 0 | 0
90 | 7000026628 | 890 | GIS Portion-Mandatory Spares-400kV GIS | 1000058313 | 85359030 |  | 18 |  | DRIVE MECHANISM FOR 400KV GIS MAINTENANCE EARTH SWITCH | SET | 1 |  | INCLUDED | 0 | 0 | 0 | 0 | 0 | 0
91 | 7000026628 | 900 | GIS Portion-Mandatory Spares-400kV GIS | 1000058307 | 85359030 |  | 18 |  | MOTOR FOR DRIVE MECHANISM FOR 400KV GIS DISCONNECTOR SWITCH | EA | 1 |  | INCLUDED | 0 | 0 | 0 | 0 | 0 | 0
92 | 7000026628 | 910 | GIS Portion-Mandatory Spares-400kV GIS | 1000058315 | 85359030 |  | 18 |  | MOTOR FOR DRIVE MECHANISM FOR 400KVGIS MAINTENANCE EARTH SWITCH | EA | 1 |  | INCLUDED | 0 | 0 | 0 | 0 | 0 | 0
93 | 7000026628 | 920 | GIS Portion-Mandatory Spares-400kV GIS | 1000058327 | 85359030 |  | 18 |  | 400KV GIS- SINGLE PHASE OF CURRENT TRANSFORMER (3 CORES, TYPE-CTA)WITH ASSOCIATED ENCLOSURE AND PRIMARY CONDUCTOR COMPLETE IN ALLRESPECT | EA | 1 |  | INCLUDED | 0 | 0 | 0 | 0 | 0 | 0
94 | 7000026628 | 930 | GIS Portion-Mandatory Spares-400kV GIS | 1000058326 | 85359030 |  | 18 |  | 400KV GIS- SINGLE PHASE OF CURRENT TRANSFORMER (2 CORES, TYPE-CTB)WITH ASSOCIATED ENCLOSURE AND PRIMARY CONDUCTOR COMPLETE IN ALLRESPECT | EA | 1 |  | INCLUDED | 0 | 0 | 0 | 0 | 0 | 0
95 | 7000026628 | 940 | GIS Portion-Mandatory Spares-220kV GIS | 1000058300 | 85359030 |  | 18 |  | 220KV GIS-SF6 GAS PRESSURE RELIEF DEVICE ASSEMBLY OF EACH TYPE | EA | 1 |  | INCLUDED | 0 | 0 | 0 | 0 | 0 | 0
96 | 7000026628 | 950 | GIS Portion-Mandatory Spares-220kV GIS | 1000049816 | 85359030 |  | 18 |  | SF6 PRESSURE GAUGE CUM SWITCH /DENSITY MONITORS AND PRESSURESWITCH AS APPLICABLE, OF EACH TYPE-220KV GIS | SET | 2 |  | INCLUDED | 0 | 0 | 0 | 0 | 0 | 0
97 | 7000026628 | 960 | GIS Portion-Mandatory Spares-220kV GIS | 1000049752 | 85359030 |  | 18 |  | COUPLING DEVICE FOR PRESSURE GAUGE CUM SWITCH FOR CONNECTINGGAS HANDLING PLANT OF EACH TYPE-220KV GIS | SET | 1 |  | INCLUDED | 0 | 0 | 0 | 0 | 0 | 0
98 | 7000026628 | 970 | GIS Portion-Mandatory Spares-220kV GIS | 1000049761 | 85359030 |  | 18 |  | RUBBER GASKETS, Ã‚â‚¬Å’OÃ‚â‚¬Â RINGS AND SEALS FOR SF6 GAS FOR GISENCLOSURE OF EACH TYPE-220KV GIS | SET | 2 |  | INCLUDED | 0 | 0 | 0 | 0 | 0 | 0
99 | 7000026628 | 980 | GIS Portion-Mandatory Spares-220kV GIS | 1000058298 | 85359030 |  | 18 |  | 220KV GIS-MOLECULAR FILTER FOR SF6 GAS WITH FILTER BAGS (5 % OF TOTALWEIGHT) | SET | 1 |  | INCLUDED | 0 | 0 | 0 | 0 | 0 | 0
100 | 7000026628 | 990 | GIS Portion-Mandatory Spares-220kV GIS | 1000049749 | 85359030 |  | 18 |  | CONTROL VALVES FOR SF6 GAS OF EACH TYPE-220KV GIS | SET | 2 |  | INCLUDED | 0 | 0 | 0 | 0 | 0 | 0
101 | 7000026628 | 1000 | GIS Portion-Mandatory Spares-220kV GIS | 1000058299 | 85359030 |  | 18 |  | 220KV GIS-SF6 GAS (5 % OF TOTAL GAS QUANTITY) | LOT | 1 |  | INCLUDED | 0 | 0 | 0 | 0 | 0 | 0
102 | 7000026628 | 1010 | GIS Portion-Mandatory Spares-220kV GIS | 1000049782 | 85359030 |  | 18 |  | LOCKING DEVICE TO KEEP THE DIS-CONNECTORS (ISOLATORS)AND EARTHING/FAST EARTHING SWITCHES (AS APPLICABLE) IN CLOSE OR OPENPOSITION IN CASE OF REMOVAL OF THE DRIVING MECHANISM-220KV GIS | SET | 2 |  | INCLUDED | 0 | 0 | 0 | 0 | 0 | 0
103 | 7000026628 | 1020 | GIS Portion-Mandatory Spares-220kV GIS | 1000049504 | 85359030 |  | 18 |  | UHF PD SENSORS OF EACH TYPE ALONG WITH BNC CONNECTOR FOR 245KV GIS | EA | 3 |  | INCLUDED | 0 | 0 | 0 | 0 | 0 | 0
104 | 7000026628 | 1030 | GIS Portion-Mandatory Spares-220kV GIS | 1000058302 | 85359030 |  | 18 |  | 220KV GIS-SUPPORT INSULATORS (GAS THROUGH) OF EACH TYPE (COMPLETE WITHMETAL RING ETC.) ALONG WITH ASSOCIATED CONTACTS AND SHIELDS | EA | 3 |  | INCLUDED | 0 | 0 | 0 | 0 | 0 | 0
105 | 7000026628 | 1040 | GIS Portion-Mandatory Spares-220kV GIS | 1000058297 | 85359030 |  | 18 |  | 220KV GIS-GAS BARRIERS OF EACH TYPE (COMPLETE WITH METAL RING ETC.)ALONG WITH ASSOCIATED CONTACTS AND SHIELDS | EA | 3 |  | INCLUDED | 0 | 0 | 0 | 0 | 0 | 0
106 | 7000026628 | 1050 | GIS Portion-Mandatory Spares-220kV GIS | 1000058301 | 85359030 |  | 18 |  | 220KV GIS- 1600A SF6 TO AIR BUSHING COMPLETE IN ALL RESPECT | EA | 1 |  | INCLUDED | 0 | 0 | 0 | 0 | 0 | 0
107 | 7000026628 | 1060 | GIS Portion-Mandatory Spares-220kV GIS | 1000049497 | 85359030 |  | 18 |  | LCC SPARES - AUX. RELAYS, CONTACTORS,PUSH BUTTONS, SWITCHES, LAMPS,ANNUNCIATION WINDOWS, MCB, FUSES,TIMERS, TERMINAL BLOCKS ETC. OF EACHTYPE & RATING-220kV GIS | SET | 1 |  | INCLUDED | 0 | 0 | 0 | 0 | 0 | 0
108 | 7000026628 | 1070 | GIS Portion-Mandatory Spares-220kV GIS | 1000058284 | 85359030 |  | 18 |  | 220KV GIS-ONE POLE OF 1600A CIRCUIT BREAKER WITH INTERRUPTER, MAINCIRCUIT, ENCLOSURE AND OPERATING MECHANISM COMPLETE IN ALL RESPECT | SET | 1 |  | INCLUDED | 0 | 0 | 0 | 0 | 0 | 0
109 | 7000026628 | 1080 | GIS Portion-Mandatory Spares-220kV GIS | 1000021871 | 85389000 |  | 18 |  | Trip coil assembly with resistor for245kV GIS Circuit Breaker (asapplicable) | SET | 3 |  | INCLUDED | 0 | 0 | 0 | 0 | 0 | 0
110 | 7000026628 | 1090 | GIS Portion-Mandatory Spares-220kV GIS | 1000009185 | 85389000 |  | 18 |  | Closing coil assembly with resistor for245kV GIS Circuit Breaker (asapplicable) | SET | 3 |  | INCLUDED | 0 | 0 | 0 | 0 | 0 | 0
111 | 7000026628 | 1100 | GIS Portion-Mandatory Spares-220kV GIS | 1000058292 | 85359030 |  | 18 |  | RELAYS, POWER CONTACTORS, PUSH BUTTONS, TIMERS & MCBS ETC. (ASAPPLICABLE) OF EACH TYPE FOR 220KV GIS CIRCUIT BREAKER | SET | 1 |  | INCLUDED | 0 | 0 | 0 | 0 | 0 | 0
112 | 7000026628 | 1110 | GIS Portion-Mandatory Spares-220kV GIS | 1000007066 | 85389000 |  | 18 |  | Auxiliary switch assembly of each type for 245kV GIS Circuit Breaker | SET | 1 |  | INCLUDED | 0 | 0 | 0 | 0 | 0 | 0
113 | 7000026628 | 1120 | GIS Portion-Mandatory Spares-220kV GIS | 1000058291 | 85359030 |  | 18 |  | 220KV GIS CIRCUIT BREAKER-OPERATION COUNTER | EA | 1 |  | INCLUDED | 0 | 0 | 0 | 0 | 0 | 0
114 | 7000026628 | 1130 | GIS Portion-Mandatory Spares-220kV GIS | 1000058288 | 85359030 |  | 18 |  | 220KV GIS CIRCUIT BREAKER-HYDRAULIC OPERATING MECHANISM WITH DRIVEMOTOR (FOR HYDRAULIC OPERATED MECHANISM, IF APPLICABLE) | SET | 1 |  | INCLUDED | 0 | 0 | 0 | 0 | 0 | 0
115 | 7000026628 | 1140 | GIS Portion-Mandatory Spares-220kV GIS | 1000049758 | 85359030 |  | 18 |  | HYDRAULIC FILTER OF EACH TYPE (FOR HYDRAULIC OPERATED MECHANISM, IFPPLICABLE)-220KV GIS CIRCUIT BREKAER | SET | 1 |  | INCLUDED | 0 | 0 | 0 | 0 | 0 | 0
116 | 7000026628 | 1150 | GIS Portion-Mandatory Spares-220kV GIS | 1000058272 | 85359030 |  | 18 |  | 220KV GIS CIRCUIT BREAKER- HOSE PIPE OF EACH TYPE (AS APPLICABLE) (FORHYDRAULIC OPERATED MECHANISM, IF APPLICABLE) | SET | 1 |  | INCLUDED | 0 | 0 | 0 | 0 | 0 | 0
117 | 7000026628 | 1160 | GIS Portion-Mandatory Spares-220kV GIS | 1000058290 | 85359030 |  | 18 |  | 220KV GIS CIRCUIT BREAKER - N2 ACCUMULATOR (FOR HYDRAULIC OPERATEDMECHANISM, IF APPLICABLE) | SET | 1 |  | INCLUDED | 0 | 0 | 0 | 0 | 0 | 0
118 | 7000026628 | 1170 | GIS Portion-Mandatory Spares-220kV GIS | 1000049834 | 85359030 |  | 18 |  | VALVES OF EACH TYPE (FOR HYDRAULIC OPERATED MECHANISM, IFAPPLICABLE)-220KV GIS CIRCUIT BREKAER | SET | 1 |  | INCLUDED | 0 | 0 | 0 | 0 | 0 | 0
119 | 7000026628 | 1180 | GIS Portion-Mandatory Spares-220kV GIS | 1000049794 | 85359030 |  | 18 |  | PIPE LENGTH (COPPER & STEEL) OF EACH SIZE & TYPE (FOR HYDRAULICOPERATED MECHANISM, IF APPLICABLE)-220KV GIS CIRCUIT BREKAER | SET | 1 |  | INCLUDED | 0 | 0 | 0 | 0 | 0 | 0
120 | 7000026628 | 1190 | GIS Portion-Mandatory Spares-220kV GIS | 1000049807 | 85359030 |  | 18 |  | PRESSURE SWITCHES OF EACH TYPE (FOR HYDRAULIC OPERATED MECHANISM, IFAPPLICABLE)-220KV GIS CIRCUIT BREKAER | SET | 1 |  | INCLUDED | 0 | 0 | 0 | 0 | 0 | 0
121 | 7000026628 | 1200 | GIS Portion-Mandatory Spares-220kV GIS | 1000049804 | 85359030 |  | 18 |  | PRESSURE GAUGE WITH COUPLING DEVICE OF EACH TYPE (FOR HYDRAULICOPERATED MECHANISM, IF APPLICABLE)-220KV GIS CIRCUIT BREKAER | SET | 1 |  | INCLUDED | 0 | 0 | 0 | 0 | 0 | 0
122 | 7000026628 | 1210 | GIS Portion-Mandatory Spares-220kV GIS | 1000058289 | 85359030 |  | 18 |  | 220KV GIS CIRCUIT BREAKER-HYDRAULIC OIL (5% OF TOTAL OIL QUANTITY)(FOR HYDRAULIC OPERATED MECHANISM, IF APPLICABLE) | SET | 1 |  | INCLUDED | 0 | 0 | 0 | 0 | 0 | 0
123 | 7000026628 | 1220 | GIS Portion-Mandatory Spares-220kV GIS | 1000049798 | 85359030 |  | 18 |  | PRESSURE RELIEF DEVICE OF EACH TYPE (FOR HYDRAULIC OPERATED MECHANISM,IF APPLICABLE)-220KV GIS CIRCUIT BREKAER | SET | 1 |  | INCLUDED | 0 | 0 | 0 | 0 | 0 | 0
124 | 7000026628 | 1230 | GIS Portion-Mandatory Spares-220kV GIS | 1000058293 | 85359030 |  | 18 |  | 220KV GIS CIRCUIT BREAKER-COMPLETE SPRING OPERATING MECHANISMINCLUDING CHARGING MECHANISM ETC. (FOR SPRING OPERATED MECHANISM, IFAPPLICABLE) | SET | 1 |  | INCLUDED | 0 | 0 | 0 | 0 | 0 | 0
125 | 7000026628 | 1240 | GIS Portion-Mandatory Spares-220kV GIS | 1000058287 | 85359030 |  | 18 |  | 220KV GIS CIRCUIT BREAKER- COMPLETE HYDRAULIC-SPRING OPERATINGMECHANISM INCLUDING CHARGING MECHANISM ETC. (FOR HYDRAULIC-SPRINGOPERATED MECHANISM, IF APPLICABLE) | SET | 1 |  | INCLUDED | 0 | 0 | 0 | 0 | 0 | 0
126 | 7000026628 | 1250 | GIS Portion-Mandatory Spares-220kV GIS | 1000049797 | 85359030 |  | 18 |  | PRESSURE SWITCHES OF EACH TYPE (FOR HYDRAULIC-SPRING OPERATEDMECHANISM, IF APPLICABLE)-220KV GIS CIRCUIT BREAKER | SET | 1 |  | INCLUDED | 0 | 0 | 0 | 0 | 0 | 0
127 | 7000026628 | 1260 | GIS Portion-Mandatory Spares-220kV GIS | 1000049801 | 85359030 |  | 18 |  | PRESSURE GAUGE WITH COUPLING DEVICE OF EACH TYPE (FOR HYDRAULIC-SPRINGOPERATED MECHANISM, IF APPLICABLE)-220KV GIS CIRCUIT BREKAER | SET | 1 |  | INCLUDED | 0 | 0 | 0 | 0 | 0 | 0
128 | 7000026628 | 1270 | GIS Portion-Mandatory Spares-220kV GIS | 1000058371 | 85359030 |  | 18 |  | 220kV GIS- Three phase of 1600Adisconnector switch including maincircuit, enclosure, driving mechanismand support insulator etc., complete inall respect (Note 1- The contractorshall supply spare for disconnectorswitch to ensure one to one replacementof all disconnector switch supplied asmain equipment without any requirementof modification in fittings at site tocover all different types ofdisconnector switch supplied. In case,quantity of supplied dis-connectorswitch types (for one to onereplacement) are more than the quantitymentioned in BPS for spare, thecontractor shall supply theseadditional types of disconnector switchwithout any additional priceimplication to POWERGRID and quantitiesof these additional type ofdisconnector switch are deem to beincluded in the quantities mentioned inBPS for spare disconnector. Note 2 - Incase, Dis-connector Switch (DS) & EarthSwitch (ES) is provided in a sameenclosure with common operatingmechanism, then the module comprisingof Dis-connector & Earth switch insingle enclosure with common operatingmechanism is to be provided under thehead of spare Dis-connector only. Note3- In case, Dis-connector Switch (DS)&Earth Switch (ES) is provided in asame enclosure with separate operatingmechanism, then the module comprisingof Dis-connector & Earth switch insingle enclosure with separateoperating mechanism is to be providedunder the head of spare Dis-connectoronly.) | EA | 2 |  | INCLUDED | 0 | 0 | 0 | 0 | 0 | 0
129 | 7000026628 | 1280 | GIS Portion-Mandatory Spares-220kV GIS | 1000058282 | 85359030 |  | 18 |  | 220KV GIS- THREE PHASE MAINTENANCE EARTHING SWITCH INCLUDING MAINCIRCUIT, ENCLOSURE, DRIVING MECHANISM AND SUPPORT INSULATOR ETC.,COMPLETE IN ALL RESPECT (NOTE 1 - IN CASE, DIS-CONNECTOR SWITCH (DS) &EARTH SWITCH (ES) IS PROVIDED IN A SAME ENCLOSURE WITH COMMONOPERATING MECHANISM, THEN THE MODULE COMPRISING OF DIS-CONNECTOR &EARTH SWITCH IN SINGLE ENCLOSURE WITH COMMON OPERATING MECHANISM IS TOBE PROVIDED UNDER THE HEAD OF SPARE DIS-CONNECTOR ONLY. NOTE 2 - INCASE, DIS-CONNECTOR SWITCH (DS) & EARTH SWITCH (ES) IS PROVIDED IN ASAME ENCLOSURE WITH SEPARATE OPERATING MECHANISM, THEN THE MODULECOMPRISING OF DIS-CONNECTOR & EARTH SWITCH IN SINGLE ENCLOSURE WITHSEPARATE OPERATING MECHANISM IS TO BE PROVIDED UNDER THE HEAD OF SPAREDIS-CONNECTOR ONLY.) | EA | 1 |  | INCLUDED | 0 | 0 | 0 | 0 | 0 | 0
130 | 7000026628 | 1290 | GIS Portion-Mandatory Spares-220kV GIS | 1000058273 | 85359030 |  | 18 |  | OPEN/CLOSE CONTACTOR ASSEMBLY, TIMERS, KEY INTERLOCK, INTERLOCKINGCOILS, RELAYS, PUSH BUTTONS, INDICATING LAMPS, POWER CONTACTORS,RESISTORS, FUSES, MCBS & DRIVE CONTROL CARDS ETC. (AS APPLICABLE) ONEOF EACH TYPE FOR ONE COMPLETE MOM BOX FOR 220KV GIS DISCONNECTORSWITCH | SET | 1 |  | INCLUDED | 0 | 0 | 0 | 0 | 0 | 0
131 | 7000026628 | 1300 | GIS Portion-Mandatory Spares-220kV GIS | 1000058280 | 85359030 |  | 18 |  | OPEN/CLOSE CONTACTOR ASSEMBLY, TIMERS, KEY INTERLOCK, INTERLOCKINGCOILS, RELAYS, PUSH BUTTONS, INDICATING LAMPS, POWER CONTACTORS,RESISTORS, FUSES, MCBS & DRIVE CONTROL CARDS ETC. (AS APPLICABLE) ONEOF EACH TYPE FOR ONE COMPLETE MOM BOX FOR 220KV GIS MAINTENANCE EARTHSWITCH | SET | 1 |  | INCLUDED | 0 | 0 | 0 | 0 | 0 | 0
132 | 7000026628 | 1310 | GIS Portion-Mandatory Spares-220kV GIS | 1000049773 | 85359030 |  | 18 |  | LIMIT SWITCHES AND AUX. SWITCHES FOR ONE COMPLETE MOM BOX FORDISCONNECTOR-220KV GIS | SET | 1 |  | INCLUDED | 0 | 0 | 0 | 0 | 0 | 0
133 | 7000026628 | 1320 | GIS Portion-Mandatory Spares-220kV GIS | 1000049775 | 85359030 |  | 18 |  | LIMIT SWITCHES AND AUX. SWITCHES FOR ONE COMPLETE MOM BOX FORMAINTENANCE EARTHING SWITCH-220KV GIS | SET | 1 |  | INCLUDED | 0 | 0 | 0 | 0 | 0 | 0
134 | 7000026628 | 1330 | GIS Portion-Mandatory Spares-220kV GIS | 1000058274 | 85359030 |  | 18 |  | DRIVE MECHANISM FOR 220KV GIS DISCONNECTOR SWITCH | SET | 1 |  | INCLUDED | 0 | 0 | 0 | 0 | 0 | 0
135 | 7000026628 | 1340 | GIS Portion-Mandatory Spares-220kV GIS | 1000058281 | 85359030 |  | 18 |  | DRIVE MECHANISM FOR 220KV GIS MAINTENANCE EARTH SWITCH | SET | 1 |  | INCLUDED | 0 | 0 | 0 | 0 | 0 | 0
136 | 7000026628 | 1350 | GIS Portion-Mandatory Spares-220kV GIS | 1000058275 | 85359030 |  | 18 |  | MOTOR FOR DRIVE MECHANISM FOR 220KV GIS DISCONNECTOR SWITCH | EA | 1 |  | INCLUDED | 0 | 0 | 0 | 0 | 0 | 0
137 | 7000026628 | 1360 | GIS Portion-Mandatory Spares-220kV GIS | 1000058283 | 85359030 |  | 18 |  | MOTOR FOR DRIVE MECHANISM FOR 220KVGIS MAINTENANCE EARTH SWITCH | EA | 1 |  | INCLUDED | 0 | 0 | 0 | 0 | 0 | 0
138 | 7000026628 | 1370 | GIS Portion-Mandatory Spares-220kV GIS | 1000058294 | 85359030 |  | 18 |  | 220KV GIS- SINGLE PHASE OF CURRENT TRANSFORMER (4 CORES) WITHASSOCIATED ENCLOSURE AND PRIMARY CONDUCTOR COMPLETE IN ALL RESPECT | EA | 1 |  | INCLUDED | 0 | 0 | 0 | 0 | 0 | 0
139 | 7000026628 | 1540 | NON STANDARD STRUCTURES (SUPPLY) | 1000015954 | 73082011 |  | 18 |  | Fabrication, galvanising and supply of Lattice Structures (MS Steel),to be designed during detailed engineering, for towers, beams andequipment support structure including pack plates / packwashers andgusset plates excluding fasteners and foundation bolts | MT | 13 |  | INCLUDED | 0 | 0 | 0 | 0 | 0 | 0
140 | 7000026628 | 1550 | NON STANDARD STRUCTURES (SUPPLY) | 1000011713 | 73082011 |  | 18 |  | Fabrication, galvanising and supply of fasteners ( nuts, bolts andwashers ) including step bolts for lattice and pipe structures to bedesigned during detailed engineering | MT | 0.5 |  | INCLUDED | 0 | 0 | 0 | 0 | 0 | 0
141 | 7000026628 | 1560 | NON STANDARD STRUCTURES (SUPPLY) | 1000012373 | 73082011 |  | 18 |  | Fabrication, galvanising and supply of foundation bolts including nuts,checknut and washers for lattice and pipe structures to be designedduring detailed engineering | MT | 1.1 |  | INCLUDED | 0 | 0 | 0 | 0 | 0 | 0
142 | 7000026628 | 1570 | NON STANDARD STRUCTURES (SUPPLY) | 1000015952 | 73082011 |  | 18 |  | Fabrication, galvanising and supply of Equipment Support (Pipe)Structures to be designed during detailed engineering | MT | 4.1 |  | INCLUDED | 0 | 0 | 0 | 0 | 0 | 0
Total Ex-Works Price | [12 empty] | 0 |  | 0 |  | 0 | 0 | 0
Total Type Test charges as per Schedule-7 | [12 empty] | 0
Total Ex-Works Price including Type Test charges | [12 empty] | 0
# In case the bidder leaves the cell for confirmation of the HSN code and/or GST rate “blank”, the HSN code and corresponding GST rate indicated by the Employer shall be deemed to be the one confirmed by the Bidder.
| Date | [7 empty] | Printed Name
| Place | [7 empty] | Designation
Click for Sch-2

## Sch-2
Spec. No.:CC/NT/W-GIS/DOM/A04/24/01196 | [8 empty] | Schedule - 2
400kV GIS Substation Package SS-123 for (a) Extn. of 400/220kV Rajarhat GIS S/S under ‘Eastern Region Expansion Scheme-XXXXI (ERES-XXXXI)’ and (b) Extn. of 400/220kV Magarwada GIS S/S under ‘Augmentation of Transformation Capacity at 400/220 kV Magarwada GIS substation in DD & DNH by 400/220 kV, 1x500 MVA ICT (3rd)’.
(SCHEDULE OF RATES AND PRICES)
BIDDER:
0 | [6 empty] | To:
Bidder’s Name and Address (Sole Bidder) : | [6 empty] | Contract Services
Name : | [6 empty] | Power Grid Corporation of India Ltd.,
Address : | [6 empty] | "Saudamini", Plot No.-2
Sector-29,
Gurgaon (Haryana) - 122001
Local Transportation, In-transit Insurance, Loading and Unloading
(All Prices are in Indian Rupees)
SI. No. | PR No | PR Line Item No | Activity Description | Material Code | Description | Unit | Quantity | Unit Freight, In-transit Insurance, loading & Unloading Charges | Total Freight, In-transit Insurance, loading & Unloading Charges
1 | 2 | 3 | 4 | 5 | 6 | 7 | 8 | 9 | 10 = 8 X 9
I | SS-123:Extn. of 400/220kV Rajarhat GIS
1 | 7000026407 | 10 | AIS EQUIPMENT | 1000004401 | 420 kV, 1 phase Bus Post Insulator (except for Line Traps) | EA | 3 |  | INCLUDED
2 | 7000026407 | 1800 | AIS EQUIPMENT | 1000020419 | 336kV Surge Arrester (1-phase) | EA | 3 |  | INCLUDED
3 | 7000026407 | 20 | AIS EQUIPMENT | 1000020417 | 216kV Surge Arrester (1-phase) | EA | 3 |  | INCLUDED
4 | 7000026407 | 30 | AIS EQUIPMENT | 1000001695 | 245 kV, 1 phase Bus Post Insulator (except for Line Traps) | EA | 3 |  | INCLUDED
5 | 7000026407 | 40 | 220KV GIS EQUIPMENT | 1000001690 | 245kV, 1600 A, 50 kA, SF6 GIS ICT feederbay module as per Section-Project,Technical specification | SET | 1 |  | INCLUDED
6 | 7000026407 | 50 | 220KV GIS EQUIPMENT | 1000029503 | 245kV, 1600A, 50kA Single phase SF6 to Air Bushing | EA | 3 |  | INCLUDED
7 | 7000026407 | 60 | 220KV GIS EQUIPMENT | 1000032784 | 245 KV,3000 A, 50 KA SF6 GIS BUS BAR MODULE EXTENSION AS PERSECTION-PROJECT, TECHNICAL SPECIFICATION | SET | 2 |  | INCLUDED
8 | 7000026407 | 70 | 220KV GIS EQUIPMENT | 1000061111 | 245KV,1600A, 50KA, SINGLE PHASE, SF6 GAS INSULATED BUS DUCT (GIB)OUTSIDE GIS HALL ALONGWITH ASSOCIATED SUPPORT STRUCTURE ETC. AS PERTECHNICAL SPECIFICATION | M | 300 |  | INCLUDED
9 | 7000026407 | 90 | 400KV GIS EQUIPMENT | 1000004287 | 420kV, 3000A, 63kA, Single phase, SF6Gas Insulated Bus Duct (GIB) outsideGIS Hall alongwith associated supportstructure | M | 650 |  | INCLUDED
10 | 7000026407 | 100 | 400KV GIS EQUIPMENT | 1000032699 | 3150A, 63KA, 1SEC SINGLE PHASE 420KV SF6 TO AIR BUSHING | EA | 3 |  | INCLUDED
11 | 7000026407 | 110 | 400KV GIS EQUIPMENT | 1000004637 | 420kV, 3150 A, 63 kA, SF6 GIS ICT feederbay module as per Section-Project,Technical specification | SET | 1 |  | INCLUDED
12 | 7000026407 | 120 | 400KV GIS EQUIPMENT | 1000004635 | 420kV, 3150 A, 63 kA, SF6 GIS Tie baymodule(with PIR) as perSection-Project, Technicalspecification | SET | 1 |  | INCLUDED
13 | 7000026407 | 130 | 400KV GIS EQUIPMENT | 1000034097 | 420KV, 3150A, 63KA GIS FUTURE LINE FEEDER BAY MODULE (WITH PIR) AS PERSECTION PROJECT, TECHNICAL SPECIFICATION | SET | 1 |  | INCLUDED
14 | 7000026407 | 140 | 400KV GIS EQUIPMENT | 1000032802 | 420KV, 4000A,63KA GIS BUSBAR MODULE EXTENSION | SET | 2 |  | INCLUDED
15 | 7000026407 | 160 | CRP | 1000055446 | 400KV CIRCUIT BREAKER RELAY PANEL (WITH AUTOMATION) | EA | 3 |  | INCLUDED
16 | 7000026407 | 170 | CRP | 1000002146 | Augmentation of existing 400kV bus bar protection scheme.(No. of baysas per specification)-(with Automation) | SET | 1 |  | INCLUDED
17 | 7000026407 | 180 | CRP | 1000025391 | Relay Test kit | EA | 1 |  | INCLUDED
18 | 7000026407 | 190 | CRP | 1000004274 | 400kV Transformer Protection Panel (For both HV & MV side)-(withAutomation) | EA | 1 |  | INCLUDED
19 | 7000026407 | 200 | CRP | 1000055443 | 220KV CIRCUIT BREAKER RELAY PANEL (WITH AUTOMATION) | EA | 1 |  | INCLUDED
20 | 7000026407 | 210 | CRP | 1000001167 | Augmentation of existing 220kV bus bar protection scheme.(No. of baysas per specification)-(with Automation) | SET | 1 |  | INCLUDED
21 | 7000026407 | 1450 | AUG of SAS | 1000001333 | Augmentation of Substation automation System for 220kV bay as perTechnical Specification | EA | 1 |  | INCLUDED
22 | 7000026407 | 1460 | AUG of SAS | 1000003409 | Augmentation of Substation automation System for 400kV Main bay as perTechnical Specification | EA | 2 |  | INCLUDED
23 | 7000026407 | 1470 | AUG of SAS | 1000003411 | Augmentation of Substation automation System for 400kV Tie bay as perTechnical Specification | EA | 1 |  | INCLUDED
24 | 7000026407 | 1480 | ERECTION HARDWARE | 1000011334 | Erection Hardware for 400kV I type layout for GIS terminationarrangement-Transformer bay as per technical specification | SET | 1 |  | INCLUDED
25 | 7000026407 | 1490 | ERECTION HARDWARE | 1000011252 | Erection Hardware for 220kV DM-type layout for GIS terminationarrangement-Transformer bay as per technical specification | SET | 1 |  | INCLUDED
26 | 7000026407 | 250 | ILLUMINTAION | 1000004952 | 63A, 415V : Interlocked switch socket outdoor Receptacle (type RP) asper technical specifications | EA | 1 |  | INCLUDED
27 | 7000026407 | 260 | ILLUMINTAION | 1000038039 | LIGHTING FIXTURE LED LUMINAIRES TYPE FL-1 AS PER TECH. SPECIFICATIONS | EA | 10 |  | INCLUDED
28 | 7000026407 | 270 | ILLUMINTAION | 1000038325 | LIGHTING FIXTURE LED LUMINAIRES TYPE FL2 AS PER TECH. SPECIFICATIONS | EA | 10 |  | INCLUDED
29 | 7000026407 | 280 | ILLUMINTAION | 1000001050 | 15A, 240V: Outdoor Receptacle 2 pole, 3-pin modular (type RO) as pertechnical specifications | EA | 1 |  | INCLUDED
30 | 7000026407 | 290 | ILLUMINTAION | 1000014547 | Lighting Panel type ACP-2 as per technical specification | EA | 2 |  | INCLUDED
31 | 7000026407 | 300 | ILLUMINTAION | 1000001894 | Outdoor Power Receptacle for oilfiltration unit (250A) | EA | 1 |  | INCLUDED
32 | 7000026407 | 320 | FIRE PROTECTION | 1000012069 | HVW spray system, Hydrant system and complete U/G & O/G piping andaccessories etc. out side the pump house for 500MVA , 400KV/220/33kV, 3-phase Autotransformer | SET | 1 |  | INCLUDED
33 | 7000026407 | 330 | FIRE PROTECTION | 1000012022 | 4.5 kg CO2 type Portable Fire extinguisher | EA | 1 |  | INCLUDED
34 | 7000026407 | 350 | LT SWITCHGEAR | 1000004304 | 415V ACDB (Extn.) | SET | 1 |  | INCLUDED
35 | 7000026407 | 1510 | Power & Control Cable | 1000031964 | 1.1KV GRADE 3CX2.5 SQMM CONTROL CABLE | KM | 3 |  | INCLUDED
36 | 7000026407 | 1520 | Power & Control Cable | 1000031987 | 1.1KV GRADE 5CX2.5 SQMM CONTROL CABLE | KM | 3 |  | INCLUDED | qty changed
37 | 7000026407 | 1530 | Power & Control Cable | 1000031887 | 1.1KV GRADE 10CX2.5 SQMM CONTROL CABLE | KM | 1 |  | INCLUDED
38 | 7000026407 | 1540 | Power & Control Cable | 1000056264 | 1.1KV GRADE 19CX1.5 SQMM CONTROL CABLE | KM | 2 |  | INCLUDED
39 | 7000026407 | 1550 | Power & Control Cable | 1000031951 | 1.1KV GRADE 3.5CX300 SQMM (XLPE) POWER CABLE | KM | 0.6 |  | INCLUDED
40 | 7000026407 | 1560 | Power & Control Cable | 1000031957 | 1.1KV GRADE 3.5CX70 SQMM (PVC) POWER CABLE | KM | 2 |  | INCLUDED
41 | 7000026407 | 1570 | Power & Control Cable | 1000031953 | 1.1KV GRADE 3.5CX35 SQMM (PVC) POWER CABLE | KM | 1 |  | INCLUDED
42 | 7000026407 | 1580 | Power & Control Cable | 1000031976 | 1.1KV GRADE 4CX16 SQMM (PVC) POWER CABLE | KM | 2 |  | INCLUDED
43 | 7000026407 | 1590 | Power & Control Cable | 1000031943 | 1.1KV GRADE 2CX6 SQMM (PVC) POWER CABLE | KM | 2 |  | INCLUDED
44 | 7000026407 | 1600 | Power & Control Cable | 1000031985 | 1.1KV GRADE 4CX6 SQMM (PVC) POWER CABLE | KM | 2 |  | INCLUDED
45 | 7000026407 | 1620 | INSULATOR STRING & HARDWARE | 1000055980 | 220KV TENSION INSULATOR STRING AND ASSOCIATED HARDWARE FITTINGSWITHOUT TURN BUCKLE SUITABLE FOR TWIN CONDUCTOR | EA | 3 |  | INCLUDED
46 | 7000026407 | 1610 | INSULATOR STRING & HARDWARE | 1000055975 | 220KV SUSPENSION INSULATOR STRING AND ASSOCIATED HARDWARE FITTINGSWITH DROP CLAMP SUITABLE FOR TWIN CONDUCTOR | EA | 3 |  | INCLUDED
47 | 7000026407 | 1630 | INSULATOR STRING & HARDWARE | 1000055985 | 400KV TENSION INSULATOR STRING AND ASSOCIATED HARDWARE FITTINGS WITHTURN BUCKLE SUITABLE FOR TWIN CONDUCTOR | EA | 3 |  | INCLUDED
48 | 7000026407 | 1640 | INSULATOR STRING & HARDWARE | 1000055987 | 400KV SUSPENSION INSULATOR STRING AND ASSOCIATED HARDWARE FITTINGSWITH DROP CLAMP SUITABLE FOR TWIN CONDUCTOR | EA | 3 |  | INCLUDED
49 | 7000026407 | 370 | VMS | 1000030433 | COLOR IP CAMERA, WITH PAN, TILT AND ZOOM FACILITIES, ALONGWITH ALLREQUIRED ITEMS, ACCESSORIES, LINE INTERFACE UNITS, FIBER PATCH CORDS,POWER SUPPLY UNITS, JUNCTION BOXES, CABLES, FIBER OPTIC CABLES, ETC.,AND INCLUDING INTEGRATION IN EXISTING HARDWARE AND SOFTWARE FORAUGMENTATION OF VISUAL MONITORING SYSTEM AS PER TECHNICALSPECIFICATION. | SET | 1 |  | INCLUDED
50 | 7000026407 | 1660 | 400kV, 500MVA, 3Ph, ICT SPARES | 1000030932 | 420KV, 1250A RIP BUSHING WITH METAL PARTS AND GASKETS | EA | 1 |  | INCLUDED
51 | 7000026407 | 1670 | 400kV, 500MVA, 3Ph, ICT SPARES | 1000030923 | 245KV, 2000A RIP BUSHING WITH METAL PARTS AND GASKETS | EA | 1 |  | INCLUDED
52 | 7000026407 | 1680 | 400kV, 500MVA, 3Ph, ICT SPARES | 1000030935 | 52KV, 800A RIP BUSHING WITH METAL PARTS AND GASKETS | EA | 1 |  | INCLUDED
53 | 7000026407 | 1690 | 400kV, 500MVA, 3Ph, ICT SPARES | 1000002071 | 36kV, 2000A Bushing with metal parts andgaskets for Transformer | EA | 1 |  | INCLUDED
54 | 7000026407 | 1700 | 400kV, 500MVA, 3Ph, ICT SPARES | 1000032089 | SPARES INSULATING OIL TO BE HANDED OVER TO OWNER AFTER COMMISSIONING | KL | 10 |  | INCLUDED
55 | 7000026407 | 1710 | 400kV, 500MVA, 3Ph, ICT SPARES | 1000049425 | LOCAL OTI & WTI WITH SENSING DEVICE FOR 400KV ICT | SET | 1 |  | INCLUDED
56 | 7000026407 | 1720 | 400kV, 500MVA, 3Ph, ICT SPARES | 1000007922 | Buchholz Relay (Main Tank) complete with float and contacts forTransformer | SET | 1 |  | INCLUDED
57 | 7000026407 | 1730 | 400kV, 500MVA, 3Ph, ICT SPARES | 1000017322 | Pressure Relief Device for Transformer | EA | 1 |  | INCLUDED
58 | 7000026407 | 390 | 400KV GIS MANDATORY SPARES | 1000058332 | 400KV GIS-SF6 GAS PRESSURE RELIEF DEVICE ASSEMBLY OF EACH TYPE | EA | 2 |  | INCLUDED
59 | 7000026407 | 400 | 400KV GIS MANDATORY SPARES | 1000049817 | SF6 PRESSURE GAUGE CUM SWITCH /DENSITY MONITORS AND PRESSURESWITCH AS APPLICABLE, OF EACH TYPE-400KV GIS | SET | 3 |  | INCLUDED
60 | 7000026407 | 410 | 400KV GIS MANDATORY SPARES | 1000049753 | COUPLING DEVICE FOR PRESSURE GAUGE CUM SWITCH FOR CONNECTINGGAS HANDLING PLANT OF EACH TYPE-400KV GIS | SET | 2 |  | INCLUDED
61 | 7000026407 | 420 | 400KV GIS MANDATORY SPARES | 1000049762 | RUBBER GASKETS, Ã‚â‚¬Å’OÃ‚â‚¬Â RINGS AND SEALS FOR SF6 GAS FOR GISENCLOSURE OF EACH TYPE-400KV GIS | SET | 3 |  | INCLUDED
62 | 7000026407 | 430 | 400KV GIS MANDATORY SPARES | 1000058330 | 400KV GIS-MOLECULAR FILTER FOR SF6 GAS WITH FILTER BAGS (5 % OF TOTALWEIGHT) | SET | 1 |  | INCLUDED
63 | 7000026407 | 440 | 400KV GIS MANDATORY SPARES | 1000049750 | CONTROL VALVES FOR SF6 GAS OF EACH TYPE-400KV GIS | SET | 1 |  | INCLUDED
64 | 7000026407 | 450 | 400KV GIS MANDATORY SPARES | 1000058331 | 400KV GIS-SF6 GAS (5 % OF TOTAL GAS QUANTITY) | LOT | 1 |  | INCLUDED
65 | 7000026407 | 460 | 400KV GIS MANDATORY SPARES | 1000049783 | LOCKING DEVICE TO KEEP THE DIS-CONNECTORS (ISOLATORS)AND EARTHING/FAST EARTHING SWITCHES IN CLOSE OR OPEN POSITION IN CASEOF REMOVAL OF THE DRIVING MECHANISM-400KV GIS | SET | 1 |  | INCLUDED
66 | 7000026407 | 470 | 400KV GIS MANDATORY SPARES | 1000049505 | UHF PD SENSORS OF EACH TYPE ALONG WITH BNC CONNECTOR FOR 420KV GIS | EA | 1 |  | INCLUDED
67 | 7000026407 | 480 | 400KV GIS MANDATORY SPARES | 1000058334 | 400KV GIS-SUPPORT INSULATORS (GAS THROUGH) OF EACH TYPE (COMPLETE WITHMETAL RING ETC.) ALONG WITH ASSOCIATED CONTACTS AND SHIELDS | EA | 1 |  | INCLUDED
68 | 7000026407 | 490 | 400KV GIS MANDATORY SPARES | 1000058329 | 400KV GIS-GAS BARRIERS OF EACH TYPE (COMPLETE WITH METAL RING ETC.)ALONG WITH ASSOCIATED CONTACTS AND SHIELDS | EA | 1 |  | INCLUDED
69 | 7000026407 | 500 | 400KV GIS MANDATORY SPARES | 1000058333 | 400KV GIS- 3150A SF6 TO AIR BUSHING COMPLETE IN ALL RESPECT | EA | 1 |  | INCLUDED
70 | 7000026407 | 510 | 400KV GIS MANDATORY SPARES | 1000049498 | LCC SPARES - AUX. RELAYS, CONTACTORS,PUSH BUTTONS, SWITCHES,LAMPS,ANNUNCIATION WINDOWS, MCB, FUSES,TIMERS, TERMINAL BLOCKS ETC. OF EACHTYPE & RATING-400kV GIS | SET | 1 |  | INCLUDED
71 | 7000026407 | 520 | 400KV GIS MANDATORY SPARES | 1000058317 | 400KV GIS-ONE POLE OF 3150A CIRCUIT BREAKER WITHOUT PIR WITHINTERRUPTER, MAIN CIRCUIT, ENCLOSURE AND OPERATING MECHANISM COMPLETEIN ALL RESPECT | SET | 1 |  | INCLUDED
72 | 7000026407 | 530 | 400KV GIS MANDATORY SPARES | 1000021873 | Trip coil assembly with resistor for420kV GIS Circuit Breaker (asapplicable) | SET | 3 |  | INCLUDED
73 | 7000026407 | 540 | 400KV GIS MANDATORY SPARES | 1000009208 | Closing coil assembly with resistor for420kV GIS Circuit Breaker (asapplicable) | SET | 3 |  | INCLUDED
74 | 7000026407 | 550 | 400KV GIS MANDATORY SPARES | 1000058324 | RELAYS, POWER CONTACTORS, PUSH BUTTONS, TIMERS & MCBS ETC. (ASAPPLICABLE) OF EACH TYPE FOR 400KV GIS CIRCUIT BREAKER | SET | 1 |  | INCLUDED
75 | 7000026407 | 560 | 400KV GIS MANDATORY SPARES | 1000007067 | Auxiliary switch assembly of each type for 420kV GIS Circuit Breaker | SET | 2 |  | INCLUDED
76 | 7000026407 | 570 | 400KV GIS MANDATORY SPARES | 1000058323 | 400KV GIS CIRCUIT BREAKER-OPERATION COUNTER | EA | 2 |  | INCLUDED
77 | 7000026407 | 580 | 400KV GIS MANDATORY SPARES | 1000058320 | 400KV GIS CIRCUIT BREAKER-HYDRAULIC OPERATING MECHANISM WITH DRIVEMOTOR (FOR HYDRAULIC OPERATED MECHANISM, IF APPLICABLE) | SET | 1 |  | INCLUDED
78 | 7000026407 | 590 | 400KV GIS MANDATORY SPARES | 1000049759 | HYDRAULIC FILTER OF EACH TYPE (FOR HYDRAULIC OPERATED MECHANISM, IFPPLICABLE)-400KV GIS CIRCUIT BREKAER | SET | 1 |  | INCLUDED
79 | 7000026407 | 600 | 400KV GIS MANDATORY SPARES | 1000058319 | 400KV GIS CIRCUIT BREAKER- HOSE PIPE OF EACH TYPE (AS APPLICABLE) (FORHYDRAULIC OPERATED MECHANISM, IF APPLICABLE) | SET | 1 |  | INCLUDED
80 | 7000026407 | 610 | 400KV GIS MANDATORY SPARES | 1000058322 | 400KV GIS CIRCUIT BREAKER - N2 ACCUMULATOR (FOR HYDRAULIC OPERATEDMECHANISM, IF APPLICABLE) | SET | 1 |  | INCLUDED
81 | 7000026407 | 620 | 400KV GIS MANDATORY SPARES | 1000049835 | VALVES OF EACH TYPE (FOR HYDRAULIC OPERATED MECHANISM, IFAPPLICABLE)-400KV GIS CIRCUIT BREKAER | SET | 1 |  | INCLUDED
82 | 7000026407 | 630 | 400KV GIS MANDATORY SPARES | 1000049795 | PIPE LENGTH (COPPER & STEEL) OF EACH SIZE & TYPE (FOR HYDRAULICOPERATED MECHANISM, IF APPLICABLE)-400KV GIS CIRCUIT BREKAER | SET | 1 |  | INCLUDED
83 | 7000026407 | 640 | 400KV GIS MANDATORY SPARES | 1000049808 | PRESSURE SWITCHES OF EACH TYPE (FOR HYDRAULIC OPERATED MECHANISM, IFAPPLICABLE)-400KV GIS CIRCUIT BREKAER | SET | 1 |  | INCLUDED
84 | 7000026407 | 650 | 400KV GIS MANDATORY SPARES | 1000049805 | PRESSURE GAUGE WITH COUPLING DEVICE OF EACH TYPE (FOR HYDRAULICOPERATED MECHANISM, IF APPLICABLE)-400KV GIS CIRCUIT BREKAER | SET | 1 |  | INCLUDED
85 | 7000026407 | 660 | 400KV GIS MANDATORY SPARES | 1000058321 | 400KV GIS CIRCUIT BREAKER-HYDRAULIC OIL (5% OF TOTAL OIL QUANTITY)(FOR HYDRAULIC OPERATED MECHANISM, IF APPLICABLE) | SET | 1 |  | INCLUDED
86 | 7000026407 | 670 | 400KV GIS MANDATORY SPARES | 1000049799 | PRESSURE RELIEF DEVICE OF EACH TYPE (FOR HYDRAULIC OPERATED MECHANISM,IF APPLICABLE)-400KV GIS CIRCUIT BREKAER | SET | 1 |  | INCLUDED
87 | 7000026407 | 680 | 400KV GIS MANDATORY SPARES | 1000058325 | 400KV GIS CIRCUIT BREAKER-COMPLETE SPRING OPERATING MECHANISMINCLUDING CHARGING MECHANISM ETC. (FOR SPRING OPERATED MECHANISM, IFAPPLICABLE) | SET | 1 |  | INCLUDED
88 | 7000026407 | 690 | 400KV GIS MANDATORY SPARES | 1000058318 | 400KV GIS CIRCUIT BREAKER- COMPLETE HYDRAULIC-SPRING OPERATINGMECHANISM INCLUDING CHARGING MECHANISM ETC. (FOR HYDRAULIC-SPRINGOPERATED MECHANISM, IF APPLICABLE) | SET | 1 |  | INCLUDED
89 | 7000026407 | 700 | 400KV GIS MANDATORY SPARES | 1000049495 | PRESSURE SWITCHES OF EACH TYPE FOR420KV GIS CIRCUIT BREAKER (ForHydraulic-Spring Operated Mechanism, ifapplicable) | SET | 1 |  | INCLUDED
90 | 7000026407 | 710 | 400KV GIS MANDATORY SPARES | 1000049802 | PRESSURE GAUGE WITH COUPLING DEVICE OF EACH TYPE (FOR HYDRAULIC-SPRINGOPERATED MECHANISM, IF APPLICABLE)-400KV GIS CIRCUIT BREKAER | SET | 1 |  | INCLUDED
91 | 7000026407 | 720 | 400KV GIS MANDATORY SPARES | 1000058374 | 400kV GIS- Single phase of 3150Adisconnector switch including maincircuit, enclosure, driving mechanismand support insulator etc., complete inall respect (Note 1- The contractorshall supply spare for disconnectorswitch to ensure one to one replacementof all disconnector switch supplied asmain equipment without any requirementof modification in fittings at site tocover all different types ofdisconnector switch supplied. In case,quantity of supplied dis-connectorswitch types (for one to onereplacement) are more than the quantitymentioned in BPS for spare, thecontractor shall supply theseadditional types of disconnector switchwithout any additional priceimplication to POWERGRID and quantitiesof these additional type ofdisconnector switch are deem to beincluded in the quantities mentioned inBPS for spare disconnector. Note 2 - Incase, Dis-connector Switch (DS) & EarthSwitch (ES) is provided in a sameenclosure with common operatingmechanism, then the module comprisingof Dis-connector & Earth switch insingle enclosure with common operatingmechanism is to be provided under thehead of spare Dis-connector only. Note3- In case, Dis-connector Switch (DS)&Earth Switch (ES) is provided in asame enclosure with separate operatingmechanism, then the module comprisingof Dis-connector & Earth switch insingle enclosure with separateoperating mechanism is to be providedunder the head of spare Dis-connectoronly.) | EA | 1 |  | INCLUDED
92 | 7000026407 | 730 | 400KV GIS MANDATORY SPARES | 1000058314 | 400KV GIS- SINGLE PHASE MAINTENANCE EARTHING SWITCH INCLUDING MAINCIRCUIT, ENCLOSURE, DRIVING MECHANISM AND SUPPORT INSULATOR ETC.,COMPLETE IN ALL RESPECT (NOTE 1 - IN CASE, DIS-CONNECTOR SWITCH (DS) &EARTH SWITCH (ES) IS PROVIDED IN A SAME ENCLOSURE WITH COMMONOPERATING MECHANISM, THEN THE MODULE COMPRISING OF DIS-CONNECTOR &EARTH SWITCH IN SINGLE ENCLOSURE WITH COMMON OPERATING MECHANISM IS TOBE PROVIDED UNDER THE HEAD OF SPARE DIS-CONNECTOR ONLY. NOTE 2 - INCASE, DIS-CONNECTOR SWITCH (DS) & EARTH SWITCH (ES) IS PROVIDED IN ASAME ENCLOSURE WITH SEPARATE OPERATING MECHANISM, THEN THE MODULECOMPRISING OF DIS-CONNECTOR & EARTH SWITCH IN SINGLE ENCLOSURE WITHSEPARATE OPERATING MECHANISM IS TO BE PROVIDED UNDER THE HEAD OF SPAREDIS-CONNECTOR ONLY.) | EA | 1 |  | INCLUDED
93 | 7000026407 | 740 | 400KV GIS MANDATORY SPARES | 1000058310 | 400KV GIS - SINGLE PHASE FAST EARTHING SWITCH INCLUDING MAIN CIRCUIT,ENCLOSURE, DRIVING MECHANISM AND SUPPORT INSULATOR ETC., COMPLETE INALL RESPECT (NOTE 1 - IN CASE, DIS-CONNECTOR SWITCH (DS) & EARTHSWITCH (ES) IS PROVIDED IN A SAME ENCLOSURE WITH COMMON OPERATINGMECHANISM, THEN THE MODULE COMPRISING OF DIS-CONNECTOR & EARTH SWITCHIN SINGLE ENCLOSURE WITH COMMON OPERATING MECHANISM IS TO BE PROVIDEDUNDER THE HEAD OF SPARE DIS-CONNECTOR ONLY. NOTE 2 - IN CASE,DIS-CONNECTOR SWITCH (DS) & EARTH SWITCH (ES) IS PROVIDED IN A SAMEENCLOSURE WITH SEPARATE OPERATING MECHANISM, THEN THE MODULECOMPRISING OF DIS-CONNECTOR & EARTH SWITCH IN SINGLE ENCLOSURE WITHSEPARATE OPERATING MECHANISM IS TO BE PROVIDED UNDER THE HEAD OF SPAREDIS-CONNECTOR ONLY.) | EA | 1 |  | INCLUDED
94 | 7000026407 | 750 | 400KV GIS MANDATORY SPARES | 1000058305 | OPEN/CLOSE CONTACTOR ASSEMBLY, TIMERS, KEY INTERLOCK, INTERLOCKINGCOILS, RELAYS, PUSH BUTTONS, INDICATING LAMPS, POWER CONTACTORS,RESISTORS, FUSES, MCBS & DRIVE CONTROL CARDS ETC. (AS APPLICABLE) ONEOF EACH TYPE FOR ONE COMPLETE MOM BOX FOR 400KV GIS DISCONNECTORSWITCH | SET | 1 |  | INCLUDED
95 | 7000026407 | 760 | 400KV GIS MANDATORY SPARES | 1000058312 | OPEN/CLOSE CONTACTOR ASSEMBLY, TIMERS, KEY INTERLOCK, INTERLOCKINGCOILS, RELAYS, PUSH BUTTONS, INDICATING LAMPS, POWER CONTACTORS,RESISTORS, FUSES, MCBS & DRIVE CONTROL CARDS ETC. (AS APPLICABLE) ONEOF EACH TYPE FOR ONE COMPLETE MOM BOX FOR 400KV GIS MAINTENANCE EARTHSWITCH | SET | 1 |  | INCLUDED
96 | 7000026407 | 770 | 400KV GIS MANDATORY SPARES | 1000058308 | OPEN/CLOSE CONTACTOR ASSEMBLY, TIMERS, KEY INTERLOCK, INTERLOCKINGCOILS, RELAYS, PUSH BUTTONS, INDICATING LAMPS, POWER CONTACTORS,RESISTORS, FUSES, MCBS & DRIVE CONTROL CARDS ETC. (AS APPLICABLE) ONEOF EACH TYPE FOR ONE COMPLETE MOM BOX FOR 400KV GIS FAST EARTHINGSWITCH | SET | 1 |  | INCLUDED
97 | 7000026407 | 780 | 400KV GIS MANDATORY SPARES | 1000049776 | LIMIT SWITCHES AND AUX. SWITCHES FOR ONE COMPLETE MOM BOX FORDISCONNECTOR-400KV GIS | SET | 2 |  | INCLUDED
98 | 7000026407 | 790 | 400KV GIS MANDATORY SPARES | 1000049778 | LIMIT SWITCHES AND AUX. SWITCHES FOR ONE COMPLETE MOM BOX FORMAINTENANCE EARTHING SWITCH-400KV GIS | SET | 2 |  | INCLUDED
99 | 7000026407 | 800 | 400KV GIS MANDATORY SPARES | 1000049777 | LIMIT SWITCHES AND AUX. SWITCHES FOR ONE COMPLETE MOM BOX FOR FASTEARTHING SWITCH (IF APPLICABLE)-400KV GIS | SET | 2 |  | INCLUDED
100 | 7000026407 | 810 | 400KV GIS MANDATORY SPARES | 1000058306 | DRIVE MECHANISM FOR 400KV GIS DISCONNECTOR SWITCH | SET | 1 |  | INCLUDED
101 | 7000026407 | 820 | 400KV GIS MANDATORY SPARES | 1000058313 | DRIVE MECHANISM FOR 400KV GIS MAINTENANCE EARTH SWITCH | SET | 1 |  | INCLUDED
102 | 7000026407 | 830 | 400KV GIS MANDATORY SPARES | 1000058309 | DRIVE MECHANISM FOR 400KV GIS FAST EARTHING SWITCH | SET | 1 |  | INCLUDED
103 | 7000026407 | 840 | 400KV GIS MANDATORY SPARES | 1000058307 | MOTOR FOR DRIVE MECHANISM FOR 400KV GIS DISCONNECTOR SWITCH | EA | 1 |  | INCLUDED
104 | 7000026407 | 850 | 400KV GIS MANDATORY SPARES | 1000058315 | MOTOR FOR DRIVE MECHANISM FOR 400KVGIS MAINTENANCE EARTH SWITCH | EA | 1 |  | INCLUDED
105 | 7000026407 | 860 | 400KV GIS MANDATORY SPARES | 1000058327 | 400KV GIS- SINGLE PHASE OF CURRENT TRANSFORMER (3 CORES, TYPE-CTA)WITH ASSOCIATED ENCLOSURE AND PRIMARY CONDUCTOR COMPLETE IN ALLRESPECT | EA | 1 |  | INCLUDED
106 | 7000026407 | 870 | 400KV GIS MANDATORY SPARES | 1000058326 | 400KV GIS- SINGLE PHASE OF CURRENT TRANSFORMER (2 CORES, TYPE-CTB)WITH ASSOCIATED ENCLOSURE AND PRIMARY CONDUCTOR COMPLETE IN ALLRESPECT | EA | 1 |  | INCLUDED
107 | 7000026407 | 880 | 400KV GIS MANDATORY SPARES | 1000058316 | 400KV GIS-ONE POLE OF 3150A CIRCUIT BREAKER WITH PIR WITH INTERRUPTER,MAIN CIRCUIT, ENCLOSURE AND OPERATING MECHANISM COMPLETE IN ALLRESPECT | SET | 1 |  | INCLUDED
108 | 7000026407 | 890 | 220KV GIS MANDATORY SPARES | 1000058295 | 220KV GIS- CABLE CONNECTION ENCLOSURE WITH MAIN CIRCUIT | SET | 1 |  | INCLUDED
109 | 7000026407 | 900 | 220KV GIS MANDATORY SPARES | 1000058300 | 220KV GIS-SF6 GAS PRESSURE RELIEF DEVICE ASSEMBLY OF EACH TYPE | EA | 2 |  | INCLUDED
110 | 7000026407 | 910 | 220KV GIS MANDATORY SPARES | 1000049816 | SF6 PRESSURE GAUGE CUM SWITCH /DENSITY MONITORS AND PRESSURESWITCH AS APPLICABLE, OF EACH TYPE-220KV GIS | SET | 3 |  | INCLUDED
111 | 7000026407 | 920 | 220KV GIS MANDATORY SPARES | 1000049752 | COUPLING DEVICE FOR PRESSURE GAUGE CUM SWITCH FOR CONNECTINGGAS HANDLING PLANT OF EACH TYPE-220KV GIS | SET | 2 |  | INCLUDED
112 | 7000026407 | 930 | 220KV GIS MANDATORY SPARES | 1000049761 | RUBBER GASKETS, Ã‚â‚¬Å’OÃ‚â‚¬Â RINGS AND SEALS FOR SF6 GAS FOR GISENCLOSURE OF EACH TYPE-220KV GIS | SET | 3 |  | INCLUDED
113 | 7000026407 | 940 | 220KV GIS MANDATORY SPARES | 1000058298 | 220KV GIS-MOLECULAR FILTER FOR SF6 GAS WITH FILTER BAGS (5 % OF TOTALWEIGHT) | SET | 1 |  | INCLUDED
114 | 7000026407 | 950 | 220KV GIS MANDATORY SPARES | 1000049749 | CONTROL VALVES FOR SF6 GAS OF EACH TYPE-220KV GIS | SET | 3 |  | INCLUDED
115 | 7000026407 | 960 | 220KV GIS MANDATORY SPARES | 1000058299 | 220KV GIS-SF6 GAS (5 % OF TOTAL GAS QUANTITY) | LOT | 1 |  | INCLUDED
116 | 7000026407 | 970 | 220KV GIS MANDATORY SPARES | 1000049782 | LOCKING DEVICE TO KEEP THE DIS-CONNECTORS (ISOLATORS)AND EARTHING/FAST EARTHING SWITCHES (AS APPLICABLE) IN CLOSE OR OPENPOSITION IN CASE OF REMOVAL OF THE DRIVING MECHANISM-220KV GIS | SET | 3 |  | INCLUDED
117 | 7000026407 | 980 | 220KV GIS MANDATORY SPARES | 1000049504 | UHF PD SENSORS OF EACH TYPE ALONG WITH BNC CONNECTOR FOR 245KV GIS | EA | 5 |  | INCLUDED
118 | 7000026407 | 990 | 220KV GIS MANDATORY SPARES | 1000058302 | 220KV GIS-SUPPORT INSULATORS (GAS THROUGH) OF EACH TYPE (COMPLETE WITHMETAL RING ETC.) ALONG WITH ASSOCIATED CONTACTS AND SHIELDS | EA | 5 |  | INCLUDED
119 | 7000026407 | 1000 | 220KV GIS MANDATORY SPARES | 1000058297 | 220KV GIS-GAS BARRIERS OF EACH TYPE (COMPLETE WITH METAL RING ETC.)ALONG WITH ASSOCIATED CONTACTS AND SHIELDS | EA | 5 |  | INCLUDED
120 | 7000026407 | 1010 | 220KV GIS MANDATORY SPARES | 1000058301 | 220KV GIS- 1600A SF6 TO AIR BUSHING COMPLETE IN ALL RESPECT | EA | 1 |  | INCLUDED
121 | 7000026407 | 1020 | 220KV GIS MANDATORY SPARES | 1000049497 | LCC SPARES - AUX. RELAYS, CONTACTORS,PUSH BUTTONS, SWITCHES, LAMPS,ANNUNCIATION WINDOWS, MCB, FUSES,TIMERS, TERMINAL BLOCKS ETC. OF EACHTYPE & RATING-220kV GIS | SET | 2 |  | INCLUDED
122 | 7000026407 | 1030 | 220KV GIS MANDATORY SPARES | 1000058284 | 220KV GIS-ONE POLE OF 1600A CIRCUIT BREAKER WITH INTERRUPTER, MAINCIRCUIT, ENCLOSURE AND OPERATING MECHANISM COMPLETE IN ALL RESPECT | SET | 1 |  | INCLUDED
123 | 7000026407 | 1040 | 220KV GIS MANDATORY SPARES | 1000021871 | Trip coil assembly with resistor for245kV GIS Circuit Breaker (asapplicable) | SET | 3 |  | INCLUDED
124 | 7000026407 | 1050 | 220KV GIS MANDATORY SPARES | 1000009185 | Closing coil assembly with resistor for245kV GIS Circuit Breaker (asapplicable) | SET | 1 |  | INCLUDED
125 | 7000026407 | 1060 | 220KV GIS MANDATORY SPARES | 1000058292 | RELAYS, POWER CONTACTORS, PUSH BUTTONS, TIMERS & MCBS ETC. (ASAPPLICABLE) OF EACH TYPE FOR 220KV GIS CIRCUIT BREAKER | SET | 1 |  | INCLUDED
126 | 7000026407 | 1070 | 220KV GIS MANDATORY SPARES | 1000007066 | Auxiliary switch assembly of each type for 245kV GIS Circuit Breaker | SET | 3 |  | INCLUDED
127 | 7000026407 | 1080 | 220KV GIS MANDATORY SPARES | 1000058291 | 220KV GIS CIRCUIT BREAKER-OPERATION COUNTER | EA | 3 |  | INCLUDED
128 | 7000026407 | 1090 | 220KV GIS MANDATORY SPARES | 1000058288 | 220KV GIS CIRCUIT BREAKER-HYDRAULIC OPERATING MECHANISM WITH DRIVEMOTOR (FOR HYDRAULIC OPERATED MECHANISM, IF APPLICABLE) | SET | 1 |  | INCLUDED
129 | 7000026407 | 1100 | 220KV GIS MANDATORY SPARES | 1000049758 | HYDRAULIC FILTER OF EACH TYPE (FOR HYDRAULIC OPERATED MECHANISM, IFPPLICABLE)-220KV GIS CIRCUIT BREKAER | SET | 1 |  | INCLUDED
130 | 7000026407 | 1110 | 220KV GIS MANDATORY SPARES | 1000058272 | 220KV GIS CIRCUIT BREAKER- HOSE PIPE OF EACH TYPE (AS APPLICABLE) (FORHYDRAULIC OPERATED MECHANISM, IF APPLICABLE) | SET | 1 |  | INCLUDED
131 | 7000026407 | 1120 | 220KV GIS MANDATORY SPARES | 1000058290 | 220KV GIS CIRCUIT BREAKER - N2 ACCUMULATOR (FOR HYDRAULIC OPERATEDMECHANISM, IF APPLICABLE) | SET | 1 |  | INCLUDED
132 | 7000026407 | 1130 | 220KV GIS MANDATORY SPARES | 1000049834 | VALVES OF EACH TYPE (FOR HYDRAULIC OPERATED MECHANISM, IFAPPLICABLE)-220KV GIS CIRCUIT BREKAER | SET | 1 |  | INCLUDED
133 | 7000026407 | 1140 | 220KV GIS MANDATORY SPARES | 1000049794 | PIPE LENGTH (COPPER & STEEL) OF EACH SIZE & TYPE (FOR HYDRAULICOPERATED MECHANISM, IF APPLICABLE)-220KV GIS CIRCUIT BREKAER | SET | 1 |  | INCLUDED
134 | 7000026407 | 1150 | 220KV GIS MANDATORY SPARES | 1000049807 | PRESSURE SWITCHES OF EACH TYPE (FOR HYDRAULIC OPERATED MECHANISM, IFAPPLICABLE)-220KV GIS CIRCUIT BREKAER | SET | 1 |  | INCLUDED
135 | 7000026407 | 1160 | 220KV GIS MANDATORY SPARES | 1000049804 | PRESSURE GAUGE WITH COUPLING DEVICE OF EACH TYPE (FOR HYDRAULICOPERATED MECHANISM, IF APPLICABLE)-220KV GIS CIRCUIT BREKAER | SET | 1 |  | INCLUDED
136 | 7000026407 | 1170 | 220KV GIS MANDATORY SPARES | 1000058289 | 220KV GIS CIRCUIT BREAKER-HYDRAULIC OIL (5% OF TOTAL OIL QUANTITY)(FOR HYDRAULIC OPERATED MECHANISM, IF APPLICABLE) | SET | 1 |  | INCLUDED
137 | 7000026407 | 1180 | 220KV GIS MANDATORY SPARES | 1000049798 | PRESSURE RELIEF DEVICE OF EACH TYPE (FOR HYDRAULIC OPERATED MECHANISM,IF APPLICABLE)-220KV GIS CIRCUIT BREKAER | SET | 1 |  | INCLUDED
138 | 7000026407 | 1190 | 220KV GIS MANDATORY SPARES | 1000058293 | 220KV GIS CIRCUIT BREAKER-COMPLETE SPRING OPERATING MECHANISMINCLUDING CHARGING MECHANISM ETC. (FOR SPRING OPERATED MECHANISM, IFAPPLICABLE) | SET | 1 |  | INCLUDED
139 | 7000026407 | 1200 | 220KV GIS MANDATORY SPARES | 1000058287 | 220KV GIS CIRCUIT BREAKER- COMPLETE HYDRAULIC-SPRING OPERATINGMECHANISM INCLUDING CHARGING MECHANISM ETC. (FOR HYDRAULIC-SPRINGOPERATED MECHANISM, IF APPLICABLE) | SET | 1 |  | INCLUDED
140 | 7000026407 | 1210 | 220KV GIS MANDATORY SPARES | 1000049797 | PRESSURE SWITCHES OF EACH TYPE (FOR HYDRAULIC-SPRING OPERATEDMECHANISM, IF APPLICABLE)-220KV GIS CIRCUIT BREAKER | SET | 1 |  | INCLUDED
141 | 7000026407 | 1220 | 220KV GIS MANDATORY SPARES | 1000049801 | PRESSURE GAUGE WITH COUPLING DEVICE OF EACH TYPE (FOR HYDRAULIC-SPRINGOPERATED MECHANISM, IF APPLICABLE)-220KV GIS CIRCUIT BREKAER | SET | 1 |  | INCLUDED
142 | 7000026407 | 1230 | 220KV GIS MANDATORY SPARES | 1000058371 | 220kV GIS- Three phase of 1600Adisconnector switch including maincircuit, enclosure, driving mechanismand support insulator etc., complete inall respect (Note 1- The contractorshall supply spare for disconnectorswitch to ensure one to one replacementof all disconnector switch supplied asmain equipment without any requirementof modification in fittings at site tocover all different types ofdisconnector switch supplied. In case,quantity of supplied dis-connectorswitch types (for one to onereplacement) are more than the quantitymentioned in BPS for spare, thecontractor shall supply theseadditional types of disconnector switchwithout any additional priceimplication to POWERGRID and quantitiesof these additional type ofdisconnector switch are deem to beincluded in the quantities mentioned inBPS for spare disconnector. Note 2 - Incase, Dis-connector Switch (DS) & EarthSwitch (ES) is provided in a sameenclosure with common operatingmechanism, then the module comprisingof Dis-connector & Earth switch insingle enclosure with common operatingmechanism is to be provided under thehead of spare Dis-connector only. Note3- In case, Dis-connector Switch (DS)&Earth Switch (ES) is provided in asame enclosure with separate operatingmechanism, then the module comprisingof Dis-connector & Earth switch insingle enclosure with separateoperating mechanism is to be providedunder the head of spare Dis-connectoronly.) | EA | 4 |  | INCLUDED
143 | 7000026407 | 1240 | 220KV GIS MANDATORY SPARES | 1000058282 | 220KV GIS- THREE PHASE MAINTENANCE EARTHING SWITCH INCLUDING MAINCIRCUIT, ENCLOSURE, DRIVING MECHANISM AND SUPPORT INSULATOR ETC.,COMPLETE IN ALL RESPECT (NOTE 1 - IN CASE, DIS-CONNECTOR SWITCH (DS) &EARTH SWITCH (ES) IS PROVIDED IN A SAME ENCLOSURE WITH COMMONOPERATING MECHANISM, THEN THE MODULE COMPRISING OF DIS-CONNECTOR &EARTH SWITCH IN SINGLE ENCLOSURE WITH COMMON OPERATING MECHANISM IS TOBE PROVIDED UNDER THE HEAD OF SPARE DIS-CONNECTOR ONLY. NOTE 2 - INCASE, DIS-CONNECTOR SWITCH (DS) & EARTH SWITCH (ES) IS PROVIDED IN ASAME ENCLOSURE WITH SEPARATE OPERATING MECHANISM, THEN THE MODULECOMPRISING OF DIS-CONNECTOR & EARTH SWITCH IN SINGLE ENCLOSURE WITHSEPARATE OPERATING MECHANISM IS TO BE PROVIDED UNDER THE HEAD OF SPAREDIS-CONNECTOR ONLY.) | EA | 1 |  | INCLUDED
144 | 7000026407 | 1250 | 220KV GIS MANDATORY SPARES | 1000058278 | 220KV GIS - THREE PHASE FAST EARTHING SWITCH INCLUDING MAIN CIRCUIT,ENCLOSURE, DRIVING MECHANISM AND SUPPORT INSULATOR ETC., COMPLETE INALL RESPECT (NOTE 1 - IN CASE, DIS-CONNECTOR SWITCH (DS) & EARTHSWITCH (ES) IS PROVIDED IN A SAME ENCLOSURE WITH COMMON OPERATINGMECHANISM, THEN THE MODULE COMPRISING OF DIS-CONNECTOR & EARTH SWITCHIN SINGLE ENCLOSURE WITH COMMON OPERATING MECHANISM IS TO BE PROVIDEDUNDER THE HEAD OF SPARE DIS-CONNECTOR ONLY. NOTE 2 - IN CASE,DIS-CONNECTOR SWITCH (DS) & EARTH SWITCH (ES) IS PROVIDED IN A SAMEENCLOSURE WITH SEPARATE OPERATING MECHANISM, THEN THE MODULECOMPRISING OF DIS-CONNECTOR & EARTH SWITCH IN SINGLE ENCLOSURE WITHSEPARATE OPERATING MECHANISM IS TO BE PROVIDED UNDER THE HEAD OF SPAREDIS-CONNECTOR ONLY.) | EA | 1 |  | INCLUDED
145 | 7000026407 | 1260 | 220KV GIS MANDATORY SPARES | 1000058273 | OPEN/CLOSE CONTACTOR ASSEMBLY, TIMERS, KEY INTERLOCK, INTERLOCKINGCOILS, RELAYS, PUSH BUTTONS, INDICATING LAMPS, POWER CONTACTORS,RESISTORS, FUSES, MCBS & DRIVE CONTROL CARDS ETC. (AS APPLICABLE) ONEOF EACH TYPE FOR ONE COMPLETE MOM BOX FOR 220KV GIS DISCONNECTORSWITCH | SET | 1 |  | INCLUDED
146 | 7000026407 | 1270 | 220KV GIS MANDATORY SPARES | 1000058280 | OPEN/CLOSE CONTACTOR ASSEMBLY, TIMERS, KEY INTERLOCK, INTERLOCKINGCOILS, RELAYS, PUSH BUTTONS, INDICATING LAMPS, POWER CONTACTORS,RESISTORS, FUSES, MCBS & DRIVE CONTROL CARDS ETC. (AS APPLICABLE) ONEOF EACH TYPE FOR ONE COMPLETE MOM BOX FOR 220KV GIS MAINTENANCE EARTHSWITCH | SET | 1 |  | INCLUDED
147 | 7000026407 | 1280 | 220KV GIS MANDATORY SPARES | 1000058276 | OPEN/CLOSE CONTACTOR ASSEMBLY, TIMERS, KEY INTERLOCK, INTERLOCKINGCOILS, RELAYS, PUSH BUTTONS, INDICATING LAMPS, POWER CONTACTORS,RESISTORS, FUSES, MCBS & DRIVE CONTROL CARDS ETC. (AS APPLICABLE) ONEOF EACH TYPE FOR ONE COMPLETE MOM BOX FOR 220KV GIS FAST EARTHINGSWITCH | SET | 1 |  | INCLUDED
148 | 7000026407 | 1290 | 220KV GIS MANDATORY SPARES | 1000049773 | LIMIT SWITCHES AND AUX. SWITCHES FOR ONE COMPLETE MOM BOX FORDISCONNECTOR-220KV GIS | SET | 2 |  | INCLUDED
149 | 7000026407 | 1300 | 220KV GIS MANDATORY SPARES | 1000049775 | LIMIT SWITCHES AND AUX. SWITCHES FOR ONE COMPLETE MOM BOX FORMAINTENANCE EARTHING SWITCH-220KV GIS | SET | 2 |  | INCLUDED
150 | 7000026407 | 1310 | 220KV GIS MANDATORY SPARES | 1000049774 | LIMIT SWITCHES AND AUX. SWITCHES FOR ONE COMPLETE MOM BOX FOR FASTEARTHING SWITCH (IF APPLICABLE)-220KV GIS | SET | 2 |  | INCLUDED
151 | 7000026407 | 1320 | 220KV GIS MANDATORY SPARES | 1000058274 | DRIVE MECHANISM FOR 220KV GIS DISCONNECTOR SWITCH | SET | 1 |  | INCLUDED
152 | 7000026407 | 1330 | 220KV GIS MANDATORY SPARES | 1000058281 | DRIVE MECHANISM FOR 220KV GIS MAINTENANCE EARTH SWITCH | SET | 1 |  | INCLUDED
153 | 7000026407 | 1340 | 220KV GIS MANDATORY SPARES | 1000058275 | MOTOR FOR DRIVE MECHANISM FOR 220KV GIS DISCONNECTOR SWITCH | EA | 1 |  | INCLUDED
154 | 7000026407 | 1350 | 220KV GIS MANDATORY SPARES | 1000058283 | MOTOR FOR DRIVE MECHANISM FOR 220KVGIS MAINTENANCE EARTH SWITCH | EA | 1 |  | INCLUDED
155 | 7000026407 | 1360 | 220KV GIS MANDATORY SPARES | 1000058279 | MOTOR FOR DRIVE MECHANISM FOR 220KV GIS FAST EARTHING SWITCH | EA | 1 |  | INCLUDED
156 | 7000026407 | 1370 | 220KV GIS MANDATORY SPARES | 1000058294 | 220KV GIS- SINGLE PHASE OF CURRENT TRANSFORMER (4 CORES) WITHASSOCIATED ENCLOSURE AND PRIMARY CONDUCTOR COMPLETE IN ALL RESPECT | EA | 1 |  | INCLUDED
157 | 7000026407 | 1380 | AIS MANDATORY SPARES | 1000019925 | Spares for Fire Protection System | LS | 1 |  | INCLUDED
158 | 7000026407 | 1390 | AIS MANDATORY SPARES | 1000019927 | Spares-Substation Automation System | LS | 1 |  | INCLUDED
159 | 7000026407 | 1400 | AIS MANDATORY SPARES | 1000019912 | Relay & protection Panels (with automation) | LS | 1 |  | INCLUDED
160 | 7000026407 | 1410 | AIS MANDATORY SPARES | 1000025940 | Spare-420kV BPI | SET | 1 |  | INCLUDED
161 | 7000026407 | 1420 | AIS MANDATORY SPARES | 1000025932 | Spare-245kV BPI | SET | 1 |  | INCLUDED
162 | 7000026407 | 1430 | AIS MANDATORY SPARES | 1000025930 | Spare-216kV Surge Arrester | SET | 1 |  | INCLUDED
163 | 7000026407 | 1440 | AIS MANDATORY SPARES | 1000024186 | SPARES FOR 336KV SURGE ARRESTER | LS | 1 |  | INCLUDED
164 | 7000026407 | 1760 | Non Standard Structures | 1000015954 | Fabrication, galvanising and supply of Lattice Structures (MS Steel),to be designed during detailed engineering, for towers, beams andequipment support structure including pack plates / packwashers andgusset plates excluding fasteners and foundation bolts | MT | 16.3 |  | INCLUDED
165 | 7000026407 | 1770 | Non Standard Structures | 1000011713 | Fabrication, galvanising and supply of fasteners ( nuts, bolts andwashers ) including step bolts for lattice and pipe structures to bedesigned during detailed engineering | MT | 0.85 |  | INCLUDED
166 | 7000026407 | 1780 | Non Standard Structures | 1000012373 | Fabrication, galvanising and supply of foundation bolts including nuts,checknut and washers for lattice and pipe structures to be designedduring detailed engineering | MT | 1.4 |  | INCLUDED
II | SS-123:Extn. of 400/220kV Magarwada GIS
1 | 7000026628 | 10 | GIS Portion- 420 kV GIS Equipments | 1000032802 | 420KV, 4000A,63KA GIS BUSBAR MODULE EXTENSION | SET | 2 |  | INCLUDED
2 | 7000026628 | 20 | GIS Portion- 420 kV GIS Equipments | 1000004637 | 420kV, 3150 A, 63 kA, SF6 GIS ICT feederbay module as per Section-Project,Technical specification | SET | 1 |  | INCLUDED
3 | 7000026628 | 30 | GIS Portion- 420 kV GIS Equipments | 1000032796 | 420KV, 3150A, 63KA SF6 TO AIR BUSHING including support structure | SET | 3 |  | INCLUDED
4 | 7000026628 | 40 | GIS Portion- 420 kV GIS Equipments | 1000059207 | 420KV, 3000A, 63KA, SINGLE PHASE, SF6 GAS INSULATED BUS DUCT (GIB)OUTSIDE GIS HALL ALONGWITH ASSOCIATED SUPPORT STRUCTURE, ETC. AS PERTECHNICAL SPECIFICATION | M | 275 |  | INCLUDED
5 | 7000026628 | 50 | GIS Portion- 245kV GIS Equipments | 1000032784 | 245 KV,3000 A, 50 KA SF6 GIS BUS BAR MODULE EXTENSION AS PERSECTION-PROJECT, TECHNICAL SPECIFICATION | SET | 2 |  | INCLUDED
6 | 7000026628 | 60 | GIS Portion- 245kV GIS Equipments | 1000001690 | 245kV, 1600 A, 50 kA, SF6 GIS ICT feederbay module as per Section-Project,Technical specification | SET | 1 |  | INCLUDED
7 | 7000026628 | 70 | GIS Portion- 245kV GIS Equipments | 1000001693 | 245kV,1600A, 50kA,3 Single phase/3Phase, SF6 Gas Insulated Bus Duct (GIB)outside GIS Hall alongwith associatedsupport structure(Quantity mentionedhere is for 3 Phase type) | M | 60 |  | INCLUDED
8 | 7000026628 | 80 | GIS Portion- 245kV GIS Equipments | 1000029503 | 245kV, 1600A, 50kA Single phase SF6 to Air Bushing | EA | 3 |  | INCLUDED
9 | 7000026628 | 90 | 420 kV AIS equipments | 1000020419 | 336kV Surge Arrester (1-phase) | EA | 3 |  | INCLUDED
10 | 7000026628 | 100 | 420 kV AIS equipments | 1000004401 | 420 kV, 1 phase Bus Post Insulator (except for Line Traps) | EA | 3 |  | INCLUDED
11 | 7000026628 | 110 | 245kV AIS equipments | 1000020417 | 216kV Surge Arrester (1-phase) | EA | 3 |  | INCLUDED
12 | 7000026628 | 120 | Relay and Protection panel | 1000055446 | 400KV CIRCUIT BREAKER RELAY PANEL (WITH AUTOMATION) | EA | 1 |  | INCLUDED
13 | 7000026628 | 130 | Relay and Protection panel | 1000055443 | 220KV CIRCUIT BREAKER RELAY PANEL (WITH AUTOMATION) | EA | 1 |  | INCLUDED
14 | 7000026628 | 140 | Relay and Protection panel | 1000004274 | 400kV Transformer Protection Panel (For both HV & MV side)-(withAutomation) | EA | 1 |  | INCLUDED
15 | 7000026628 | 150 | Substation automation system | 1000003409 | Augmentation of Substation automation System for 400kV Main bay as perTechnical Specification | EA | 1 |  | INCLUDED
16 | 7000026628 | 160 | Substation automation system | 1000001333 | Augmentation of Substation automation System for 220kV bay as perTechnical Specification | EA | 1 |  | INCLUDED
17 | 7000026628 | 170 | Erection Hardware | 1000011330 | Erection Hardware for 400kV DM type layout for GIS terminationarrangement-Transformer bay as per technical specification | SET | 1 |  | INCLUDED
18 | 7000026628 | 180 | Erection Hardware | 1000011252 | Erection Hardware for 220kV DM-type layout for GIS terminationarrangement-Transformer bay as per technical specification | SET | 1 |  | INCLUDED
19 | 7000026628 | 190 | Ventilation System | 1000022407 | Ventillation system for 220kV GIS Hall Ext | SET | 1 |  | INCLUDED
20 | 7000026628 | 200 | Power and Control Cables | 1000056265 | 1.1KV GRADE 27CX1.5 SQMM CONTROL CABLE | KM | 1 |  | INCLUDED
21 | 7000026628 | 210 | Power and Control Cables | 1000056264 | 1.1KV GRADE 19CX1.5 SQMM CONTROL CABLE | KM | 2 |  | INCLUDED
22 | 7000026628 | 220 | Power and Control Cables | 1000031887 | 1.1KV GRADE 10CX2.5 SQMM CONTROL CABLE | KM | 3 |  | INCLUDED
23 | 7000026628 | 230 | Power and Control Cables | 1000031987 | 1.1KV GRADE 5CX2.5 SQMM CONTROL CABLE | KM | 3 |  | INCLUDED
24 | 7000026628 | 240 | Power and Control Cables | 1000031964 | 1.1KV GRADE 3CX2.5 SQMM CONTROL CABLE | KM | 1 |  | INCLUDED
25 | 7000026628 | 250 | Power and Control Cables | 1000031985 | 1.1KV GRADE 4CX6 SQMM (PVC) POWER CABLE | KM | 2 |  | INCLUDED
26 | 7000026628 | 260 | Power and Control Cables | 1000031976 | 1.1KV GRADE 4CX16 SQMM (PVC) POWER CABLE | KM | 4 |  | INCLUDED
27 | 7000026628 | 270 | Power and Control Cables | 1000031953 | 1.1KV GRADE 3.5CX35 SQMM (PVC) POWER CABLE | KM | 1 |  | INCLUDED
28 | 7000026628 | 280 | Power and Control Cables | 1000031957 | 1.1KV GRADE 3.5CX70 SQMM (PVC) POWER CABLE | KM | 1 |  | INCLUDED
29 | 7000026628 | 290 | Power and Control Cables | 1000032050 | 4PAIR, 0.5SQMM SCREENED CABLE | KM | 2 |  | INCLUDED
30 | 7000026628 | 300 | Power and Control Cables | 1000031943 | 1.1KV GRADE 2CX6 SQMM (PVC) POWER CABLE | KM | 2 |  | INCLUDED
31 | 7000026628 | 310 | Power and Control Cables | 1000031951 | 1.1KV GRADE 3.5CX300 SQMM (XLPE) POWER CABLE | KM | 0.5 |  | INCLUDED
32 | 7000026628 | 320 | Illumination(Indoor) | 1000049467 | INDOOR LIGHTNING FOR GIS BUILDING (AS PER TECHNICAL SPECIFICATION) including AHU & Relay Rooms as applicable | SET | 1 |  | INCLUDED
33 | 7000026628 | 330 | Illumination(Outdoor) | 1000014547 | Lighting Panel type ACP-2 as per technical specification | EA | 2 |  | INCLUDED
34 | 7000026628 | 340 | Illumination(Outdoor) | 1000038325 | LIGHTING FIXTURE LED LUMINAIRES TYPE FL2 AS PER TECH. SPECIFICATIONS | EA | 8 |  | INCLUDED
35 | 7000026628 | 350 | Illumination(Outdoor) | 1000038039 | LIGHTING FIXTURE LED LUMINAIRES TYPE FL-1 AS PER TECH. SPECIFICATIONS | EA | 6 |  | INCLUDED
36 | 7000026628 | 360 | Illumination(Outdoor) | 1000001894 | Outdoor Power Receptacle for oilfiltration unit (250A) | EA | 1 |  | INCLUDED
37 | 7000026628 | 370 | Illumination(Outdoor) | 1000038385 | FIRE WALL MOUNTED LED LUMINARIE TYPE FL-2 (250W) | EA | 2 |  | INCLUDED
38 | 7000026628 | 380 | Fire Protection System | 1000055456 | HVW SPRAY SYSTEM, HYDRANT SYSTEM AND COMPLETE U/G & O/G PIPING ANDACCESSORIES ETC. OUT SIDE THE PUMP HOUSE FOR 400KV, 3-PHASEAUTOTRANSFORMER | SET | 1 |  | INCLUDED
39 | 7000026628 | 390 | Fire Protection System | 1000012022 | 4.5 kg CO2 type Portable Fire extinguisher | EA | 4 |  | INCLUDED
40 | 7000026628 | 400 | Fire Protection System | 1000012026 | 6Kg dry chemical powered type Portable Fire extinguisher | EA | 2 |  | INCLUDED
41 | 7000026628 | 410 | Fire Protection System | 1000029281 | Hydrant system, complete U/G piping and accessories etc. outside thePump House for 220kV GIS Building Extension. | LOT | 1 |  | INCLUDED
42 | 7000026628 | 1580 | Fire Protection System | 1000012009 | Fire Detection and Alarm System for 220kV GIS Hall | SET | 1 |  | INCLUDED
43 | 7000026628 | 420 | LT Switchgear | 1000055451 | EXTENSION OF LT SWITCHGEAR AS PER TECHNICAL SPECIFICATION | SET | 1 |  | INCLUDED
44 | 7000026628 | 430 | Augumentation of VMS System | 1000030433 | COLOR IP CAMERA, WITH PAN, TILT AND ZOOM FACILITIES, ALONGWITH ALLREQUIRED ITEMS, ACCESSORIES, LINE INTERFACE UNITS, FIBER PATCH CORDS,POWER SUPPLY UNITS, JUNCTION BOXES, CABLES, FIBER OPTIC CABLES, ETC.,AND INCLUDING INTEGRATION IN EXISTING HARDWARE AND SOFTWARE FORAUGMENTATION OF VISUAL MONITORING SYSTEM AS PER TECHNICALSPECIFICATION. | SET | 1 |  | INCLUDED
45 | 7000026628 | 440 | Mandatory spares | 1000024186 | SPARES FOR 336KV SURGE ARRESTER | LS | 1 |  | INCLUDED
46 | 7000026628 | 450 | Mandatory spares | 1000025930 | Spare-216kV Surge Arrester | SET | 1 |  | INCLUDED
47 | 7000026628 | 460 | Mandatory spares | 1000019912 | Relay & protection Panels (with automation) | LS | 1 |  | INCLUDED
48 | 7000026628 | 470 | Mandatory spares | 1000019927 | Spares-Substation Automation System | LS | 1 |  | INCLUDED
49 | 7000026628 | 480 | Mandatory spares | 1000019925 | Spares for Fire Protection System | LS | 1 |  | INCLUDED
50 | 7000026628 | 490 | GIS Portion-Mandatory Spares-400kV GIS | 1000058332 | 400KV GIS-SF6 GAS PRESSURE RELIEF DEVICE ASSEMBLY OF EACH TYPE | EA | 1 |  | INCLUDED
51 | 7000026628 | 500 | GIS Portion-Mandatory Spares-400kV GIS | 1000049817 | SF6 PRESSURE GAUGE CUM SWITCH /DENSITY MONITORS AND PRESSURESWITCH AS APPLICABLE, OF EACH TYPE-400KV GIS | SET | 2 |  | INCLUDED
52 | 7000026628 | 510 | GIS Portion-Mandatory Spares-400kV GIS | 1000049753 | COUPLING DEVICE FOR PRESSURE GAUGE CUM SWITCH FOR CONNECTINGGAS HANDLING PLANT OF EACH TYPE-400KV GIS | SET | 1 |  | INCLUDED
53 | 7000026628 | 520 | GIS Portion-Mandatory Spares-400kV GIS | 1000049762 | RUBBER GASKETS, Ã‚â‚¬Å’OÃ‚â‚¬Â RINGS AND SEALS FOR SF6 GAS FOR GISENCLOSURE OF EACH TYPE-400KV GIS | SET | 2 |  | INCLUDED
54 | 7000026628 | 530 | GIS Portion-Mandatory Spares-400kV GIS | 1000058330 | 400KV GIS-MOLECULAR FILTER FOR SF6 GAS WITH FILTER BAGS (5 % OF TOTALWEIGHT) | SET | 1 |  | INCLUDED
55 | 7000026628 | 540 | GIS Portion-Mandatory Spares-400kV GIS | 1000049750 | CONTROL VALVES FOR SF6 GAS OF EACH TYPE-400KV GIS | SET | 2 |  | INCLUDED
56 | 7000026628 | 550 | GIS Portion-Mandatory Spares-400kV GIS | 1000058331 | 400KV GIS-SF6 GAS (5 % OF TOTAL GAS QUANTITY) | LOT | 1 |  | INCLUDED
57 | 7000026628 | 560 | GIS Portion-Mandatory Spares-400kV GIS | 1000049783 | LOCKING DEVICE TO KEEP THE DIS-CONNECTORS (ISOLATORS)AND EARTHING/FAST EARTHING SWITCHES IN CLOSE OR OPEN POSITION IN CASEOF REMOVAL OF THE DRIVING MECHANISM-400KV GIS | SET | 2 |  | INCLUDED
58 | 7000026628 | 570 | GIS Portion-Mandatory Spares-400kV GIS | 1000049505 | UHF PD SENSORS OF EACH TYPE ALONG WITH BNC CONNECTOR FOR 420KV GIS | EA | 3 |  | INCLUDED
59 | 7000026628 | 580 | GIS Portion-Mandatory Spares-400kV GIS | 1000058334 | 400KV GIS-SUPPORT INSULATORS (GAS THROUGH) OF EACH TYPE (COMPLETE WITHMETAL RING ETC.) ALONG WITH ASSOCIATED CONTACTS AND SHIELDS | EA | 3 |  | INCLUDED
60 | 7000026628 | 590 | GIS Portion-Mandatory Spares-400kV GIS | 1000058329 | 400KV GIS-GAS BARRIERS OF EACH TYPE (COMPLETE WITH METAL RING ETC.)ALONG WITH ASSOCIATED CONTACTS AND SHIELDS | EA | 3 |  | INCLUDED
61 | 7000026628 | 600 | GIS Portion-Mandatory Spares-400kV GIS | 1000058333 | 400KV GIS- 3150A SF6 TO AIR BUSHING COMPLETE IN ALL RESPECT | EA | 1 |  | INCLUDED
62 | 7000026628 | 610 | GIS Portion-Mandatory Spares-400kV GIS | 1000049498 | LCC SPARES - AUX. RELAYS, CONTACTORS,PUSH BUTTONS, SWITCHES,LAMPS,ANNUNCIATION WINDOWS, MCB, FUSES,TIMERS, TERMINAL BLOCKS ETC. OF EACHTYPE & RATING-400kV GIS | SET | 1 |  | INCLUDED
63 | 7000026628 | 620 | GIS Portion-Mandatory Spares-400kV GIS | 1000058317 | 400KV GIS-ONE POLE OF 3150A CIRCUIT BREAKER WITHOUT PIR WITHINTERRUPTER, MAIN CIRCUIT, ENCLOSURE AND OPERATING MECHANISM COMPLETEIN ALL RESPECT | SET | 1 |  | INCLUDED
64 | 7000026628 | 630 | GIS Portion-Mandatory Spares-400kV GIS | 1000021873 | Trip coil assembly with resistor for420kV GIS Circuit Breaker (asapplicable) | SET | 3 |  | INCLUDED
65 | 7000026628 | 640 | GIS Portion-Mandatory Spares-400kV GIS | 1000009208 | Closing coil assembly with resistor for420kV GIS Circuit Breaker (asapplicable) | SET | 3 |  | INCLUDED
66 | 7000026628 | 650 | GIS Portion-Mandatory Spares-400kV GIS | 1000058324 | RELAYS, POWER CONTACTORS, PUSH BUTTONS, TIMERS & MCBS ETC. (ASAPPLICABLE) OF EACH TYPE FOR 400KV GIS CIRCUIT BREAKER | SET | 1 |  | INCLUDED
67 | 7000026628 | 660 | GIS Portion-Mandatory Spares-400kV GIS | 1000007067 | Auxiliary switch assembly of each type for 420kV GIS Circuit Breaker | SET | 1 |  | INCLUDED
68 | 7000026628 | 670 | GIS Portion-Mandatory Spares-400kV GIS | 1000058323 | 400KV GIS CIRCUIT BREAKER-OPERATION COUNTER | EA | 1 |  | INCLUDED
69 | 7000026628 | 680 | GIS Portion-Mandatory Spares-400kV GIS | 1000058320 | 400KV GIS CIRCUIT BREAKER-HYDRAULIC OPERATING MECHANISM WITH DRIVEMOTOR (FOR HYDRAULIC OPERATED MECHANISM, IF APPLICABLE) | SET | 1 |  | INCLUDED
70 | 7000026628 | 690 | GIS Portion-Mandatory Spares-400kV GIS | 1000049759 | HYDRAULIC FILTER OF EACH TYPE (FOR HYDRAULIC OPERATED MECHANISM, IFPPLICABLE)-400KV GIS CIRCUIT BREKAER | SET | 1 |  | INCLUDED
71 | 7000026628 | 700 | GIS Portion-Mandatory Spares-400kV GIS | 1000058319 | 400KV GIS CIRCUIT BREAKER- HOSE PIPE OF EACH TYPE (AS APPLICABLE) (FORHYDRAULIC OPERATED MECHANISM, IF APPLICABLE) | SET | 1 |  | INCLUDED
72 | 7000026628 | 710 | GIS Portion-Mandatory Spares-400kV GIS | 1000058322 | 400KV GIS CIRCUIT BREAKER - N2 ACCUMULATOR (FOR HYDRAULIC OPERATEDMECHANISM, IF APPLICABLE) | SET | 1 |  | INCLUDED
73 | 7000026628 | 720 | GIS Portion-Mandatory Spares-400kV GIS | 1000049835 | VALVES OF EACH TYPE (FOR HYDRAULIC OPERATED MECHANISM, IFAPPLICABLE)-400KV GIS CIRCUIT BREKAER | SET | 1 |  | INCLUDED
74 | 7000026628 | 730 | GIS Portion-Mandatory Spares-400kV GIS | 1000049795 | PIPE LENGTH (COPPER & STEEL) OF EACH SIZE & TYPE (FOR HYDRAULICOPERATED MECHANISM, IF APPLICABLE)-400KV GIS CIRCUIT BREKAER | SET | 1 |  | INCLUDED
75 | 7000026628 | 740 | GIS Portion-Mandatory Spares-400kV GIS | 1000049808 | PRESSURE SWITCHES OF EACH TYPE (FOR HYDRAULIC OPERATED MECHANISM, IFAPPLICABLE)-400KV GIS CIRCUIT BREKAER | SET | 1 |  | INCLUDED
76 | 7000026628 | 750 | GIS Portion-Mandatory Spares-400kV GIS | 1000049805 | PRESSURE GAUGE WITH COUPLING DEVICE OF EACH TYPE (FOR HYDRAULICOPERATED MECHANISM, IF APPLICABLE)-400KV GIS CIRCUIT BREKAER | SET | 1 |  | INCLUDED
77 | 7000026628 | 760 | GIS Portion-Mandatory Spares-400kV GIS | 1000058321 | 400KV GIS CIRCUIT BREAKER-HYDRAULIC OIL (5% OF TOTAL OIL QUANTITY)(FOR HYDRAULIC OPERATED MECHANISM, IF APPLICABLE) | SET | 1 |  | INCLUDED
78 | 7000026628 | 770 | GIS Portion-Mandatory Spares-400kV GIS | 1000049799 | PRESSURE RELIEF DEVICE OF EACH TYPE (FOR HYDRAULIC OPERATED MECHANISM,IF APPLICABLE)-400KV GIS CIRCUIT BREKAER | SET | 1 |  | INCLUDED
79 | 7000026628 | 780 | GIS Portion-Mandatory Spares-400kV GIS | 1000058325 | 400KV GIS CIRCUIT BREAKER-COMPLETE SPRING OPERATING MECHANISMINCLUDING CHARGING MECHANISM ETC. (FOR SPRING OPERATED MECHANISM, IFAPPLICABLE) | SET | 1 |  | INCLUDED
80 | 7000026628 | 790 | GIS Portion-Mandatory Spares-400kV GIS | 1000058318 | 400KV GIS CIRCUIT BREAKER- COMPLETE HYDRAULIC-SPRING OPERATINGMECHANISM INCLUDING CHARGING MECHANISM ETC. (FOR HYDRAULIC-SPRINGOPERATED MECHANISM, IF APPLICABLE) | SET | 1 |  | INCLUDED
81 | 7000026628 | 800 | GIS Portion-Mandatory Spares-400kV GIS | 1000049495 | PRESSURE SWITCHES OF EACH TYPE FOR420KV GIS CIRCUIT BREAKER (ForHydraulic-Spring Operated Mechanism, ifapplicable) | SET | 1 |  | INCLUDED
82 | 7000026628 | 810 | GIS Portion-Mandatory Spares-400kV GIS | 1000049802 | PRESSURE GAUGE WITH COUPLING DEVICE OF EACH TYPE (FOR HYDRAULIC-SPRINGOPERATED MECHANISM, IF APPLICABLE)-400KV GIS CIRCUIT BREKAER | SET | 1 |  | INCLUDED
83 | 7000026628 | 820 | GIS Portion-Mandatory Spares-400kV GIS | 1000058374 | 400kV GIS- Single phase of 3150Adisconnector switch including maincircuit, enclosure, driving mechanismand support insulator etc., complete inall respect (Note 1- The contractorshall supply spare for disconnectorswitch to ensure one to one replacementof all disconnector switch supplied asmain equipment without any requirementof modification in fittings at site tocover all different types ofdisconnector switch supplied. In case,quantity of supplied dis-connectorswitch types (for one to onereplacement) are more than the quantitymentioned in BPS for spare, thecontractor shall supply theseadditional types of disconnector switchwithout any additional priceimplication to POWERGRID and quantitiesof these additional type ofdisconnector switch are deem to beincluded in the quantities mentioned inBPS for spare disconnector. Note 2 - Incase, Dis-connector Switch (DS) & EarthSwitch (ES) is provided in a sameenclosure with common operatingmechanism, then the module comprisingof Dis-connector & Earth switch insingle enclosure with common operatingmechanism is to be provided under thehead of spare Dis-connector only. Note3- In case, Dis-connector Switch (DS)&Earth Switch (ES) is provided in asame enclosure with separate operatingmechanism, then the module comprisingof Dis-connector & Earth switch insingle enclosure with separateoperating mechanism is to be providedunder the head of spare Dis-connectoronly.) | EA | 2 |  | INCLUDED
84 | 7000026628 | 830 | GIS Portion-Mandatory Spares-400kV GIS | 1000058314 | 400KV GIS- SINGLE PHASE MAINTENANCE EARTHING SWITCH INCLUDING MAINCIRCUIT, ENCLOSURE, DRIVING MECHANISM AND SUPPORT INSULATOR ETC.,COMPLETE IN ALL RESPECT (NOTE 1 - IN CASE, DIS-CONNECTOR SWITCH (DS) &EARTH SWITCH (ES) IS PROVIDED IN A SAME ENCLOSURE WITH COMMONOPERATING MECHANISM, THEN THE MODULE COMPRISING OF DIS-CONNECTOR &EARTH SWITCH IN SINGLE ENCLOSURE WITH COMMON OPERATING MECHANISM IS TOBE PROVIDED UNDER THE HEAD OF SPARE DIS-CONNECTOR ONLY. NOTE 2 - INCASE, DIS-CONNECTOR SWITCH (DS) & EARTH SWITCH (ES) IS PROVIDED IN ASAME ENCLOSURE WITH SEPARATE OPERATING MECHANISM, THEN THE MODULECOMPRISING OF DIS-CONNECTOR & EARTH SWITCH IN SINGLE ENCLOSURE WITHSEPARATE OPERATING MECHANISM IS TO BE PROVIDED UNDER THE HEAD OF SPAREDIS-CONNECTOR ONLY.) | EA | 1 |  | INCLUDED
85 | 7000026628 | 840 | GIS Portion-Mandatory Spares-400kV GIS | 1000058305 | OPEN/CLOSE CONTACTOR ASSEMBLY, TIMERS, KEY INTERLOCK, INTERLOCKINGCOILS, RELAYS, PUSH BUTTONS, INDICATING LAMPS, POWER CONTACTORS,RESISTORS, FUSES, MCBS & DRIVE CONTROL CARDS ETC. (AS APPLICABLE) ONEOF EACH TYPE FOR ONE COMPLETE MOM BOX FOR 400KV GIS DISCONNECTORSWITCH | SET | 1 |  | INCLUDED
86 | 7000026628 | 850 | GIS Portion-Mandatory Spares-400kV GIS | 1000058312 | OPEN/CLOSE CONTACTOR ASSEMBLY, TIMERS, KEY INTERLOCK, INTERLOCKINGCOILS, RELAYS, PUSH BUTTONS, INDICATING LAMPS, POWER CONTACTORS,RESISTORS, FUSES, MCBS & DRIVE CONTROL CARDS ETC. (AS APPLICABLE) ONEOF EACH TYPE FOR ONE COMPLETE MOM BOX FOR 400KV GIS MAINTENANCE EARTHSWITCH | SET | 1 |  | INCLUDED
87 | 7000026628 | 860 | GIS Portion-Mandatory Spares-400kV GIS | 1000049776 | LIMIT SWITCHES AND AUX. SWITCHES FOR ONE COMPLETE MOM BOX FORDISCONNECTOR-400KV GIS | SET | 1 |  | INCLUDED
88 | 7000026628 | 870 | GIS Portion-Mandatory Spares-400kV GIS | 1000049778 | LIMIT SWITCHES AND AUX. SWITCHES FOR ONE COMPLETE MOM BOX FORMAINTENANCE EARTHING SWITCH-400KV GIS | SET | 1 |  | INCLUDED
89 | 7000026628 | 880 | GIS Portion-Mandatory Spares-400kV GIS | 1000058306 | DRIVE MECHANISM FOR 400KV GIS DISCONNECTOR SWITCH | SET | 1 |  | INCLUDED
90 | 7000026628 | 890 | GIS Portion-Mandatory Spares-400kV GIS | 1000058313 | DRIVE MECHANISM FOR 400KV GIS MAINTENANCE EARTH SWITCH | SET | 1 |  | INCLUDED
91 | 7000026628 | 900 | GIS Portion-Mandatory Spares-400kV GIS | 1000058307 | MOTOR FOR DRIVE MECHANISM FOR 400KV GIS DISCONNECTOR SWITCH | EA | 1 |  | INCLUDED
92 | 7000026628 | 910 | GIS Portion-Mandatory Spares-400kV GIS | 1000058315 | MOTOR FOR DRIVE MECHANISM FOR 400KVGIS MAINTENANCE EARTH SWITCH | EA | 1 |  | INCLUDED
93 | 7000026628 | 920 | GIS Portion-Mandatory Spares-400kV GIS | 1000058327 | 400KV GIS- SINGLE PHASE OF CURRENT TRANSFORMER (3 CORES, TYPE-CTA)WITH ASSOCIATED ENCLOSURE AND PRIMARY CONDUCTOR COMPLETE IN ALLRESPECT | EA | 1 |  | INCLUDED
94 | 7000026628 | 930 | GIS Portion-Mandatory Spares-400kV GIS | 1000058326 | 400KV GIS- SINGLE PHASE OF CURRENT TRANSFORMER (2 CORES, TYPE-CTB)WITH ASSOCIATED ENCLOSURE AND PRIMARY CONDUCTOR COMPLETE IN ALLRESPECT | EA | 1 |  | INCLUDED
95 | 7000026628 | 940 | GIS Portion-Mandatory Spares-220kV GIS | 1000058300 | 220KV GIS-SF6 GAS PRESSURE RELIEF DEVICE ASSEMBLY OF EACH TYPE | EA | 1 |  | INCLUDED
96 | 7000026628 | 950 | GIS Portion-Mandatory Spares-220kV GIS | 1000049816 | SF6 PRESSURE GAUGE CUM SWITCH /DENSITY MONITORS AND PRESSURESWITCH AS APPLICABLE, OF EACH TYPE-220KV GIS | SET | 2 |  | INCLUDED
97 | 7000026628 | 960 | GIS Portion-Mandatory Spares-220kV GIS | 1000049752 | COUPLING DEVICE FOR PRESSURE GAUGE CUM SWITCH FOR CONNECTINGGAS HANDLING PLANT OF EACH TYPE-220KV GIS | SET | 1 |  | INCLUDED
98 | 7000026628 | 970 | GIS Portion-Mandatory Spares-220kV GIS | 1000049761 | RUBBER GASKETS, Ã‚â‚¬Å’OÃ‚â‚¬Â RINGS AND SEALS FOR SF6 GAS FOR GISENCLOSURE OF EACH TYPE-220KV GIS | SET | 2 |  | INCLUDED
99 | 7000026628 | 980 | GIS Portion-Mandatory Spares-220kV GIS | 1000058298 | 220KV GIS-MOLECULAR FILTER FOR SF6 GAS WITH FILTER BAGS (5 % OF TOTALWEIGHT) | SET | 1 |  | INCLUDED
100 | 7000026628 | 990 | GIS Portion-Mandatory Spares-220kV GIS | 1000049749 | CONTROL VALVES FOR SF6 GAS OF EACH TYPE-220KV GIS | SET | 2 |  | INCLUDED
101 | 7000026628 | 1000 | GIS Portion-Mandatory Spares-220kV GIS | 1000058299 | 220KV GIS-SF6 GAS (5 % OF TOTAL GAS QUANTITY) | LOT | 1 |  | INCLUDED
102 | 7000026628 | 1010 | GIS Portion-Mandatory Spares-220kV GIS | 1000049782 | LOCKING DEVICE TO KEEP THE DIS-CONNECTORS (ISOLATORS)AND EARTHING/FAST EARTHING SWITCHES (AS APPLICABLE) IN CLOSE OR OPENPOSITION IN CASE OF REMOVAL OF THE DRIVING MECHANISM-220KV GIS | SET | 2 |  | INCLUDED
103 | 7000026628 | 1020 | GIS Portion-Mandatory Spares-220kV GIS | 1000049504 | UHF PD SENSORS OF EACH TYPE ALONG WITH BNC CONNECTOR FOR 245KV GIS | EA | 3 |  | INCLUDED
104 | 7000026628 | 1030 | GIS Portion-Mandatory Spares-220kV GIS | 1000058302 | 220KV GIS-SUPPORT INSULATORS (GAS THROUGH) OF EACH TYPE (COMPLETE WITHMETAL RING ETC.) ALONG WITH ASSOCIATED CONTACTS AND SHIELDS | EA | 3 |  | INCLUDED
105 | 7000026628 | 1040 | GIS Portion-Mandatory Spares-220kV GIS | 1000058297 | 220KV GIS-GAS BARRIERS OF EACH TYPE (COMPLETE WITH METAL RING ETC.)ALONG WITH ASSOCIATED CONTACTS AND SHIELDS | EA | 3 |  | INCLUDED
106 | 7000026628 | 1050 | GIS Portion-Mandatory Spares-220kV GIS | 1000058301 | 220KV GIS- 1600A SF6 TO AIR BUSHING COMPLETE IN ALL RESPECT | EA | 1 |  | INCLUDED
107 | 7000026628 | 1060 | GIS Portion-Mandatory Spares-220kV GIS | 1000049497 | LCC SPARES - AUX. RELAYS, CONTACTORS,PUSH BUTTONS, SWITCHES, LAMPS,ANNUNCIATION WINDOWS, MCB, FUSES,TIMERS, TERMINAL BLOCKS ETC. OF EACHTYPE & RATING-220kV GIS | SET | 1 |  | INCLUDED
108 | 7000026628 | 1070 | GIS Portion-Mandatory Spares-220kV GIS | 1000058284 | 220KV GIS-ONE POLE OF 1600A CIRCUIT BREAKER WITH INTERRUPTER, MAINCIRCUIT, ENCLOSURE AND OPERATING MECHANISM COMPLETE IN ALL RESPECT | SET | 1 |  | INCLUDED
109 | 7000026628 | 1080 | GIS Portion-Mandatory Spares-220kV GIS | 1000021871 | Trip coil assembly with resistor for245kV GIS Circuit Breaker (asapplicable) | SET | 3 |  | INCLUDED
110 | 7000026628 | 1090 | GIS Portion-Mandatory Spares-220kV GIS | 1000009185 | Closing coil assembly with resistor for245kV GIS Circuit Breaker (asapplicable) | SET | 3 |  | INCLUDED
111 | 7000026628 | 1100 | GIS Portion-Mandatory Spares-220kV GIS | 1000058292 | RELAYS, POWER CONTACTORS, PUSH BUTTONS, TIMERS & MCBS ETC. (ASAPPLICABLE) OF EACH TYPE FOR 220KV GIS CIRCUIT BREAKER | SET | 1 |  | INCLUDED
112 | 7000026628 | 1110 | GIS Portion-Mandatory Spares-220kV GIS | 1000007066 | Auxiliary switch assembly of each type for 245kV GIS Circuit Breaker | SET | 1 |  | INCLUDED
113 | 7000026628 | 1120 | GIS Portion-Mandatory Spares-220kV GIS | 1000058291 | 220KV GIS CIRCUIT BREAKER-OPERATION COUNTER | EA | 1 |  | INCLUDED
114 | 7000026628 | 1130 | GIS Portion-Mandatory Spares-220kV GIS | 1000058288 | 220KV GIS CIRCUIT BREAKER-HYDRAULIC OPERATING MECHANISM WITH DRIVEMOTOR (FOR HYDRAULIC OPERATED MECHANISM, IF APPLICABLE) | SET | 1 |  | INCLUDED
115 | 7000026628 | 1140 | GIS Portion-Mandatory Spares-220kV GIS | 1000049758 | HYDRAULIC FILTER OF EACH TYPE (FOR HYDRAULIC OPERATED MECHANISM, IFPPLICABLE)-220KV GIS CIRCUIT BREKAER | SET | 1 |  | INCLUDED
116 | 7000026628 | 1150 | GIS Portion-Mandatory Spares-220kV GIS | 1000058272 | 220KV GIS CIRCUIT BREAKER- HOSE PIPE OF EACH TYPE (AS APPLICABLE) (FORHYDRAULIC OPERATED MECHANISM, IF APPLICABLE) | SET | 1 |  | INCLUDED
117 | 7000026628 | 1160 | GIS Portion-Mandatory Spares-220kV GIS | 1000058290 | 220KV GIS CIRCUIT BREAKER - N2 ACCUMULATOR (FOR HYDRAULIC OPERATEDMECHANISM, IF APPLICABLE) | SET | 1 |  | INCLUDED
118 | 7000026628 | 1170 | GIS Portion-Mandatory Spares-220kV GIS | 1000049834 | VALVES OF EACH TYPE (FOR HYDRAULIC OPERATED MECHANISM, IFAPPLICABLE)-220KV GIS CIRCUIT BREKAER | SET | 1 |  | INCLUDED
119 | 7000026628 | 1180 | GIS Portion-Mandatory Spares-220kV GIS | 1000049794 | PIPE LENGTH (COPPER & STEEL) OF EACH SIZE & TYPE (FOR HYDRAULICOPERATED MECHANISM, IF APPLICABLE)-220KV GIS CIRCUIT BREKAER | SET | 1 |  | INCLUDED
120 | 7000026628 | 1190 | GIS Portion-Mandatory Spares-220kV GIS | 1000049807 | PRESSURE SWITCHES OF EACH TYPE (FOR HYDRAULIC OPERATED MECHANISM, IFAPPLICABLE)-220KV GIS CIRCUIT BREKAER | SET | 1 |  | INCLUDED
121 | 7000026628 | 1200 | GIS Portion-Mandatory Spares-220kV GIS | 1000049804 | PRESSURE GAUGE WITH COUPLING DEVICE OF EACH TYPE (FOR HYDRAULICOPERATED MECHANISM, IF APPLICABLE)-220KV GIS CIRCUIT BREKAER | SET | 1 |  | INCLUDED
122 | 7000026628 | 1210 | GIS Portion-Mandatory Spares-220kV GIS | 1000058289 | 220KV GIS CIRCUIT BREAKER-HYDRAULIC OIL (5% OF TOTAL OIL QUANTITY)(FOR HYDRAULIC OPERATED MECHANISM, IF APPLICABLE) | SET | 1 |  | INCLUDED
123 | 7000026628 | 1220 | GIS Portion-Mandatory Spares-220kV GIS | 1000049798 | PRESSURE RELIEF DEVICE OF EACH TYPE (FOR HYDRAULIC OPERATED MECHANISM,IF APPLICABLE)-220KV GIS CIRCUIT BREKAER | SET | 1 |  | INCLUDED
124 | 7000026628 | 1230 | GIS Portion-Mandatory Spares-220kV GIS | 1000058293 | 220KV GIS CIRCUIT BREAKER-COMPLETE SPRING OPERATING MECHANISMINCLUDING CHARGING MECHANISM ETC. (FOR SPRING OPERATED MECHANISM, IFAPPLICABLE) | SET | 1 |  | INCLUDED
125 | 7000026628 | 1240 | GIS Portion-Mandatory Spares-220kV GIS | 1000058287 | 220KV GIS CIRCUIT BREAKER- COMPLETE HYDRAULIC-SPRING OPERATINGMECHANISM INCLUDING CHARGING MECHANISM ETC. (FOR HYDRAULIC-SPRINGOPERATED MECHANISM, IF APPLICABLE) | SET | 1 |  | INCLUDED
126 | 7000026628 | 1250 | GIS Portion-Mandatory Spares-220kV GIS | 1000049797 | PRESSURE SWITCHES OF EACH TYPE (FOR HYDRAULIC-SPRING OPERATEDMECHANISM, IF APPLICABLE)-220KV GIS CIRCUIT BREAKER | SET | 1 |  | INCLUDED
127 | 7000026628 | 1260 | GIS Portion-Mandatory Spares-220kV GIS | 1000049801 | PRESSURE GAUGE WITH COUPLING DEVICE OF EACH TYPE (FOR HYDRAULIC-SPRINGOPERATED MECHANISM, IF APPLICABLE)-220KV GIS CIRCUIT BREKAER | SET | 1 |  | INCLUDED
128 | 7000026628 | 1270 | GIS Portion-Mandatory Spares-220kV GIS | 1000058371 | 220kV GIS- Three phase of 1600Adisconnector switch including maincircuit, enclosure, driving mechanismand support insulator etc., complete inall respect (Note 1- The contractorshall supply spare for disconnectorswitch to ensure one to one replacementof all disconnector switch supplied asmain equipment without any requirementof modification in fittings at site tocover all different types ofdisconnector switch supplied. In case,quantity of supplied dis-connectorswitch types (for one to onereplacement) are more than the quantitymentioned in BPS for spare, thecontractor shall supply theseadditional types of disconnector switchwithout any additional priceimplication to POWERGRID and quantitiesof these additional type ofdisconnector switch are deem to beincluded in the quantities mentioned inBPS for spare disconnector. Note 2 - Incase, Dis-connector Switch (DS) & EarthSwitch (ES) is provided in a sameenclosure with common operatingmechanism, then the module comprisingof Dis-connector & Earth switch insingle enclosure with common operatingmechanism is to be provided under thehead of spare Dis-connector only. Note3- In case, Dis-connector Switch (DS)&Earth Switch (ES) is provided in asame enclosure with separate operatingmechanism, then the module comprisingof Dis-connector & Earth switch insingle enclosure with separateoperating mechanism is to be providedunder the head of spare Dis-connectoronly.) | EA | 2 |  | INCLUDED
129 | 7000026628 | 1280 | GIS Portion-Mandatory Spares-220kV GIS | 1000058282 | 220KV GIS- THREE PHASE MAINTENANCE EARTHING SWITCH INCLUDING MAINCIRCUIT, ENCLOSURE, DRIVING MECHANISM AND SUPPORT INSULATOR ETC.,COMPLETE IN ALL RESPECT (NOTE 1 - IN CASE, DIS-CONNECTOR SWITCH (DS) &EARTH SWITCH (ES) IS PROVIDED IN A SAME ENCLOSURE WITH COMMONOPERATING MECHANISM, THEN THE MODULE COMPRISING OF DIS-CONNECTOR &EARTH SWITCH IN SINGLE ENCLOSURE WITH COMMON OPERATING MECHANISM IS TOBE PROVIDED UNDER THE HEAD OF SPARE DIS-CONNECTOR ONLY. NOTE 2 - INCASE, DIS-CONNECTOR SWITCH (DS) & EARTH SWITCH (ES) IS PROVIDED IN ASAME ENCLOSURE WITH SEPARATE OPERATING MECHANISM, THEN THE MODULECOMPRISING OF DIS-CONNECTOR & EARTH SWITCH IN SINGLE ENCLOSURE WITHSEPARATE OPERATING MECHANISM IS TO BE PROVIDED UNDER THE HEAD OF SPAREDIS-CONNECTOR ONLY.) | EA | 1 |  | INCLUDED
130 | 7000026628 | 1290 | GIS Portion-Mandatory Spares-220kV GIS | 1000058273 | OPEN/CLOSE CONTACTOR ASSEMBLY, TIMERS, KEY INTERLOCK, INTERLOCKINGCOILS, RELAYS, PUSH BUTTONS, INDICATING LAMPS, POWER CONTACTORS,RESISTORS, FUSES, MCBS & DRIVE CONTROL CARDS ETC. (AS APPLICABLE) ONEOF EACH TYPE FOR ONE COMPLETE MOM BOX FOR 220KV GIS DISCONNECTORSWITCH | SET | 1 |  | INCLUDED
131 | 7000026628 | 1300 | GIS Portion-Mandatory Spares-220kV GIS | 1000058280 | OPEN/CLOSE CONTACTOR ASSEMBLY, TIMERS, KEY INTERLOCK, INTERLOCKINGCOILS, RELAYS, PUSH BUTTONS, INDICATING LAMPS, POWER CONTACTORS,RESISTORS, FUSES, MCBS & DRIVE CONTROL CARDS ETC. (AS APPLICABLE) ONEOF EACH TYPE FOR ONE COMPLETE MOM BOX FOR 220KV GIS MAINTENANCE EARTHSWITCH | SET | 1 |  | INCLUDED
132 | 7000026628 | 1310 | GIS Portion-Mandatory Spares-220kV GIS | 1000049773 | LIMIT SWITCHES AND AUX. SWITCHES FOR ONE COMPLETE MOM BOX FORDISCONNECTOR-220KV GIS | SET | 1 |  | INCLUDED
133 | 7000026628 | 1320 | GIS Portion-Mandatory Spares-220kV GIS | 1000049775 | LIMIT SWITCHES AND AUX. SWITCHES FOR ONE COMPLETE MOM BOX FORMAINTENANCE EARTHING SWITCH-220KV GIS | SET | 1 |  | INCLUDED
134 | 7000026628 | 1330 | GIS Portion-Mandatory Spares-220kV GIS | 1000058274 | DRIVE MECHANISM FOR 220KV GIS DISCONNECTOR SWITCH | SET | 1 |  | INCLUDED
135 | 7000026628 | 1340 | GIS Portion-Mandatory Spares-220kV GIS | 1000058281 | DRIVE MECHANISM FOR 220KV GIS MAINTENANCE EARTH SWITCH | SET | 1 |  | INCLUDED
136 | 7000026628 | 1350 | GIS Portion-Mandatory Spares-220kV GIS | 1000058275 | MOTOR FOR DRIVE MECHANISM FOR 220KV GIS DISCONNECTOR SWITCH | EA | 1 |  | INCLUDED
137 | 7000026628 | 1360 | GIS Portion-Mandatory Spares-220kV GIS | 1000058283 | MOTOR FOR DRIVE MECHANISM FOR 220KVGIS MAINTENANCE EARTH SWITCH | EA | 1 |  | INCLUDED
138 | 7000026628 | 1370 | GIS Portion-Mandatory Spares-220kV GIS | 1000058294 | 220KV GIS- SINGLE PHASE OF CURRENT TRANSFORMER (4 CORES) WITHASSOCIATED ENCLOSURE AND PRIMARY CONDUCTOR COMPLETE IN ALL RESPECT | EA | 1 |  | INCLUDED
139 | 7000026628 | 1540 | NON STANDARD STRUCTURES (SUPPLY) | 1000015954 | Fabrication, galvanising and supply of Lattice Structures (MS Steel),to be designed during detailed engineering, for towers, beams andequipment support structure including pack plates / packwashers andgusset plates excluding fasteners and foundation bolts | MT | 13 |  | INCLUDED
140 | 7000026628 | 1550 | NON STANDARD STRUCTURES (SUPPLY) | 1000011713 | Fabrication, galvanising and supply of fasteners ( nuts, bolts andwashers ) including step bolts for lattice and pipe structures to bedesigned during detailed engineering | MT | 0.5 |  | INCLUDED
141 | 7000026628 | 1560 | NON STANDARD STRUCTURES (SUPPLY) | 1000012373 | Fabrication, galvanising and supply of foundation bolts including nuts,checknut and washers for lattice and pipe structures to be designedduring detailed engineering | MT | 1.1 |  | INCLUDED
142 | 7000026628 | 1570 | NON STANDARD STRUCTURES (SUPPLY) | 1000015952 | Fabrication, galvanising and supply of Equipment Support (Pipe)Structures to be designed during detailed engineering | MT | 4.1 |  | INCLUDED
| TOTAL | [7 empty] | 0
Note: Bidders to note that the item description under various schedules are through unique material ID for respective items under SAP ERP System and therefore, identical item description appears in schedule-1(Ex-works) & schedule-2(F&I). However, the prices to be quoted in Price Schedule-2(F&I) shall be towards Local Transportation, In-transit Insurance, loading and unloading only in line with clause ITB 11.4(b).
| Date |  |  |  |  | Printed Name
| Place |  |  |  |  | Designation

## Sch-3
Spec. No.:CC/NT/W-GIS/DOM/A04/24/01196 | [14 empty] | Schedule - 3 (rev-1)
400kV GIS Substation Package SS-123 for (a) Extn. of 400/220kV Rajarhat GIS S/S under ‘Eastern Region Expansion Scheme-XXXXI (ERES-XXXXI)’ and (b) Extn. of 400/220kV Magarwada GIS S/S under ‘Augmentation of Transformation Capacity at 400/220 kV Magarwada GIS substation in DD & DNH by 400/220 kV, 1x500 MVA ICT (3rd)’.
(SCHEDULE OF RATES AND PRICES )
BIDDER:
0 | [11 empty] | To:
Bidder’s Name and Address (Sole Bidder) : | [11 empty] | Contract Services
Name : | [11 empty] | Power Grid Corporation of India Ltd.,
Address : | [11 empty] | "Saudamini", Plot No.-2
Sector-29,
Gurgaon (Haryana) - 122001
Installation Charges :
SI. No. | PR No | PR Line Item No | Activity Header | PR Activity No | Activity Description | Service Code | SAC (Service Accounting Codes) | Whether SAC in column ‘8’ is confirmed. If not, indicate applicable the SAC # | Rate of GST applicable ( in %) | Whether rate of GST in column ‘10’ is confirmed. If not indicate applicable rate of GST # | Description | Unit | Quantity | Unit Erection Charges | Total Erection Charges |  | GST Before Discount | Discount | Total Price after discount | GST After Discount
1 | 2 | 3 | 4 | 5 | 6 | 7 | 8 | 9 | 10 | 11 | 12 | 13 | 14 | 15 | 16=14*15
I | SS-123:Extn. of 400/220kV Magarwada GIS
1 | 7000026628 | 1380 | 190 | 10 | Install-GIS Portion-420kV GIS equipments | 100003557 | 998736 |  | 18 |  | Extension of 420kV , 4000 A, 63 kA3 -phase SF6 GIS bus bar | SET | 2 |  | INCLUDED | 0 | 0 | 0 | 0 | 0 | 0
2 | 7000026628 | 1380 | 190 | 20 | Install-GIS Portion-420kV GIS equipments | 100001826 | 998736 |  | 18 |  | 420kV, 3150 A, 63 kA, SF6 GIS ICT feeder bay module as per Section-Project, Technical specification | SET | 1 |  | INCLUDED | 0 | 0 | 0 | 0 | 0 | 0
3 | 7000026628 | 1380 | 190 | 30 | Install-GIS Portion-420kV GIS equipments | 100002392 | 998736 |  | 18 |  | 420kV, SF6 to Air Bushing alongwithassociated support structure for 3150A,63 kA for 1 sec. Single Phase | EA | 3 |  | INCLUDED | 0 | 0 | 0 | 0 | 0 | 0
4 | 7000026628 | 1380 | 190 | 40 | Install-GIS Portion-420kV GIS equipments | 100002140 | 998736 |  | 18 |  | 420kV, 3000A/3150, 63kA, Single phase, SF6 Gas Insulated Bus Duct (GIB) outsideGIS Hall along with associated support structure | M | 275 |  | INCLUDED | 0 | 0 | 0 | 0 | 0 | 0
5 | 7000026628 | 1390 | 200 | 10 | Install-GIS Portion-245kV GIS equipments | 100003578 | 998736 |  | 18 |  | 245 kV,3000 A, 50 kA SF6 GIS Bus bar module Extension as per Section-Project, Technical specification | SET | 2 |  | INCLUDED | 0 | 0 | 0 | 0 | 0 | 0
6 | 7000026628 | 1390 | 200 | 20 | Install-GIS Portion-245kV GIS equipments | 100000367 | 998736 |  | 18 |  | 245kV, 1600 A, 50 kA, SF6 GIS ICT feeder bay module | SET | 1 |  | INCLUDED | 0 | 0 | 0 | 0 | 0 | 0
7 | 7000026628 | 1390 | 200 | 30 | Install-GIS Portion-245kV GIS equipments | 100002390 | 998736 |  | 18 |  | 245kV,1600A, 50 kA for 1 sec SF6 to Air Bushing | EA | 3 |  | INCLUDED | 0 | 0 | 0 | 0 | 0 | 0
8 | 7000026628 | 1390 | 200 | 40 | Install-GIS Portion-245kV GIS equipments | 100002153 | 998736 |  | 18 |  | 245kV,1600A, 50kA,3 Single phase/3Phase, SF6 Gas Insulated Bus Duct(GIB) outside GIS Hall alongwithassociated support structure(Quantitymentioned here is for 3 Phase type) | M | 60 |  | INCLUDED | 0 | 0 | 0 | 0 | 0 | 0
9 | 7000026628 | 1400 | 210 | 10 | Installation of 420 kV AIS equpments | 100000328 | 998736 |  | 18 |  | 336kV Surge Arrester (1-phase) | EA | 3 |  | INCLUDED | 0 | 0 | 0 | 0 | 0 | 0
10 | 7000026628 | 1400 | 210 | 20 | Installation of 420 kV AIS equpments | 100000340 | 998736 |  | 18 |  | 420 kV Bus Post Insulator (Except for wave traps) | EA | 3 |  | INCLUDED | 0 | 0 | 0 | 0 | 0 | 0
11 | 7000026628 | 1410 | 220 | 10 | Installation of 245 kV AIS equipments | 100000484 | 998736 |  | 18 |  | 216kV Surge Arrester (1-phase) | EA | 3 |  | INCLUDED | 0 | 0 | 0 | 0 | 0 | 0
12 | 7000026628 | 1420 | 230 | 10 | Installation Relay and Protection panel | 100016779 | 998736 |  | 18 |  | 400kV Circuit Breaker Relay Panel (with Automation) | EA | 1 |  | INCLUDED | 0 | 0 | 0 | 0 | 0 | 0
13 | 7000026628 | 1420 | 230 | 20 | Installation Relay and Protection panel | 100016778 | 998736 |  | 18 |  | 220kV Circuit Breaker Relay Panel (with Automation) | EA | 1 |  | INCLUDED | 0 | 0 | 0 | 0 | 0 | 0
14 | 7000026628 | 1420 | 230 | 30 | Installation Relay and Protection panel | 100000731 | 998736 |  | 18 |  | 400kV Transformer Protection Panel (For both HV & MV side)-(with Automation) | EA | 1 |  | INCLUDED | 0 | 0 | 0 | 0 | 0 | 0
15 | 7000026628 | 1420 | 230 | 40 | Installation Relay and Protection panel | 100000735 | 998736 |  | 18 |  | Augmentation of existing 400kV bus bar protection scheme.(No. of bays as per specification)-(with Automation) | SET | 1 |  | INCLUDED | 0 | 0 | 0 | 0 | 0 | 0
16 | 7000026628 | 1420 | 230 | 50 | Installation Relay and Protection panel | 100000743 | 998736 |  | 18 |  | Augmentation of existing 220kV bus bar protection scheme.(No. of bays as per specification)-(with Automation) | SET | 1 |  | INCLUDED | 0 | 0 | 0 | 0 | 0 | 0
17 | 7000026628 | 1430 | 240 | 10 | Installation SAS | 100002069 | 998736 |  | 18 |  | Augmentation of Substation automation System for 400kV Main bay as per Technical Specification | EA | 1 |  | INCLUDED | 0 | 0 | 0 | 0 | 0 | 0
18 | 7000026628 | 1430 | 240 | 20 | Installation SAS | 100002070 | 998736 |  | 18 |  | Augmentation of Substation automation System for 220kV bay as per Technical Specification | EA | 1 |  | INCLUDED | 0 | 0 | 0 | 0 | 0 | 0
19 | 7000026628 | 1440 | 250 | 10 | Install of Erection Hardware | 100002162 | 998731 |  | 18 |  | Erection Hardware for 400kV DM type layout for GIS termination arrangement-Transformer bay as per technical specification | SET | 1 |  | INCLUDED | 0 | 0 | 0 | 0 | 0 | 0
20 | 7000026628 | 1440 | 250 | 20 | Install of Erection Hardware | 100000513 | 998731 |  | 18 |  | Erection Hardware for 220kV DM-type layout for GIS termination arrangement-Transformer bay as per specification | SET | 1 |  | INCLUDED | 0 | 0 | 0 | 0 | 0 | 0
21 | 7000026628 | 1450 | 260 | 10 | Installation Ventilation system | 100001879 | 995463 |  | 18 |  | Ventillation system for 220kV GIS Hall Ext | SET | 1 |  | INCLUDED | 0 | 0 | 0 | 0 | 0 | 0
22 | 7000026628 | 1460 | 270 | 10 | Installation of Power and Control Cables | 100002181 | 998736 |  | 18 |  | 1.1kV grade Power Cables (PVCinsulated)along withlugs,glands,straight joints &accessories,etc. | LS | 1 |  | INCLUDED | 0 | 0 | 0 | 0 | 0 | 0
23 | 7000026628 | 1460 | 270 | 20 | Installation of Power and Control Cables | 100002182 | 998736 |  | 18 |  | 1.1kV grade Control Cables (PVCinsulated) along withlugs,glands,straight joints &accessories,etc. | LS | 1 |  | INCLUDED | 0 | 0 | 0 | 0 | 0 | 0
24 | 7000026628 | 1460 | 270 | 30 | Installation of Power and Control Cables | 100002180 | 998736 |  | 18 |  | 1.1kV grade Power Cables (XLPEinsulated) along withlugs,glands,straight joints &accessories,etc. | LS | 1 |  | INCLUDED | 0 | 0 | 0 | 0 | 0 | 0
25 | 7000026628 | 1470 | 280 | 10 | Installation of Illumination(Indoor) | 100008185 | 998736 |  | 18 |  | Indoor Lightning for GIS Building (As per Technical specification) including AHU & Relay Rooms as applicable | SET | 1 |  | INCLUDED | 0 | 0 | 0 | 0 | 0 | 0
26 | 7000026628 | 1480 | 290 | 10 | Installation of Illumination(Outdoor) | 100001021 | 995461 |  | 18 |  | Lighting Panel type ACP-2 as per technical specification | EA | 2 |  | INCLUDED | 0 | 0 | 0 | 0 | 0 | 0
27 | 7000026628 | 1480 | 290 | 20 | Installation of Illumination(Outdoor) | 100004926 | 998731 |  | 18 |  | Lighting Fixture LED Luminaires type FL2 as per tech. specifications | EA | 8 |  | INCLUDED | 0 | 0 | 0 | 0 | 0 | 0
28 | 7000026628 | 1480 | 290 | 30 | Installation of Illumination(Outdoor) | 100004852 | 998731 |  | 18 |  | Lighting Fixture LED Luminaires type FL-1 as per tech. specifications | EA | 6 |  | INCLUDED | 0 | 0 | 0 | 0 | 0 | 0
29 | 7000026628 | 1480 | 290 | 40 | Installation of Illumination(Outdoor) | 100001885 | 998739 |  | 18 |  | Outdoor Power Receptacle for oilfiltration unit (250A) | EA | 1 |  | INCLUDED | 0 | 0 | 0 | 0 | 0 | 0
30 | 7000026628 | 1480 | 290 | 50 | Installation of Illumination(Outdoor) | 100004937 | 998731 |  | 18 |  | Fire Wall Mounted LED Luminarie Type FL-2 (250W) | EA | 2 |  | INCLUDED | 0 | 0 | 0 | 0 | 0 | 0
31 | 7000026628 | 1490 | 300 | 10 | Installation of Fire Protection System | 100016783 | 998736 |  | 18 |  | HVW spray system, Hydrant system and complete U/G & O/G piping and accessories etc. out side the pump house for 400kV, 3-phaseAutotransformer | SET | 1 |  | INCLUDED | 0 | 0 | 0 | 0 | 0 | 0
32 | 7000026628 | 1490 | 300 | 20 | Installation of Fire Protection System | 100000975 | 995461 |  | 18 |  | 4.5 kg CO2 type Portable Fire extinguisher | EA | 4 |  | INCLUDED | 0 | 0 | 0 | 0 | 0 | 0
33 | 7000026628 | 1490 | 300 | 30 | Installation of Fire Protection System | 100000976 | 998736 |  | 18 |  | 6Kg dry chemical powered type Portable Fire extinguisher | EA | 2 |  | INCLUDED | 0 | 0 | 0 | 0 | 0 | 0
34 | 7000026628 | 1490 | 300 | 70 | Installation of Fire Protection System | 100002374 | 998736 |  | 18 |  | Hydrant system, complete U/G piping and accessories etc. outside the Pump House for 220kV GIS Building Extension. | SET | 1 |  | INCLUDED | 0 | 0 | 0 | 0 | 0 | 0
35 | 7000026628 | 1490 | 300 | 80 | Installation of Fire Protection System | 100002060 | 995461 |  | 18 |  | Fire Detection and Alarm System for 220kV GIS Hall | SET | 1 |  | INCLUDED | 0 | 0 | 0 | 0 | 0 | 0
36 | 7000026628 | 1500 | 310 | 10 | Installation of LT Switchgear | 100016772 | 998736 |  | 18 |  | Extension of LT Switchgear as per technical Specification | SET | 1 |  | INCLUDED | 0 | 0 | 0 | 0 | 0 | 0
37 | 7000026628 | 1510 | 320 | 10 | Install AUG. of VMS System | 100002500 | 998731 |  | 18 |  | Color IP camera, with PAN, TILT and ZOOM facilities, alongwith all required Items, Accessories, Line Interface units, Fiber patchcords, Power supply units, Junction Boxes, Cables, Fiber Optic Cables, etc., and including Integration in existing Hardware andSoftware for Augmentation of Visual Monitoring System as per technical specification. | SET | 1 |  | INCLUDED | 0 | 0 | 0 | 0 | 0 | 0
38 | 7000026628 | 1520 | 370 | 10 | CIVIL WORKS | 100004518 | 995433 |  | 18 |  | Excavation in all kind of soil including rock for all leads and lifts, backfilling, disposal of surplus earth within a lead up to2Km as per technical specification. The surplus earth shall be roughly graded . | M3 | 1765 |  | INCLUDED | 0 | 0 | 0 | 0 | 0 | 0
39 | 7000026628 | 1520 | 370 | 20 | CIVIL WORKS | 100001325 | 995454 |  | 18 |  | Providing and laying of Plain Cement Concrete (PCC) (1:4:8) | M3 | 95 |  | INCLUDED | 0 | 0 | 0 | 0 | 0 | 0
40 | 7000026628 | 1520 | 370 | 30 | CIVIL WORKS | 100001326 | 995454 |  | 18 |  | Providing and laying of Plain Cement Concrete (PCC) (1:2:4) | M3 | 2 |  | INCLUDED | 0 | 0 | 0 | 0 | 0 | 0
41 | 7000026628 | 1520 | 370 | 40 | CIVIL WORKS | 100001328 | 995454 |  | 18 |  | Providing and laying Plain Cement Concrete 1:5:10 (1 cement : 5 sand : 10 brick aggregate) | M3 | 94 |  | INCLUDED | 0 | 0 | 0 | 0 | 0 | 0
42 | 7000026628 | 1520 | 370 | 50 | CIVIL WORKS | 100016607 | 995451 |  | 18 |  | Providing and laying of Reinforced Cement Concrete M30 including pre cast, shuttering, Grouting of pockets & underpinning butexcluding steel reinforcement | M3 | 691 |  | INCLUDED | 0 | 0 | 0 | 0 | 0 | 0
43 | 7000026628 | 1520 | 370 | 60 | CIVIL WORKS | 100016681 | 995454 |  | 18 |  | Reinforcement steel meeting corrosion resistance properties as per IS:1786 and manufacturer specificationâ€‹ | MT | 52 |  | INCLUDED | 0 | 0 | 0 | 0 | 0 | 0
44 | 7000026628 | 1520 | 370 | 70 | CIVIL WORKS | 100001330 | 995428 |  | 18 |  | Stone filling (40 mm size) for transformer/Reactor foundation | M3 | 21 |  | INCLUDED | 0 | 0 | 0 | 0 | 0 | 0
45 | 7000026628 | 1520 | 370 | 80 | CIVIL WORKS | 100001331 | 995455 |  | 18 |  | Misc. Structural steel including rails, embedments, edge protection angles, gratings etc. but excluding the reinforcement steel andsteel for lattice and pipe structures. | MT | 27 |  | INCLUDED | 0 | 0 | 0 | 0 | 0 | 0
46 | 7000026628 | 1520 | 370 | 90 | CIVIL WORKS | 100001714 | 995428 |  | 18 |  | Stone spreading in switchyard excluding PCC | M2 | 750 |  | INCLUDED | 0 | 0 | 0 | 0 | 0 | 0
47 | 7000026628 | 1520 | 370 | 100 | CIVIL WORKS | 100001712 | 995428 |  | 18 |  | Removing,cleaning and washing of existing stones and respreading of stones in switchyard excluding PCC | M2 | 500 |  | INCLUDED | 0 | 0 | 0 | 0 | 0 | 0
48 | 7000026628 | 1520 | 370 | 110 | CIVIL WORKS | 100001713 | 995424 |  | 18 |  | Antiweed treatment | M2 | 1250 |  | INCLUDED | 0 | 0 | 0 | 0 | 0 | 0
49 | 7000026628 | 1520 | 370 | 120 | CIVIL WORKS | 100003114 | 995454 |  | 18 |  | External finishing / painting of fire wall (water proofing cement paint) (DSR 13.44.1) | M2 | 200 |  | INCLUDED | 0 | 0 | 0 | 0 | 0 | 0
50 | 7000026628 | 1520 | 370 | 130 | CIVIL WORKS | 100001379 | 995421 |  | 18 |  | 3.75m wide Concrete road (including all crossings) as per drawing except reinforcement & concrete in Switchyard | M2 | 37.5 |  | INCLUDED | 0 | 0 | 0 | 0 | 0 | 0
51 | 7000026628 | 1520 | 370 | 140 | CIVIL WORKS | 100001457 | 995421 |  | 18 |  | Construction of rail cum road as per drawing including all item such as excavation,compactions, rolling watering, WBM etc. butexcluding concrete reinforcement and structural steel-Section having four rails for auto transformer. | M2 | 86.1 |  | INCLUDED | 0 | 0 | 0 | 0 | 0 | 0
52 | 7000026628 | 1520 | 370 | 150 | CIVIL WORKS | 130000761 | 995428 |  | 18 |  | 14.4.2 Providing, laying and fixing following dia RCC pipe NP2 class (light duty) in ground complete with RCC collars, jointingwith cement mortar 1:2 (1 cement : 2 fine sand) including trenching (75 cm deep) and refilling etc as required. : 150 mm dia | M | 10 |  | INCLUDED | 0 | 0 | 0 | 0 | 0 | 0
53 | 7000026628 | 1520 | 370 | 160 | CIVIL WORKS | 130000762 | 995428 |  | 18 |  | 14.4.3 Providing, laying and fixing following dia RCC pipe NP2 class (light duty) in ground complete with RCC collars, jointingwith cement mortar 1:2 (1 cement : 2 fine sand) including trenching (75 cm deep) and refilling etc as required. : 250 mm dia | M | 10 |  | INCLUDED | 0 | 0 | 0 | 0 | 0 | 0
54 | 7000026628 | 1520 | 370 | 170 | CIVIL WORKS | 100001735 | 995462 |  | 18 |  | RCC culverts and cable trench crossings including supplying and laying hume pipe 250mm dia of grade (NP-3) excluding concrete as perspecification. | M | 10 |  | INCLUDED | 0 | 0 | 0 | 0 | 0 | 0
55 | 7000026628 | 1520 | 370 | 180 | CIVIL WORKS | 100001736 | 995462 |  | 18 |  | RCC culverts and cable trench crossings including supplying and laying hume pipe 300mm dia of grade (NP-3) excluding concrete as perspecification. | M | 10 |  | INCLUDED | 0 | 0 | 0 | 0 | 0 | 0
56 | 7000026628 | 1520 | 370 | 190 | CIVIL WORKS | 100001737 | 995462 |  | 18 |  | RCC culverts and cable trench crossings including supplying and laying hume pipe 450mm dia of grade (NP-3) excluding concrete as perspecification. | M | 10 |  | INCLUDED | 0 | 0 | 0 | 0 | 0 | 0
57 | 7000026628 | 1520 | 370 | 200 | CIVIL WORKS | 100007701 | 995462 |  | 18 |  | Supplying and erecting dewatering pumps- 2 HP | EA | 1 |  | INCLUDED | 0 | 0 | 0 | 0 | 0 | 0
58 | 7000026628 | 1520 | 370 | 210 | CIVIL WORKS | 100001412 | 995462 |  | 18 |  | Drain including culverts but excluding concrete & reinforcement steel-Section A-A | M | 7 |  | INCLUDED | 0 | 0 | 0 | 0 | 0 | 0
59 | 7000026628 | 1520 | 370 | 220 | CIVIL WORKS | 100001413 | 995462 |  | 18 |  | Drain including culverts but excluding concrete & reinforcement steel-Section B-B | M | 7 |  | INCLUDED | 0 | 0 | 0 | 0 | 0 | 0
60 | 7000026628 | 1520 | 370 | 230 | CIVIL WORKS | 100001414 | 995462 |  | 18 |  | Drain including culverts but excluding concrete & reinforcement steel-Section C-C | M | 6 |  | INCLUDED | 0 | 0 | 0 | 0 | 0 | 0
61 | 7000026628 | 1520 | 370 | 240 | CIVIL WORKS | 170002351 | 995421 |  | 18 |  | DISMANTLING OF EXISTING -CONCRETE ROAD . | M2 | 82.5 |  | INCLUDED | 0 | 0 | 0 | 0 | 0 | 0
62 | 7000026628 | 1520 | 370 | 250 | CIVIL WORKS | 100003295 | 995429 |  | 18 |  | Dismantling of RCC in foundation including disposal of debris and reinforcement bars of dismantled RCC works within substationboundaries as per direction of enginner incahrge | M3 | 10 |  | INCLUDED | 0 | 0 | 0 | 0 | 0 | 0
63 | 7000026628 | 1520 | 370 | 260 | CIVIL WORKS | 100044560 | 995414 |  | 18 |  | Extension of 220 kV RCC GIS Building-All civil works as per drawing and specification complete, including-brickwork,finishing(external and internal), windows etc.Howevere, excavation,PCC, RCC and reinforcement shall be paid saparately as per BPS. | M2 | 154 |  | INCLUDED | 0 | 0 | 0 | 0 | 0 | 0
64 | 7000026628 | 1520 | 370 | 270 | CIVIL WORKS | 100005130 | 995413 |  | 18 |  | All civil works as per drawing and specifications complete, including - brickwork, finishing (external and internal), windows etc.for AHU Room. However, excavation, PCC, RCC and reinforcement shall be paid separately as per BPS. | M2 | 18 |  | INCLUDED | 0 | 0 | 0 | 0 | 0 | 0
65 | 7000026628 | 1530 | 380 | 10 | NON STANDARD STRUCTURES (SERVICE) | 100001210 | 995455 |  | 18 |  | Erection of Lattice Structures (MS Steel), to be designed during detailed engineering, for towers, beams and equipment supportstructure including pack plates / packwashers and gusset plates excluding fasteners and foundation bolts | MT | 13 |  | INCLUDED | 0 | 0 | 0 | 0 | 0 | 0
66 | 7000026628 | 1530 | 380 | 30 | NON STANDARD STRUCTURES (SERVICE) | 100001680 | 995455 |  | 18 |  | Erection of fasteners ( nuts, bolts and washers ) including step bolts for lattice and pipe structures to be designed duringdetailed engineering | MT | 0.5 |  | INCLUDED | 0 | 0 | 0 | 0 | 0 | 0
67 | 7000026628 | 1530 | 380 | 40 | NON STANDARD STRUCTURES (SERVICE) | 100001681 | 995455 |  | 18 |  | Erection of foundation bolts including nuts, checknut and washers for lattice and pipe structures to be designed during detailedengineering | MT | 1.1 |  | INCLUDED | 0 | 0 | 0 | 0 | 0 | 0
68 | 7000026628 | 1530 | 380 | 50 | NON STANDARD STRUCTURES (SERVICE) | 100001241 | 995455 |  | 18 |  | Erection of Equipment Support (Pipe) Structures to be designed during detailed engineering. | MT | 4.1 |  | INCLUDED | 0 | 0 | 0 | 0 | 0 | 0
II | SS-123:Extn. of 400/220kV Rajarhat GIS
1 | 7000026407 | 220 | 11 | 10 | Install-AIS EQUIPMENT | 100005443 | 998734 |  | 18 |  | 420KV, 1-PHASE BUS POST INSULATORS | EA | 3 |  | INCLUDED | 0 | 0 | 0 | 0 | 0 | 0
2 | 7000026407 | 220 | 11 | 20 | Install-AIS EQUIPMENT | 100000328 | 998736 |  | 18 |  | 336kV Surge Arrester (1-phase) | EA | 3 |  | INCLUDED | 0 | 0 | 0 | 0 | 0 | 0
3 | 7000026407 | 220 | 11 | 40 | Install-AIS EQUIPMENT | 100000884 | 998734 |  | 18 |  | 245 kV ,1 phase Bus Post Insulators for Line Traps | EA | 3 |  | INCLUDED | 0 | 0 | 0 | 0 | 0 | 0
4 | 7000026407 | 220 | 11 | 50 | Install-AIS EQUIPMENT | 100000484 | 998736 |  | 18 |  | 216kV Surge Arrester (1-phase) | EA | 3 |  | INCLUDED | 0 | 0 | 0 | 0 | 0 | 0
5 | 7000026407 | 80 | 25 | 10 | Install-220KV GIS EQUIPMENT | 100000367 | 998736 |  | 18 |  | 245kV, 1600 A, 50 kA, SF6 GIS ICT feeder bay module | SET | 1 |  | INCLUDED | 0 | 0 | 0 | 0 | 0 | 0
6 | 7000026407 | 80 | 25 | 40 | Install-220KV GIS EQUIPMENT | 100002390 | 998736 |  | 18 |  | 245kV,1600A, 50 kA for 1 sec SF6 to Air Bushing | EA | 3 |  | INCLUDED | 0 | 0 | 0 | 0 | 0 | 0
7 | 7000026407 | 80 | 25 | 50 | Install-220KV GIS EQUIPMENT | 100003578 | 998736 |  | 18 |  | 245 kV,3000 A, 50 kA SF6 GIS Bus bar module Extension as per Section-Project, Technical specification | SET | 2 |  | INCLUDED | 0 | 0 | 0 | 0 | 0 | 0
8 | 7000026407 | 80 | 25 | 60 | Install-220KV GIS EQUIPMENT | 100026389 | 998736 |  | 18 |  | 245kV,1600A, 50kA, Single phase, SF6 Gas Insulated Bus Duct (GIB) outside GIS Hall alongwith associated support structure etc. asper Technical Specification | M | 300 |  | INCLUDED | 0 | 0 | 0 | 0 | 0 | 0
9 | 7000026407 | 150 | 45 | 30 | Install-400KV GIS EQUIPMENT | 100002140 | 998736 |  | 18 |  | 420kV, 3000A/3150, 63kA, Single phase, SF6 Gas Insulated Bus Duct (GIB) outsideGIS Hall along with associated support structure | M | 650 |  | INCLUDED | 0 | 0 | 0 | 0 | 0 | 0
10 | 7000026407 | 150 | 45 | 50 | Install-400KV GIS EQUIPMENT | 100002392 | 998736 |  | 18 |  | 420kV, SF6 to Air Bushing alongwithassociated support structure for 3150A,63 kA for 1 sec. Single Phase | EA | 3 |  | INCLUDED | 0 | 0 | 0 | 0 | 0 | 0
11 | 7000026407 | 150 | 45 | 80 | Install-400KV GIS EQUIPMENT | 100001826 | 998736 |  | 18 |  | 420kV, 3150 A, 63 kA, SF6 GIS ICT feeder bay module as per Section-Project, Technical specification | SET | 1 |  | INCLUDED | 0 | 0 | 0 | 0 | 0 | 0
12 | 7000026407 | 150 | 45 | 90 | Install-400KV GIS EQUIPMENT | 100004316 | 998736 |  | 18 |  | 420kV, 3150A, 63kA GIS future line Feeder bay module (with PIR) as per section project, Technical specification | SET | 1 |  | INCLUDED | 0 | 0 | 0 | 0 | 0 | 0
13 | 7000026407 | 150 | 45 | 100 | Install-400KV GIS EQUIPMENT | 100001843 | 998736 |  | 18 |  | 420kV, 3150 A, 63 kA, SF6 GIS Tie bay module(with PIR) as per Section-Project, Technical specification | SET | 1 |  | INCLUDED | 0 | 0 | 0 | 0 | 0 | 0
14 | 7000026407 | 150 | 45 | 110 | Install-400KV GIS EQUIPMENT | 100003557 | 998736 |  | 18 |  | Extension of 420kV , 4000 A, 63 kA3 -phase SF6 GIS bus bar | SET | 2 |  | INCLUDED | 0 | 0 | 0 | 0 | 0 | 0
15 | 7000026407 | 230 | 56 | 10 | Install-CRP | 100016779 | 998736 |  | 18 |  | 400kV Circuit Breaker Relay Panel (with Automation) | EA | 3 |  | INCLUDED | 0 | 0 | 0 | 0 | 0 | 0
16 | 7000026407 | 230 | 56 | 30 | Install-CRP | 100000735 | 998736 |  | 18 |  | Augmentation of existing 400kV bus bar protection scheme.(No. of bays as per specification)-(with Automation) | SET | 1 |  | INCLUDED | 0 | 0 | 0 | 0 | 0 | 0
17 | 7000026407 | 230 | 56 | 40 | Install-CRP | 100000731 | 998736 |  | 18 |  | 400kV Transformer Protection Panel (For both HV & MV side)-(with Automation) | EA | 1 |  | INCLUDED | 0 | 0 | 0 | 0 | 0 | 0
18 | 7000026407 | 230 | 56 | 50 | Install-CRP | 100016778 | 998736 |  | 18 |  | 220kV Circuit Breaker Relay Panel (with Automation) | EA | 1 |  | INCLUDED | 0 | 0 | 0 | 0 | 0 | 0
19 | 7000026407 | 230 | 56 | 60 | Install-CRP | 100000743 | 998736 |  | 18 |  | Augmentation of existing 220kV bus bar protection scheme.(No. of bays as per specification)-(with Automation) | SET | 1 |  | INCLUDED | 0 | 0 | 0 | 0 | 0 | 0
20 | 7000026407 | 240 | 65 | 30 | Install-AUG of SAS | 100002069 | 998736 |  | 18 |  | Augmentation of Substation automation System for 400kV Main bay as per Technical Specification | EA | 2 |  | INCLUDED | 0 | 0 | 0 | 0 | 0 | 0
21 | 7000026407 | 240 | 65 | 40 | Install-AUG of SAS | 100002075 | 998736 |  | 18 |  | Augmentation of Substation automation System for 400kV Tie bay as per Technical Specification | EA | 1 |  | INCLUDED | 0 | 0 | 0 | 0 | 0 | 0
22 | 7000026407 | 240 | 65 | 50 | Install-AUG of SAS | 100002070 | 998736 |  | 18 |  | Augmentation of Substation automation System for 220kV bay as per Technical Specification | EA | 1 |  | INCLUDED | 0 | 0 | 0 | 0 | 0 | 0
23 | 7000026407 | 1500 | 72 | 20 | Install-Erection Hardware | 100001853 | 998731 |  | 18 |  | Erection Hardware for 400kV I type layout for GIS termination arrangement-Transformer bay as per technical specification | SET | 1 |  | INCLUDED | 0 | 0 | 0 | 0 | 0 | 0
24 | 7000026407 | 1500 | 72 | 30 | Install-Erection Hardware | 100002306 | 998731 |  | 18 |  | Erection Hardware for 220kV DM type layout-Transformer bay as per technical specification | SET | 1 |  | INCLUDED | 0 | 0 | 0 | 0 | 0 | 0
25 | 7000026407 | 310 | 85 | 10 | Install-Illumination | 100001052 | 998731 |  | 18 |  | 63A, 415V : Interlocked switch socket outdoor Receptacle (type RP) as per technical specifications | EA | 1 |  | INCLUDED | 0 | 0 | 0 | 0 | 0 | 0
26 | 7000026407 | 310 | 85 | 20 | Install-Illumination | 100004852 | 998731 |  | 18 |  | Lighting Fixture LED Luminaires type FL-1 as per tech. specifications | EA | 10 |  | INCLUDED | 0 | 0 | 0 | 0 | 0 | 0
27 | 7000026407 | 310 | 85 | 30 | Install-Illumination | 100004926 | 998731 |  | 18 |  | Lighting Fixture LED Luminaires type FL2 as per tech. specifications | EA | 10 |  | INCLUDED | 0 | 0 | 0 | 0 | 0 | 0
28 | 7000026407 | 310 | 85 | 40 | Install-Illumination | 100001051 | 998731 |  | 18 |  | 15A, 240V: Outdoor Receptacle 2 pole, 3-pin modular (type RO) as per technical specifications | EA | 1 |  | INCLUDED | 0 | 0 | 0 | 0 | 0 | 0
29 | 7000026407 | 310 | 85 | 70 | Install-Illumination | 100001021 | 995461 |  | 18 |  | Lighting Panel type ACP-2 as per technical specification | EA | 2 |  | INCLUDED | 0 | 0 | 0 | 0 | 0 | 0
30 | 7000026407 | 310 | 85 | 80 | Install-Illumination | 100001885 | 998739 |  | 18 |  | Outdoor Power Receptacle for oilfiltration unit (250A) | EA | 1 |  | INCLUDED | 0 | 0 | 0 | 0 | 0 | 0
31 | 7000026407 | 340 | 105 | 10 | Install-Fire Protection | 100000983 | 998736 |  | 18 |  | HVW spray system, Hydrant system and complete U/G & O/G piping and accessories etc. out side the pump house for 500MVA ,400KV/220/33 kV, 3-phase Autotransformer | SET | 1 |  | INCLUDED | 0 | 0 | 0 | 0 | 0 | 0
32 | 7000026407 | 360 | 117 | 10 | Install-LT switchgear | 100000896 | 998736 |  | 18 |  | 415V ACDB (Extn.) | SET | 1 |  | INCLUDED | 0 | 0 | 0 | 0 | 0 | 0
33 | 7000026407 | 360 | 117 | 20 | Install-LT switchgear | 100000903 | 998736 |  | 18 |  | 220V DCDB (Extn.) | SET | 1 |  | INCLUDED | 0 | 0 | 0 | 0 | 0 | 0
34 | 7000026407 | 1650 | 124 | 20 | Install-Insulator String & Hardware | 100017118 | 998731 |  | 18 |  | 220KV TENSION INSULATOR STRING AND ASSOCIATED HARDWARE FITTINGS WITHOUT TURN BUCKLE SUITABLE FOR TWIN CONDUCTOR | EA | 3 |  | INCLUDED | 0 | 0 | 0 | 0 | 0 | 0
35 | 7000026407 | 1650 | 124 | 30 | Install-Insulator String & Hardware | 100017122 | 998731 |  | 18 |  | 220KV SUSPENSION INSULATOR STRING AND ASSOCIATED HARDWARE FITTINGS WITH DROP CLAMP SUITABLE FOR TWIN CONDUCTOR | EA | 3 |  | INCLUDED | 0 | 0 | 0 | 0 | 0 | 0
36 | 7000026407 | 1650 | 124 | 40 | Install-Insulator String & Hardware | 100017128 | 998731 |  | 18 |  | 400KV TENSION INSULATOR STRING AND ASSOCIATED HARDWARE FITTINGS WITH TURN BUCKLE SUITABLE FOR TWIN CONDUCTOR | EA | 3 |  | INCLUDED | 0 | 0 | 0 | 0 | 0 | 0
37 | 7000026407 | 1650 | 124 | 50 | Install-Insulator String & Hardware | 100017131 | 998731 |  | 18 |  | 400KV SUSPENSION INSULATOR STRING AND ASSOCIATED HARDWARE FITTINGS WITH DROP CLAMP SUITABLE FOR TWIN CONDUCTOR | EA | 3 |  | INCLUDED | 0 | 0 | 0 | 0 | 0 | 0
38 | 7000026407 | 380 | 126 | 20 | Install-VMS | 100002500 | 998731 |  | 18 |  | Color IP camera, with PAN, TILT and ZOOM facilities, alongwith all required Items, Accessories, Line Interface units, Fiber patchcords, Power supply units, Junction Boxes, Cables, Fiber Optic Cables, etc., and including Integration in existing Hardware andSoftware for Augmentation of Visual Monitoring System as per technical specification. | SET | 1 |  | INCLUDED | 0 | 0 | 0 | 0 | 0 | 0
39 | 7000026407 | 1740 | 196 | 10 | Civil Works | 100004518 | 995433 |  | 18 |  | Excavation in all kind of soil including rock for all leads and lifts, backfilling, disposal of surplus earth within a lead up to2Km as per technical specification. The surplus earth shall be roughly graded . | M3 | 2281 |  | INCLUDED | 0 | 0 | 0 | 0 | 0 | 0
40 | 7000026407 | 1740 | 196 | 20 | Civil Works | 100011662 | 995433 |  | 18 |  | Excavation in hard rock which require blasting (including chemical blasting and rock excavated using specialized tools) for allfoundation works including stacking, measuring, disposal etc.for all leads and lifts as per technical specification. | M3 | 100 |  | INCLUDED | 0 | 0 | 0 | 0 | 0 | 0
41 | 7000026407 | 1740 | 196 | 30 | Civil Works | 100001325 | 995454 |  | 18 |  | Providing and laying of Plain Cement Concrete (PCC) (1:4:8) | M3 | 139 |  | INCLUDED | 0 | 0 | 0 | 0 | 0 | 0
42 | 7000026407 | 1740 | 196 | 40 | Civil Works | 100001326 | 995454 |  | 18 |  | Providing and laying of Plain Cement Concrete (PCC) (1:2:4) | M3 | 14 |  | INCLUDED | 0 | 0 | 0 | 0 | 0 | 0
43 | 7000026407 | 1740 | 196 | 50 | Civil Works | 100001328 | 995454 |  | 18 |  | Providing and laying Plain Cement Concrete 1:5:10 (1 cement : 5 sand : 10 brick aggregate) | M3 | 210 |  | INCLUDED | 0 | 0 | 0 | 0 | 0 | 0
44 | 7000026407 | 1740 | 196 | 60 | Civil Works | 100001327 | 995454 |  | 18 |  | Providing and laying of Reinforced Cement Concrete M25 mix including pre cast, shuttering, Grouting of pockets & underpinning butexcluding steel reinforcement | M3 | 634 |  | INCLUDED | 0 | 0 | 0 | 0 | 0 | 0
45 | 7000026407 | 1740 | 196 | 70 | Civil Works | 100001329 | 995454 |  | 18 |  | Steel Reinforcement | MT | 45 |  | INCLUDED | 0 | 0 | 0 | 0 | 0 | 0
46 | 7000026407 | 1740 | 196 | 80 | Civil Works | 100001330 | 995428 |  | 18 |  | Stone filling (40 mm size) for transformer/Reactor foundation | M3 | 21 |  | INCLUDED | 0 | 0 | 0 | 0 | 0 | 0
47 | 7000026407 | 1740 | 196 | 90 | Civil Works | 100001331 | 995455 |  | 18 |  | Misc. Structural steel including rails, embedments, edge protection angles, gratings etc. but excluding the reinforcement steel andsteel for lattice and pipe structures. | MT | 27 |  | INCLUDED | 0 | 0 | 0 | 0 | 0 | 0
48 | 7000026407 | 1740 | 196 | 100 | Civil Works | 100001714 | 995428 |  | 18 |  | Stone spreading in switchyard excluding PCC | M2 | 800 |  | INCLUDED | 0 | 0 | 0 | 0 | 0 | 0
49 | 7000026407 | 1740 | 196 | 110 | Civil Works | 100001713 | 995424 |  | 18 |  | Antiweed treatment | M2 | 2800 |  | INCLUDED | 0 | 0 | 0 | 0 | 0 | 0
50 | 7000026407 | 1740 | 196 | 120 | Civil Works | 100001379 | 995421 |  | 18 |  | 3.75m wide Concrete road (including all crossings) as per drawing except reinforcement & concrete in Switchyard | M2 | 375 |  | INCLUDED | 0 | 0 | 0 | 0 | 0 | 0
51 | 7000026407 | 1740 | 196 | 130 | Civil Works | 100001457 | 995421 |  | 18 |  | Construction of rail cum road as per drawing including all item such as excavation,compactions, rolling watering, WBM etc. butexcluding concrete reinforcement and structural steel-Section having four rails for auto transformer. | M2 | 86.1 |  | INCLUDED | 0 | 0 | 0 | 0 | 0 | 0
52 | 7000026407 | 1740 | 196 | 140 | Civil Works | 100001735 | 995462 |  | 18 |  | RCC culverts and cable trench crossings including supplying and laying hume pipe 250mm dia of grade (NP-3) excluding concrete as perspecification. | M | 50 |  | INCLUDED | 0 | 0 | 0 | 0 | 0 | 0
53 | 7000026407 | 1740 | 196 | 150 | Civil Works | 100001736 | 995462 |  | 18 |  | RCC culverts and cable trench crossings including supplying and laying hume pipe 300mm dia of grade (NP-3) excluding concrete as perspecification. | M | 50 |  | INCLUDED | 0 | 0 | 0 | 0 | 0 | 0
54 | 7000026407 | 1740 | 196 | 160 | Civil Works | 100001737 | 995462 |  | 18 |  | RCC culverts and cable trench crossings including supplying and laying hume pipe 450mm dia of grade (NP-3) excluding concrete as perspecification. | M | 30 |  | INCLUDED | 0 | 0 | 0 | 0 | 0 | 0
55 | 7000026407 | 1740 | 196 | 170 | Civil Works | 130000761 | 995428 |  | 18 |  | 14.4.2 Providing, laying and fixing following dia RCC pipe NP2 class (light duty) in ground complete with RCC collars, jointingwith cement mortar 1:2 (1 cement : 2 fine sand) including trenching (75 cm deep) and refilling etc as required. : 150 mm dia | M | 50 |  | INCLUDED | 0 | 0 | 0 | 0 | 0 | 0
56 | 7000026407 | 1740 | 196 | 180 | Civil Works | 130000762 | 995428 |  | 18 |  | 14.4.3 Providing, laying and fixing following dia RCC pipe NP2 class (light duty) in ground complete with RCC collars, jointingwith cement mortar 1:2 (1 cement : 2 fine sand) including trenching (75 cm deep) and refilling etc as required. : 250 mm dia | M | 50 |  | INCLUDED | 0 | 0 | 0 | 0 | 0 | 0
57 | 7000026407 | 1740 | 196 | 190 | Civil Works | 100001411 | 995462 |  | 18 |  | Supplying and erecting dewatering pumps-0.5 HP | EA | 1 |  | INCLUDED | 0 | 0 | 0 | 0 | 0 | 0
58 | 7000026407 | 1740 | 196 | 200 | Civil Works | 100001412 | 995462 |  | 18 |  | Drain including culverts but excluding concrete & reinforcement steel-Section A-A | M | 34 |  | INCLUDED | 0 | 0 | 0 | 0 | 0 | 0
59 | 7000026407 | 1740 | 196 | 210 | Civil Works | 100001413 | 995462 |  | 18 |  | Drain including culverts but excluding concrete & reinforcement steel-Section B-B | M | 34 |  | INCLUDED | 0 | 0 | 0 | 0 | 0 | 0
60 | 7000026407 | 1740 | 196 | 220 | Civil Works | 100001414 | 995462 |  | 18 |  | Drain including culverts but excluding concrete & reinforcement steel-Section C-C | M | 11 |  | INCLUDED | 0 | 0 | 0 | 0 | 0 | 0
61 | 7000026407 | 1740 | 196 | 230 | Civil Works | 100001415 | 995462 |  | 18 |  | Drain including culverts but excluding concrete & reinforcement steel-Section D-D | M | 11 |  | INCLUDED | 0 | 0 | 0 | 0 | 0 | 0
62 | 7000026407 | 1740 | 196 | 240 | Civil Works | 100001720 | 995428 |  | 18 |  | Supplying, filling and compacting CNS material as per specification under floors, foundations, roads, cable trenches, drains etc inlayers not exceeding 200 mm thickness | M3 | 200 |  | INCLUDED | 0 | 0 | 0 | 0 | 0 | 0
63 | 7000026407 | 1740 | 196 | 250 | Civil Works | 100003295 | 995429 |  | 18 |  | Dismantling of RCC in foundation including disposal of debris and reinforcement bars of dismantled RCC works within substationboundaries as per direction of enginner incahrge | M3 | 100 |  | INCLUDED | 0 | 0 | 0 | 0 | 0 | 0
64 | 7000026407 | 1740 | 196 | 260 | Civil Works | 100001712 | 995428 |  | 18 |  | Removing,cleaning and washing of existing stones and respreading of stones in switchyard excluding PCC | M2 | 2000 |  | INCLUDED | 0 | 0 | 0 | 0 | 0 | 0
65 | 7000026407 | 1750 | 206 | 10 | Non Standard Structures(Civil Works) | 100001210 | 995455 |  | 18 |  | Erection of Lattice Structures (MS Steel), to be designed during detailed engineering, for towers, beams and equipment supportstructure including pack plates / packwashers and gusset plates excluding fasteners and foundation bolts | MT | 16.3 |  | INCLUDED | 0 | 0 | 0 | 0 | 0 | 0
66 | 7000026407 | 1750 | 206 | 30 | Non Standard Structures(Civil Works) | 100001680 | 995455 |  | 18 |  | Erection of fasteners ( nuts, bolts and washers ) including step bolts for lattice and pipe structures to be designed duringdetailed engineering | MT | 0.85 |  | INCLUDED | 0 | 0 | 0 | 0 | 0 | 0
67 | 7000026407 | 1750 | 206 | 40 | Non Standard Structures(Civil Works) | 100001681 | 995455 |  | 18 |  | Erection of foundation bolts including nuts, checknut and washers for lattice and pipe structures to be designed during detailedengineering | MT | 1.4 |  | INCLUDED | 0 | 0 | 0 | 0 | 0 | 0
68 | 7000026407 | 1790 | 226 | 10 | Install-CABLE | 100002180 | 998736 |  | 18 |  | 1.1kV grade Power Cables (XLPEinsulated) along withlugs,glands,straight joints &accessories,etc. | LS | 1 |  | INCLUDED | 0 | 0 | 0 | 0 | 0 | 0
69 | 7000026407 | 1790 | 226 | 20 | Install-CABLE | 100002182 | 998736 |  | 18 |  | 1.1kV grade Control Cables (PVCinsulated) along withlugs,glands,straight joints &accessories,etc. | LS | 1 |  | INCLUDED | 0 | 0 | 0 | 0 | 0 | 0
70 | 7000026407 | 1790 | 226 | 30 | Install-CABLE | 100002181 | 998736 |  | 18 |  | 1.1kV grade Power Cables (PVCinsulated)along withlugs,glands,straight joints &accessories,etc. | LS | 1 |  | INCLUDED | 0 | 0 | 0 | 0 | 0 | 0
2: Total; 16=14*15: 0 |  | 0 |  |  | 0 | 0
# | In case the bidder leaves the cell for confirmation of the SAC and/or GST rate “blank”, the SAC and corresponding GST rate indicated by the Employer shall be deemed to be the one confirmed by the Bidder.
| Date | [10 empty] | Printed Name
| Place | [10 empty] | Designation
0

## Sch-4
Spec. No.:CC/NT/W-GIS/DOM/A04/24/01196 | [14 empty] | Schedule - 4
400kV GIS Substation Package SS-123 for (a) Extn. of 400/220kV Rajarhat GIS S/S under ‘Eastern Region Expansion Scheme-XXXXI (ERES-XXXXI)’ and (b) Extn. of 400/220kV Magarwada GIS S/S under ‘Augmentation of Transformation Capacity at 400/220 kV Magarwada GIS substation in DD & DNH by 400/220 kV, 1x500 MVA ICT (3rd)’.
(SCHEDULE OF RATES AND PRICES )
BIDDER:
0 | [12 empty] | To:
Bidder’s Name and Address (Sole Bidder) : | [12 empty] | Contract Services
Name : | [12 empty] | Power Grid Corporation of India Ltd.,
Address : | [12 empty] | "Saudamini", Plot No.-2
Sector-29,
Gurgaon (Haryana) - 122001
Training Charges :
SI. No. | PR No | Line Item No | Activity Header | PR Activity No | Activity Description | Service Code | SAC (Service Accounting Codes) | Whether SAC in column ‘…’ is confirmed. If not indicate applicable the SAC # | Rate of GST applicable ( in %) | Whether rate of GST in column ‘---’ is confirmed. If not indicate applicable rate of GST # | Description | Unit | Quantity | Unit Charges | Total Charges
1 | 2 | 3 | 4 | 5 | 6 | 7 | 8 | 9 | 10 | 11 | 12 | 13 | 14 | 15 | 16=14*15
NOT APPLICABLE
NOTE: To and fro charges and accommodation for the Instructor (Trainer) and Training material for the Trainees shall be included in the prices quoted by the bidder.
# In case the bidder leaves the cell for confirmation of the SAC and/or GST rate “blank” “blank”, the SAC and corresponding GST rate indicated by the Employer shall be deemed to be the one confirmed by the Bidder
Date
| Place | [9 empty] | Printed Name
Designation

## Sch-5
Spec. No.:CC/NT/W-GIS/DOM/A04/24/01196 |  |  |  | Schedule - 5
400kV GIS Substation Package SS-123 for (a) Extn. of 400/220kV Rajarhat GIS S/S under ‘Eastern Region Expansion Scheme-XXXXI (ERES-XXXXI)’ and (b) Extn. of 400/220kV Magarwada GIS S/S under ‘Augmentation of Transformation Capacity at 400/220 kV Magarwada GIS substation in DD & DNH by 400/220 kV, 1x500 MVA ICT (3rd)’.
(SUMMARY OF TAXES & DUTIES APPLICABLE ON PLANT & EQUIPMENT)
BIDDER:
0 |  |  | To:
Bidder’s Name and Address (Sole Bidder) : |  |  | Contract Services
Name : |  |  | Power Grid Corporation of India Ltd.,
Address : |  |  | "Saudamini", Plot No.-2
Sector-29,
Gurgaon (Haryana) - 122001
Sl. No. | Item Nos. |  | Total Price (INR) |  | After Discount |  | After MPDiscount
1 | TOTAL GST on Goods |  | 0 |  | Excise Duty | #REF! | Excise Duty | #REF!
Total GST for Supply of Goods (inter-alia including Type Test Charges) between the Contractor and the Employer (identified in Schedule 1') which are not included in the Ex-works price as per the provision of the Bidding Documents, as applicable.
2 | TOTAL GST on Services |  | 0 |  | Sales Tax | 0 | Sales Tax | 0
| Total GST on Installation Services (indentified in Schedule-3) and Training to be imparted in India (identified in Schedule-4) which are not included in the Installation and Training charges as per the provision of the Bidding Documents, as applicable |  |  |  | #REF! | 0 | #REF! | 0
| GRAND TOTAL [1+2] |  | 0
Date : |  | Printed Name :
Place : |  | Designation :
Click for Sch-6

## Sch-5 after discount
Spec. No.:CC/NT/W-GIS/DOM/A04/24/01196 |  |  |  | Schedule - 5 (after discount)
400kV GIS Substation Package SS-123 for (a) Extn. of 400/220kV Rajarhat GIS S/S under ‘Eastern Region Expansion Scheme-XXXXI (ERES-XXXXI)’ and (b) Extn. of 400/220kV Magarwada GIS S/S under ‘Augmentation of Transformation Capacity at 400/220 kV Magarwada GIS substation in DD & DNH by 400/220 kV, 1x500 MVA ICT (3rd)’.
(SUMMARY OF TAXES & DUTIES APPLICABLE ON PLANT & EQUIPMENT)
BIDDER:
0 |  |  | To:
Bidder’s Name and Address (Sole Bidder) : |  |  | Contract Services
Name : |  |  | Power Grid Corporation of India Ltd.,
Address : |  |  | "Saudamini", Plot No.-2
Sector-29,
Gurgaon (Haryana) - 122001
Sl. No. | Item Nos. |  | Total Price (INR)
1 | TOTAL GST on Goods |  | 0
Total GST for Supply of Goods (inter-alia including Type Test Charges) between the Contractor and the Employer (identified in Schedule 1') which are not included in the Ex-works price as per the provision of the Bidding Documents, as applicable.
2 | TOTAL GST on Services |  | 0
Total GST on Installation Services (indentified in Schedule-3) and Training to be imparted in India (identified in Schedule-4) which are not included in the Installation and Training charges as per the provision of the Bidding Documents, as applicable
| GRAND TOTAL [1+2] |  | 0
Date : |  | Printed Name :
Place : |  | Designation :
Click for Sch-6

## Sch-6
Spec. No.:CC/NT/W-GIS/DOM/A04/24/01196 |  |  | Schedule - 6
400kV GIS Substation Package SS-123 for (a) Extn. of 400/220kV Rajarhat GIS S/S under ‘Eastern Region Expansion Scheme-XXXXI (ERES-XXXXI)’ and (b) Extn. of 400/220kV Magarwada GIS S/S under ‘Augmentation of Transformation Capacity at 400/220 kV Magarwada GIS substation in DD & DNH by 400/220 kV, 1x500 MVA ICT (3rd)’.
(GRAND SUMMARY)
BIDDER:
0 |  |  | To:
Bidder’s Name and Address (Sole Bidder) : |  |  | Contract Services
Name : |  |  | Power Grid Corporation of India Ltd.,
Address : |  |  | "Saudamini", Plot No.-2
Sector-29,
Gurgaon (Haryana) - 122001
Sl. No. | Description |  | Total Price (INR)
1 | TOTAL SCHEDULE NO. 1 |  | 0
Ex-works price of Plant and Equipment including Type Test Charges
2 | TOTAL SCHEDULE NO. 2 |  | 0
Local Transportation, In-transit Insurance, loading and unloading
3 | TOTAL SCHEDULE NO. 3 |  | 0
Installation Charges
4 | TOTAL SCHEDULE NO. 4 |  | Not Applicable
Training Charges
5 | TOTAL SCHEDULE NO. 5 |  | 0
Taxes and Duties
6 | TOTAL SCHEDULE NO. 7 |  | Not Applicable
Type Test Charges [Total of this Schedule is included in Schedule - 1 above.]
GRAND TOTAL [1+2+3+5]
0
Date : |  | Printed Name :
Place : |  | Designation :
Click for Sch-7

## Sch-6 After Discount (hidden)
Spec. No.:CC/NT/W-GIS/DOM/A04/24/01196 |  |  | Schedule - 6 After Discount
400kV GIS Substation Package SS-123 for (a) Extn. of 400/220kV Rajarhat GIS S/S under ‘Eastern Region Expansion Scheme-XXXXI (ERES-XXXXI)’ and (b) Extn. of 400/220kV Magarwada GIS S/S under ‘Augmentation of Transformation Capacity at 400/220 kV Magarwada GIS substation in DD & DNH by 400/220 kV, 1x500 MVA ICT (3rd)’.
(GRAND SUMMARY)
#REF! |  |  | To:
Bidder’s Name and Address (Sole Bidder) : |  |  | Contract Services
Name : |  |  | Power Grid Corporation of India Ltd.,
Address : |  |  | "Saudamini", Plot No.-2
Sector-29,
Gurgaon (Haryana) - 122001
Sl. No. | Description |  | Total Price (INR)
1 | TOTAL SCHEDULE NO. 1
Ex-works price of Plant and Equipment including Type Test Charges
2 | TOTAL SCHEDULE NO. 2
Local Transportation, Insurance and other Incidental Services
3 | TOTAL SCHEDULE NO. 3
Installation Charges
4 | TOTAL SCHEDULE NO. 4
Training Charges
5 | TOTAL SCHEDULE NO. 5
Taxes and Duties
6 | TOTAL SCHEDULE NO. 7
Type Test Charges [Total of this Schedule is included in Schedule - 1 above.]
GRAND TOTAL [1+2+3+4+5]
Date : |  | Printed Name :
Place : |  | Designation :
Click for Sch-7

## Sch-6 (After Discount)
Spec. No.:CC/NT/W-GIS/DOM/A04/24/01196 |  |  | Schedule - 6 (after discount)
400kV GIS Substation Package SS-123 for (a) Extn. of 400/220kV Rajarhat GIS S/S under ‘Eastern Region Expansion Scheme-XXXXI (ERES-XXXXI)’ and (b) Extn. of 400/220kV Magarwada GIS S/S under ‘Augmentation of Transformation Capacity at 400/220 kV Magarwada GIS substation in DD & DNH by 400/220 kV, 1x500 MVA ICT (3rd)’.
(GRAND SUMMARY)
BIDDER:
0 |  |  | To:
Bidder’s Name and Address (Sole Bidder) : |  |  | Contract Services
Name : |  |  | Power Grid Corporation of India Ltd.,
Address : |  |  | "Saudamini", Plot No.-2
Sector-29,
Gurgaon (Haryana) - 122001
Sl. No. | Description |  | Total Price (INR) | From Sch-6 | Discount Factors
1 | TOTAL SCHEDULE NO. 1 |  | 0 | 0 | 0
Ex-works price of Plant and Equipment including Type Test Charges
2 | TOTAL SCHEDULE NO. 2 |  | 0 | 0 | 0
Local Transportation, In-transit Insurance, loading and unloading
3 | TOTAL SCHEDULE NO. 3 |  | 0 | 0 | 0
Installation Charges
4 | TOTAL SCHEDULE NO. 4 |  | Not Applicable
Training Charges
5 | TOTAL SCHEDULE NO. 5 |  | 0
Taxes and Duties
6 | TOTAL SCHEDULE NO. 7 |  | Not Applicable
Type Test Charges [Total of this Schedule is included in Schedule - 1 above.]
GRAND TOTAL [1+2+3+5]
0
Date : |  | Printed Name :
Place : |  | Designation :
Click for Sch-7

## Sch-7
Spec. No.:CC/NT/W-GIS/DOM/A04/24/01196 | [11 empty] | Schedule 7
400kV GIS Substation Package SS-123 for (a) Extn. of 400/220kV Rajarhat GIS S/S under ‘Eastern Region Expansion Scheme-XXXXI (ERES-XXXXI)’ and (b) Extn. of 400/220kV Magarwada GIS S/S under ‘Augmentation of Transformation Capacity at 400/220 kV Magarwada GIS substation in DD & DNH by 400/220 kV, 1x500 MVA ICT (3rd)’. | [12 empty] | As per Lum-sum |  | 0
(SCHEDULE OF RATES AND PRICES ) | [12 empty] | AS per Percent |  | #REF!
BIDDER:
0
| Bidder’s Name and Address (Sole Bidder) : | [8 empty] | To:
| Name : | [8 empty] | Contract Services
| Address : | [8 empty] | Power Grid Corporation of India Ltd.,
"Saudamini", Plot No.-2
Sector-29,
Gurgaon (Haryana) - 122001
Type tests on Earthwire, Hardwar Fittings & accessories of conductor & earthwire:
SL. NO. | PR No | Line Item No | Code | HSN of the Equipment /item for which type test is to be conducted | Whether HSN in column ‘---’ is confirmed. If not indicate applicable the HSN code # | Rate of GST applicable ( in %) | Whether rate of GST in column ‘---’ is confirmed. If not indicate applicable rate of GST # | Description of Test | Unit | Quantity | Unit Test Charge | Total Test Charges (Rs.) |  | Total Test Charges After Discount (Rs.) |  | Dis Alert | Total Test Charges After MPD (Rs.)
NOT APPLICABLE
| Date | [5 empty] | Printed Name
| Place | [5 empty] | Designation
Spec. No.:CC/NT/W-GIS/DOM/A04/24/01196
400kV GIS Substation Package SS-123 for (a) Extn. of 400/220kV Rajarhat GIS S/S under ‘Eastern Region Expansion Scheme-XXXXI (ERES-XXXXI)’ and (b) Extn. of 400/220kV Magarwada GIS S/S under ‘Augmentation of Transformation Capacity at 400/220 kV Magarwada GIS substation in DD & DNH by 400/220 kV, 1x500 MVA ICT (3rd)’. | [7 empty] | 0 | 0
(SCHEDULE OF RATES AND PRICES ) | [7 empty] | 0 | 0
#REF!
#REF! | [7 empty] | #REF! | #REF!
#REF! | [7 empty] | #REF! | #REF!
#REF! | [7 empty] | #REF! | #REF!
[8 empty] | #REF! | #REF!
[8 empty] | 0 | 0
SL. NO. | [7 empty] | Description of Test | #REF!
#REF! | [7 empty] | #REF! | #REF!
#REF! | [7 empty] | #REF!
#REF! | [7 empty] | #REF! | #REF!
#REF! | [7 empty] | #REF! | #REF!
[8 empty] | #REF! | #REF!
#REF! | [7 empty] | #REF!
#REF! | [7 empty] | #REF!
#REF! | [7 empty] | #REF!
#REF! | [7 empty] | #REF! | #REF!
#REF! | [7 empty] | #REF! | #REF!
#REF! | [7 empty] | #REF! | #REF!
#REF! | [7 empty] | #REF! | #REF!
[8 empty] | #REF! | #REF!
#REF! | [7 empty] | #REF!
#REF! | [7 empty] | #REF! | #REF!
#REF! | [7 empty] | #REF! | #REF!
#REF! | [7 empty] | #REF! | #REF!
#REF! | [7 empty] | #REF! | #REF!
[8 empty] | #REF! | #REF!
#REF! | [7 empty] | #REF!
#REF! | [7 empty] | #REF! | #REF!
#REF! | [7 empty] | #REF! | #REF!
#REF! | [7 empty] | #REF! | #REF!
[8 empty] | #REF! | #REF!
#REF! | [7 empty] | #REF!
#REF! | [7 empty] | #REF! | #REF!
#REF! | [7 empty] | #REF! | #REF!
#REF! | [7 empty] | #REF! | #REF!
[8 empty] | #REF! | #REF!
#REF! | [7 empty] | #REF!
#REF! | [7 empty] | #REF! | #REF!
#REF! | [7 empty] | #REF! | #REF!
#REF! | [7 empty] | #REF! | #REF!
#REF! | [7 empty] | #REF! | #REF!
[8 empty] | #REF! | #REF!
[8 empty] | #REF! | #REF!
#REF! | [7 empty] | #REF!
#REF! | [7 empty] | #REF!
#REF! | [7 empty] | #REF! | #REF!
#REF! | [7 empty] | #REF! | #REF!
#REF! | [7 empty] | #REF! | #REF!
[8 empty] | #REF! | #REF!
[8 empty] | #REF! | #REF!
#REF! | [7 empty] | #REF!
#REF! | [7 empty] | #REF!
#REF! | [7 empty] | #REF! | #REF!
#REF! | [7 empty] | #REF! | #REF!
#REF! | [7 empty] | #REF! | #REF!
#REF! | [7 empty] | #REF! | #REF!
#REF! | [7 empty] | #REF! | #REF!
[8 empty] | #REF! | #REF!
#REF! | [7 empty] | #REF!
#REF! | [7 empty] | #REF! | #REF!
#REF! | [7 empty] | #REF! | #REF!
#REF! | [7 empty] | #REF! | #REF!
#REF! | [7 empty] | #REF! | #REF!
#REF! | [7 empty] | #REF! | #REF!
#REF! | [7 empty] | #REF! | #REF!
[8 empty] | #REF! | #REF!
#REF! | [7 empty] | #REF!
#REF! | [7 empty] | #REF! | #REF!
#REF! | [7 empty] | #REF! | #REF!
#REF! | [7 empty] | #REF! | #REF!
#REF! | [7 empty] | #REF! | #REF!
#REF! | [7 empty] | #REF! | #REF!
#REF! | [7 empty] | #REF! | #REF!
#REF! | [7 empty] | #REF! | #REF!
#REF! | [7 empty] | #REF! | #REF!
#REF! | [7 empty] | #REF! | #REF!
[8 empty] | #REF! | #REF!
#REF! | [7 empty] | #REF!
#REF! | [7 empty] | #REF! | #REF!
#REF! | [7 empty] | #REF! | #REF!
#REF! | [7 empty] | #REF! | #REF!
[8 empty] | #REF! | #REF!
#REF! | [7 empty] | #REF!
#REF! | [7 empty] | #REF! | #REF!
#REF! | [7 empty] | #REF! | #REF!
#REF! | [7 empty] | #REF! | #REF!
[8 empty] | #REF! | #REF!
#REF! | [7 empty] | #REF!
#REF! | [7 empty] | #REF! | #REF!
#REF! | [7 empty] | #REF! | #REF!
[8 empty] | #REF! | #REF!
#REF! | [7 empty] | #REF!
#REF! | [7 empty] | #REF! | #REF!
#REF! | [7 empty] | #REF! | #REF!
#REF! | [7 empty] | #REF! | #REF!
#REF! | [7 empty] | #REF! | #REF!
#REF! | [7 empty] | #REF! | #REF!
#REF! | [7 empty] | #REF! | #REF!
[8 empty] | #REF! | #REF!
#REF! | [7 empty] | #REF!
#REF! | [7 empty] | #REF! | #REF!
#REF! | [7 empty] | #REF! | #REF!
#REF! | [7 empty] | #REF! | #REF!
#REF! | [7 empty] | #REF! | #REF!
#REF! | [7 empty] | #REF!
#REF! | [7 empty] | #REF! | #REF!
#REF! | [7 empty] | #REF! | #REF!
#REF! | [7 empty] | #REF! | #REF!
#REF! | [7 empty] | #REF! | #REF!
[8 empty] | #REF! | #REF!
[8 empty] | #REF! | #REF!
[8 empty] | #REF! | #REF!

## Discount
This letter of discount is optional. Bidder may / may not offer any discount.
Spec. No.:CC/NT/W-GIS/DOM/A04/24/01196 |  |  |  |  | Letter of Discount
LETTER OF DISCOUNT
To:
Contract Services | [6 empty] | Schedule 1 | 0
Power Grid Corporation of India Ltd., | [6 empty] | Schedule 2 | 0
"Saudamini", Plot No.-2 | [6 empty] | Schedule 3 | 0
Sector-29, (near IFFCO Chowk) | [6 empty] | Total | 0
Gurgaon (Haryana) - 122001
Subject : |  | 400kV GIS Substation Package SS-123 for (a) Extn. of 400/220kV Rajarhat GIS S/S under ‘Eastern Region Expansion Scheme-XXXXI (ERES-XXXXI)’ and (b) Extn. of 400/220kV Magarwada GIS S/S under ‘Augmentation of Transformation Capacity at 400/220 kV Magarwada GIS substation in DD & DNH by 400/220 kV, 1x500 MVA ICT (3rd)’.
Dear Sir
With reference to the subject tender, we hereby offer unconditional discount on the prices quoted by us as per details given here below : | [5 empty] | Sch-1 | Sch-2 | Sch-3
| 1 | Discount on lum-sum basis on total price quoted by us without GST. [The discount shall be proportionately applicable on all the items of all the Schdules i.e. Sch-1 (without type test charges), Sch-2, Sch-3, Sch-4 & Sch-7] In Rs. |  |  |  | 0 | 0 | 0
| 2 | Discount on percent basis on total price quoted by us without GST. [The discount shall be proportionately applicable on all the items of all the Schdules i.e. Sch-1 (without type test charges), Sch-2 , Sch-3, Sch-4 & Sch-7] In Percent (%) |  |  |  | 0 | 0 | 0
| 3 | Discount on lum-sum basis on the Schedules as given below : [The discount shall be proportionately applicable on all the relevent items of the respective Schdules.] In Rs.
|  | Schedule-1 : Ex works prices |  | In Rs. |  | 0
|  | Schedule-2 : Local Transportation, In-transit Insurance, loading and unloading |  | In Rs. |  |  | 0
|  | Schedule-3 : Installation Charges |  | In Rs. |  |  |  | 0
|  | Schedule-4 : Training Charges |  | In Rs.
|  | Schedule-7 : Type Test Charges |  | In Rs.
| 4 | Discount on percent basis on the Schedules as given below : [The discount shall be proportionately applicable on all the relevent items of the respective Schdules.] In Percent (%)
|  | Schedule-1 : Ex works prices |  | In Percent (%) |  | 0
|  | Schedule-2 : Local Transportation, In-transit Insurance, loading and unloading |  | In Percent (%) |  |  | 0
|  | Schedule-3 : Installation Charges |  | In Percent (%) |  |  |  | 0
|  | Schedule-4 : Training Charges |  | In Percent (%)
|  | Schedule-7 : Type Test Charges |  | In Percent (%)
Discount(s) offered at sl. No. 1 to 4 will get displayed and accounted for automatically in the respective items of the Schedules.
| 5 | We hereby offer Multi-package discount as given below:
[6 empty] | 0 | 0 | 0 | 0 | 0
|  | Multi-Package Discount(s) offered at sl. No. 5 will not get automatically accounted for in the respective items of the Schedules. The same shall be worked out saparately for evaluation. |  |  |  | #DIV/0! | #DIV/0! | #DIV/0! | #DIV/0! | #REF!
[Discount will not be calculated authometrically. However, the same shall be considered during evaluation.]
Please consider this letter of discount as the integral part of our price bid.
Thanking you, we remain, | [5 empty] | 0 | 0 | 0
[5 empty] | Yours faithfully, | 0 | 0 | 0 | Discount Factors
For and on behalf of
Date : |  |  | Printed Name : | 0
Place : |  |  | Designation : | 0

## Octroi (hidden)
Details of Octroi
Sl No. | Description of Items | Amount on which Octroi is applicable | Rate of Octroi | Octroi
(1) | (2) | (3) | (4) | (5) =(3) x (4)
1 |  |  |  | 0
2 |  |  |  | 0
3 |  |  |  | 0
4 |  |  |  | 0
5 |  |  |  | 0
6 |  |  |  | 0
7 |  |  |  | 0
8 |  |  |  | 0
9 |  |  |  | 0
10 |  |  |  | 0
| Total |  |  | 0
Back to Sch 5

## Entry Tax (hidden)
Details of Entry Tax
Sl No. | Description of Items | Amount on which Entry Tax is applicable | Rate of Entry Tax | Entry Tax
(1) | (2) | (3) | (4) | (5) =(3) x (4)
1 |  |  |  | 0
2 |  |  |  | 0
3 |  |  |  | 0
4 |  |  |  | 0
5 |  |  |  | 0
6 |  |  |  | 0
7 |  |  |  | 0
8 |  |  |  | 0
9 |  |  |  | 0
10 |  |  |  | 0
| Total |  |  | 0
Back to Sch 5

## Other Taxes & Duties (hidden)
Details of Other Taxes & Duties
Sl No. | Description of Items | Amount on which Other Taxes & Duties are applicable | Description of Taxes & Duties | Rate of Taxes & Duties | Amount of Taxes & Duties
(1) | (2) | (3) | (4) | (5) | (6) =(3) x (4)
1 |  |  |  |  | 0
2 |  |  |  |  | 0
3 |  |  |  |  | 0
4 |  |  |  |  | 0
5 |  |  |  |  | 0
6 |  |  |  |  | 0
7 |  |  |  |  | 0
8 |  |  |  |  | 0
9 |  |  |  |  | 0
10 |  |  |  |  | 0
| Total |  |  |  | 0
Back to Sch 5

## Bid Form 2nd Envelope
Spec. No.:CC/NT/W-GIS/DOM/A04/24/01196 |  |  |  |  | Bid Form 2nd Envelope |  |  |  | Sole Bidder | 1 | st |  | 1 | January
[9 empty] | 0 | 2 | nd |  | 2 | February
BID FORM (Second Envelope) | [9 empty] | 3 | rd |  | 3 | March
[10 empty] | 4 | th |  | 4 | April
Bid Proposal Ref. No. | [9 empty] | 5 | th |  | 5 | May
Date : | [9 empty] | 6 | th | #VALUE! | 6 | June
[10 empty] | 7 | th | #VALUE! | 7 | July
To: | [9 empty] | 8 | th | #VALUE! | 8 | August
0 | [9 empty] | 9 | th | #VALUE! | 9 | September
Power Grid Corporation of India Ltd., | [9 empty] | 10 | th |  | 10 | October
"Saudamini", Plot No.-2 | [9 empty] | 11 | th |  | 11 | November
Sector-29, | [9 empty] | 12 | th |  | 12 | December
Gurgaon (Haryana) - 122001 | [9 empty] | 13 | th
[10 empty] | 14 | th
Name of Contract : |  | 400kV GIS Substation Package SS-123 for (a) Extn. of 400/220kV Rajarhat GIS S/S under ‘Eastern Region Expansion Scheme-XXXXI (ERES-XXXXI)’ and (b) Extn. of 400/220kV Magarwada GIS S/S under ‘Augmentation of Transformation Capacity at 400/220 kV Magarwada GIS substation in DD & DNH by 400/220 kV, 1x500 MVA ICT (3rd)’. | [7 empty] | 15 | th
Dear Ladies and/or Gentlemen, | [9 empty] | 16 | th
1 | In continuation of First Envelope of our Bid, we hereby submit the Second Envelope of the Bid, both of which shall be read together and in conjunction with each other, and shall be construed as an integral part of our Bid. Accordingly, we the undersigned, offer to design, manufacture, test, deliver, install and commission (including carrying out Trial Operation, Performance & Guarantee Test as per provision of Technical Specification) under the above-named package in full conformity with the said Bidding Documents for the sum of Rs. 0/- () or such other sums as may be determined in accordance with the terms and conditions of the Bidding Documents |  |  |  |  | In continuation of First Envelope of our Bid, we hereby submit the Second Envelope of the Bid, both of which shall be read together and in conjunction with each other, and shall be construed as an integral part of our Bid. Accordingly, we the undersigned, offer to design, manufacture, test, deliver, install and commission (including carrying out Trial Operation, Performance & Guarantee Test as per provision of Technical Specification) under the above-named package in full conformity with the said Bidding Documents for the sum of Rs. |  |  |  | 17 | th
[6 empty] | 0 | /- (
)
| The above amounts are in accordance with the price schedules attached herewith and are made part of this bid. |  |  |  |  | or such other sums as may be determined in accordance with the terms and conditions of the Bidding Documents |  |  |  | 18 | th
2 | Price Schedules | [8 empty] | 19 | th
2.1 | In line with the requirements of the Bidding documents, we enclose herewith the following Price Schedules, duly filled - in as per your proforma: | [8 empty] | 20 | th
| Schedule 1 |  | Plant and Equipment (Including Mandatory Spare Parts) to be supplied, including Type Test Charges. | [6 empty] | 21 | st
| Schedule 2 |  | Local Transportation, In-transit Insurance, loading and unloading | [6 empty] | 22 | th
| Schedule 3 |  | Installation Charges. |  |  | Sole Bidder |  |  |  | 23 | th
| Schedule 4 |  | Training charges for training to be imparted. | [6 empty] | 24 | th
| Schedule 5 |  | Taxes and Duties not included in Schedule 1 | [6 empty] | 25 | th
| Schedule 6 |  | Grand Summary [Schedule 1to 5] | [6 empty] | 26 | th
| Schedule 7 |  | Break-up of Type Test Charges for Type Tests to be conducted | [6 empty] | 27 | th
2.2 | We are aware that the Price Schedules do not generally give a full description of the Work to be performed under each item and we shall be deemed to have read the Technical Specifications and other sections of the Bidding Documents and Drawings to ascertain the full scope of Work included in each item while filling-in the rates and prices. We agree that the entered rates and prices shall be deemed to include for the full scope as aforesaid, including overheads and profit. | [8 empty] | 28 | th
2.3 | We declare that as specified in Clause 11.5, Section –II:ITB, Vol.-I of the Bidding Documents, prices quoted by us in the Price Schedules shall be subject to Price Adjustment during the execution of Contract in accordance with Appendix-2 (Price Adjustment) to the Contract Agreement. | [8 empty] | 29 | th
2.4 | We understand that in the price schedules, where there are errors between the total of the amounts given under the column for the price Breakdown and the amount given under the Total Price, the former shall prevail and the latter will be corrected accordingly. We further understand that where there are discrepancies between amounts stated in figures and amounts stated in words, the amount stated in words shall prevail. Similarly, any discrepancy in the total bid price and that of the summation of Schedule price (price indicated in a Schedule indicating the total of that schedule), the total bid price shall be corrected to reflect the actual summation of the Schedule prices. | [8 empty] | 30 | th
2.5 | We declare that items left blank in the Schedules will be deemed to have been included in other items. The TOTAL for each Schedule and the TOTAL of Grand Summary shall be deemed to be the total price for executing the Facilities and sections thereof in complete accordance with the Contract, whether or not each individual item has been priced. | [8 empty] | 31 | st
3 | We confirm that except as otherwise specifically provided our Bid Prices in this Second Envelope include all taxes, duties, levies and charges as may be assessed on us/our Associate (applicable for Foreign Bidder), our Sub-Contractor/Sub-Vendor or their employees by all municipal, state or national government authorities in connection with the Facilities, in and outside of India.
3.1 | 100% of applicable Taxes and Duties i.e GST which are payable by the Employer under the Contract, shall be reimbursed by the Employer on production of satisfactory documentary evidence by the Contractor in accordance with the provisions of the Bidding Documents
3.2 | We further understand that notwithstanding 3.0 above, in case of award on us, you shall also bear and pay/reimburse to us, GST applicable on supplies by us to you, imposed on the Plant & Equipment including Mandatory Spare Parts to be incorporated into the Facilities including Type Test charges for Type test to be conducted in India specified in Schedule No. 1, Installation Services specified in Schedule No. 3 and Charges for Training to be imparted in India specified in Schedule No. 4 of the Price Schedule in this Second Envelope, by the Indian Laws.
3.3 | We confirm that we have also registered/we shall also get registered in the GST Network with a GSTIN in all the states where the project is located and the states from which we shall make our supply of goods.
4 | # (For Joint Venture only) We, the partners of Joint Venture submitting this bid, do agree and confirm that in case of Award of Contract on the Joint Venture, we shall be jointly and severally liable and responsible for the execution of the Contract in accordance with Contract terms and conditions.
5 | We, hereby, declare that only the persons or firms interested in this proposal as principals are named here and that no other persons or firms other than those mentioned herein have any interest in this proposal or in the Contract to be entered into, if the award is made on us, that this proposal is made without any connection with any other person, firm or party likewise submitting a proposal is in all respects for and in good faith, without collusion or fraud.
Thanking you, we remain,
Yours faithfully,
For and on behalf of test
Signature :
Date : |  |  |  | Printed Name : | 0
Place : |  |  |  | Designation : | 0
Common Seal :
Please provide additional information of the Bidder
Business Address :
Country of Incorporation :
State/Province to be indicated :
Name of Principal Officer :
Address of Principal Officer :
Note: Bidders may note that no prescribed proforma has been enclosed for Attachment 2 : Power of Attorney. Bidders may use their own proforma for furnishing the required information with the bid.
* * *
Back to Cover Page

## Contracts-Template (hidden)
Exworks
| Total Ex-Works Price Direct |  |  |  |  | 0
| Total Ex-Works Price Bought Out |  |  |  |  | 0
| Total Ex-Works Price |  |  |  |  | 0
| Total Type Test charges as per Schedule-7 |  |  |  |  | #REF!
| Total Ex-works Price including Type Test charges |  |  |  |  | #REF!
Note : | Specify amount of Excise Duty, Sales Tax/'VAT and other taxes payable on the transaction between the Contractor and the Employer and octroi/entry tax as applicable for destination site/state on all items of supply including bought-out finished items (to be identified in the Contract), which shall be dispatched directly from the sub-vendor’s works to the Employer’s site (sale-in-transit), separately in Schedule-5. Excise Duty, Sales tax and other levies for all the bought-out items are to be included in the EXW Price (Col. No. 5) only and not to be indicated in Schedule-5.
^ | If the item(s) quoted/considered as "Bought-out" in the bid are manufactured at Bidder's works and confirmed to be supplied under “Direct transaction” by the bidder, then the taxes and duties on such items shall be paid/reimbursed by POWERGRID in line with the provisions of Bidding Documents. For this purpose, at the time of award, the Ex-works price (exclusive of taxes & duties) shall be arrived at from the quoted Ex-works price (inclusive of taxes ad duties) by excluding taxes and duties applicable on such items, as on date of Bid opening, in case of supplies from manufacturer proposed in the bid. During contract execution, the taxes and duties on such items shall be paid/reimbursed at actuals, limited to the rates prevailing on date of Bid opening.
Date : | --
Place : |  |  | Printed Name : |  | --
Designation :
FandI
| Total F&I Price |  |  |  |  | (=SUM(I16:I27))
Date : | (='Sch-1'!B43)
Place : | (='Sch-1'!B44) |  | Printed Name : | (='Sch-1'!E44)
|  |  | Designation : | (='Sch-1'!E45)
service
| Total Installaiton Charges | [5 empty] | #REF!
Date : | (='Sch-1'!B43)
Place : | (='Sch-1'!B44) |  | Printed Name : | (='Sch-1'!E44)
|  |  | Designation : | (='Sch-1'!E45)
Training
Date : | (=IF('Sch-1'!B43=0,"", 'Sch-1'!B43)) |  | (="Printed Name : " & IF('Sch-1'!E44=0,"",'Sch-1'!E44))
Place : | (=IF('Sch-1'!B44=0,"", 'Sch-1'!B44)) |  | (="Designation : " & IF('Sch-1'!E45=0,"",'Sch-1'!E45))
Type test
| TOTAL TYPE TEST CHARGES |  |  |  |  | (=SUM(I17:I18))
Date : | (='Sch-1'!B43) | (="Printed Name : " & 'Sch-1'!E44)
Place : | (='Sch-1'!B44) | (="Designation : " & 'Sch-1'!E45)
Note : | Bidder should indicate the name of test laboratories where type tests are proposed to be conducted
Direct
Bought-out

## N-W (Cr.) (hidden)
#REF! |  |  | 0 |  | #REF! |  |  | 0 |  |  | #REF!
#REF!
INR
#REF! |  |  |  |  | #REF! | [5 empty] | #N/A
#N/A
#REF! | #REF! |  | 0 |  | #REF! | #REF! |  | 0
#REF! | #REF! | #REF! | 0 |  | #REF! | #REF! | #REF! | 0
#REF! | #REF! | #REF! | 0 |  | #REF! | #REF! | #REF! | 0 |  | #REF! | 0 | 0 | 0 | 0 | #REF! | plus
#REF! | #REF! | #REF! | 0 |  | #REF! | #REF! | #REF! | 0 |  | #REF! | 0 | 0 | 0 | 1 | #REF!
#REF! | #REF! | #REF! | 0 |  | #REF! | #REF! | #REF! | 0 |  | #REF! | 0 | 0 | 1 | 0 | #REF!
#REF! | #REF! | #REF! | 0 |  | #REF! | #REF! | #REF! | 0 |  | #REF! | 0 | 0 | 1 | 1 | #REF!
[10 empty] | #REF! | 0 | 1 | 0 | 0 | #REF!
1 | One |  | 1 | One | 1 | One |  | 1 | One | #REF! | 0 | 1 | 0 | 1 | #REF!
2 | Two |  | 2 | Two | 2 | Two |  | 2 | Two | #REF! | 0 | 1 | 1 | 0 | #REF!
3 | Three |  | 3 | Three | 3 | Three |  | 3 | Three | #REF! | 0 | 1 | 1 | 1 | #REF!
4 | Four |  | 4 | Four | 4 | Four |  | 4 | Four | #REF! | 1 | 0 | 0 | 0 | #REF!
5 | Five |  | 5 | Five | 5 | Five |  | 5 | Five | #REF! | 1 | 0 | 0 | 1 | #REF!
6 | Six |  | 6 | Six | 6 | Six |  | 6 | Six | #REF! | 1 | 0 | 1 | 0 | #REF!
7 | Seven |  | 7 | Seven | 7 | Seven |  | 7 | Seven | #REF! | 1 | 0 | 1 | 1 | #REF!
8 | Eight |  | 8 | Eight | 8 | Eight |  | 8 | Eight | #REF! | 1 | 1 | 0 | 0 | #REF!
9 | Nine |  | 9 | Nine | 9 | Nine |  | 9 | Nine | #REF! | 1 | 1 | 0 | 1 | #REF!
10 | Ten |  | 10 | Ten | 10 | Ten |  | 10 | Ten | #REF! | 1 | 1 | 1 | 0 | #REF!
11 | Eleven |  | 11 | Eleven | 11 | Eleven |  | 11 | Eleven | #REF! | 1 | 1 | 1 | 1 | #REF!
12 | Twelve |  | 12 | Twelve | 12 | Twelve |  | 12 | Twelve
13 | Thirteen |  | 13 | Thirteen | 13 | Thirteen |  | 13 | Thirteen
14 | Fourteen |  | 14 | Fourteen | 14 | Fourteen |  | 14 | Fourteen
15 | Fifteen |  | 15 | Fifteen | 15 | Fifteen |  | 15 | Fifteen
16 | Sixteen |  | 16 | Sixteen | 16 | Sixteen |  | 16 | Sixteen | #REF! | 0 | 0 | 0 | 0 | #REF! | +
17 | Seventeen |  | 17 | Seventeen | 17 | Seventeen |  | 17 | Seventeen | #REF! | 0 | 0 | 0 | 1 | #REF! | /- +
18 | Eighteen |  | 18 | Eighteen | 18 | Eighteen |  | 18 | Eighteen | #REF! | 0 | 0 | 1 | 0 | #REF! | /-
19 | Nineteen |  | 19 | Nineteen | 19 | Nineteen |  | 19 | Nineteen | #REF! | 0 | 0 | 1 | 1 | #REF!
20 | Twenty |  | 20 | Twenty | 20 | Twenty |  | 20 | Twenty | #REF! | 0 | 1 | 0 | 0 | #REF!
21 | Twenty One |  | 21 | Twenty One | 21 | Twenty One |  | 21 | Twenty One | #REF! | 0 | 1 | 0 | 1 | #REF!
22 | Twenty Two |  | 22 | Twenty Two | 22 | Twenty Two |  | 22 | Twenty Two | #REF! | 0 | 1 | 1 | 0 | #REF!
23 | Twenty Three |  | 23 | Twenty Three | 23 | Twenty Three |  | 23 | Twenty Three | #REF! | 0 | 1 | 1 | 1 | #REF!
24 | Twenty Four |  | 24 | Twenty Four | 24 | Twenty Four |  | 24 | Twenty Four | #REF! | 1 | 0 | 0 | 0 | #REF!
25 | Twenty Five |  | 25 | Twenty Five | 25 | Twenty Five |  | 25 | Twenty Five | #REF! | 1 | 0 | 0 | 1 | #REF!
26 | Twenty Six |  | 26 | Twenty Six | 26 | Twenty Six |  | 26 | Twenty Six | #REF! | 1 | 0 | 1 | 0 | #REF!
27 | Twenty Seven |  | 27 | Twenty Seven | 27 | Twenty Seven |  | 27 | Twenty Seven | #REF! | 1 | 0 | 1 | 1 | #REF!
28 | Twenty Eight |  | 28 | Twenty Eight | 28 | Twenty Eight |  | 28 | Twenty Eight | #REF! | 1 | 1 | 0 | 0 | #REF!
29 | Twenty Nine |  | 29 | Twenty Nine | 29 | Twenty Nine |  | 29 | Twenty Nine | #REF! | 1 | 1 | 0 | 1 | #REF!
30 | Thirty |  | 30 | Thirty | 30 | Thirty |  | 30 | Thirty | #REF! | 1 | 1 | 1 | 0 | #REF!
31 | Thirty One |  | 31 | Thirty One | 31 | Thirty One |  | 31 | Thirty One | #REF! | 1 | 1 | 1 | 1 | #REF!
32 | Thirty Two |  | 32 | Thirty Two | 32 | Thirty Two |  | 32 | Thirty Two
33 | Thirty Three |  | 33 | Thirty Three | 33 | Thirty Three |  | 33 | Thirty Three
34 | Thirty Four |  | 34 | Thirty Four | 34 | Thirty Four |  | 34 | Thirty Four
35 | Thirty Fivr |  | 35 | Thirty Fivr | 35 | Thirty Fivr |  | 35 | Thirty Fivr
36 | Thirty Six |  | 36 | Thirty Six | 36 | Thirty Six |  | 36 | Thirty Six
37 | Thirty Seven |  | 37 | Thirty Seven | 37 | Thirty Seven |  | 37 | Thirty Seven
38 | Thirty Eight |  | 38 | Thirty Eight | 38 | Thirty Eight |  | 38 | Thirty Eight
39 | Thirty Nine |  | 39 | Thirty Nine | 39 | Thirty Nine |  | 39 | Thirty Nine
40 | Forty |  | 40 | Forty | 40 | Forty |  | 40 | Forty
41 | Forty One |  | 41 | Forty One | 41 | Forty One |  | 41 | Forty One
42 | Forty Two |  | 42 | Forty Two | 42 | Forty Two |  | 42 | Forty Two
43 | Forty Three |  | 43 | Forty Three | 43 | Forty Three |  | 43 | Forty Three
44 | Forty Four |  | 44 | Forty Four | 44 | Forty Four |  | 44 | Forty Four
45 | Forty Five |  | 45 | Forty Five | 45 | Forty Five |  | 45 | Forty Five
46 | Forty Six |  | 46 | Forty Six | 46 | Forty Six |  | 46 | Forty Six
47 | Forty Seven |  | 47 | Forty Seven | 47 | Forty Seven |  | 47 | Forty Seven
48 | Forty Eight |  | 48 | Forty Eight | 48 | Forty Eight |  | 48 | Forty Eight
49 | Forty Nine |  | 49 | Forty Nine | 49 | Forty Nine |  | 49 | Forty Nine
50 | Fifty |  | 50 | Fifty | 50 | Fifty |  | 50 | Fifty
51 | Fifty One |  | 51 | Fifty One | 51 | Fifty One |  | 51 | Fifty One
52 | Fifty Two |  | 52 | Fifty Two | 52 | Fifty Two |  | 52 | Fifty Two
53 | Fifty Three |  | 53 | Fifty Three | 53 | Fifty Three |  | 53 | Fifty Three
54 | Fifty Four |  | 54 | Fifty Four | 54 | Fifty Four |  | 54 | Fifty Four
55 | Fifty Five |  | 55 | Fifty Five | 55 | Fifty Five |  | 55 | Fifty Five
56 | Fifty Six |  | 56 | Fifty Six | 56 | Fifty Six |  | 56 | Fifty Six
57 | Fifty Seven |  | 57 | Fifty Seven | 57 | Fifty Seven |  | 57 | Fifty Seven
58 | Fifty Eight |  | 58 | Fifty Eight | 58 | Fifty Eight |  | 58 | Fifty Eight
59 | Fifty Nine |  | 59 | Fifty Nine | 59 | Fifty Nine |  | 59 | Fifty Nine
60 | Sixty |  | 60 | Sixty | 60 | Sixty |  | 60 | Sixty
61 | Sixty One |  | 61 | Sixty One | 61 | Sixty One |  | 61 | Sixty One
62 | Sixty Two |  | 62 | Sixty Two | 62 | Sixty Two |  | 62 | Sixty Two
63 | Sixty Three |  | 63 | Sixty Three | 63 | Sixty Three |  | 63 | Sixty Three
64 | Sixty Four |  | 64 | Sixty Four | 64 | Sixty Four |  | 64 | Sixty Four
65 | Sixty Five |  | 65 | Sixty Five | 65 | Sixty Five |  | 65 | Sixty Five
66 | Sixty Six |  | 66 | Sixty Six | 66 | Sixty Six |  | 66 | Sixty Six
67 | Sixty Seven |  | 67 | Sixty Seven | 67 | Sixty Seven |  | 67 | Sixty Seven
68 | Sixty Eight |  | 68 | Sixty Eight | 68 | Sixty Eight |  | 68 | Sixty Eight
69 | Sixty Nine |  | 69 | Sixty Nine | 69 | Sixty Nine |  | 69 | Sixty Nine
70 | Seventy |  | 70 | Seventy | 70 | Seventy |  | 70 | Seventy
71 | Seventy One |  | 71 | Seventy One | 71 | Seventy One |  | 71 | Seventy One
72 | Seventy Two |  | 72 | Seventy Two | 72 | Seventy Two |  | 72 | Seventy Two
73 | Seventy Three |  | 73 | Seventy Three | 73 | Seventy Three |  | 73 | Seventy Three
74 | Seventy Four |  | 74 | Seventy Four | 74 | Seventy Four |  | 74 | Seventy Four
75 | Seventy Five |  | 75 | Seventy Five | 75 | Seventy Five |  | 75 | Seventy Five
76 | Seventy Six |  | 76 | Seventy Six | 76 | Seventy Six |  | 76 | Seventy Six
77 | Seventy Seven |  | 77 | Seventy Seven | 77 | Seventy Seven |  | 77 | Seventy Seven
78 | Seventy Eight |  | 78 | Seventy Eight | 78 | Seventy Eight |  | 78 | Seventy Eight
79 | Seventy Nine |  | 79 | Seventy Nine | 79 | Seventy Nine |  | 79 | Seventy Nine
80 | Eighty |  | 80 | Eighty | 80 | Eighty |  | 80 | Eighty
81 | Eighty One |  | 81 | Eighty One | 81 | Eighty One |  | 81 | Eighty One
82 | Eighty Two |  | 82 | Eighty Two | 82 | Eighty Two |  | 82 | Eighty Two
83 | Eighty Three |  | 83 | Eighty Three | 83 | Eighty Three |  | 83 | Eighty Three
84 | Eighty Four |  | 84 | Eighty Four | 84 | Eighty Four |  | 84 | Eighty Four
85 | Eighty Five |  | 85 | Eighty Five | 85 | Eighty Five |  | 85 | Eighty Five
86 | Eighty Six |  | 86 | Eighty Six | 86 | Eighty Six |  | 86 | Eighty Six
87 | Eighty Seven |  | 87 | Eighty Seven | 87 | Eighty Seven |  | 87 | Eighty Seven
88 | Eighty Eight |  | 88 | Eighty Eight | 88 | Eighty Eight |  | 88 | Eighty Eight
89 | Eighty Nine |  | 89 | Eighty Nine | 89 | Eighty Nine |  | 89 | Eighty Nine
90 | Ninety |  | 90 | Ninety | 90 | Ninety |  | 90 | Ninety
91 | Ninety One |  | 91 | Ninety One | 91 | Ninety One |  | 91 | Ninety One
92 | Ninety Two |  | 92 | Ninety Two | 92 | Ninety Two |  | 92 | Ninety Two
93 | Ninety Three |  | 93 | Ninety Three | 93 | Ninety Three |  | 93 | Ninety Three
94 | Ninety Four |  | 94 | Ninety Four | 94 | Ninety Four |  | 94 | Ninety Four
95 | Ninety Five |  | 95 | Ninety Five | 95 | Ninety Five |  | 95 | Ninety Five
96 | Ninety Six |  | 96 | Ninety Six | 96 | Ninety Six |  | 96 | Ninety Six
97 | Ninety Seven |  | 97 | Ninety Seven | 97 | Ninety Seven |  | 97 | Ninety Seven
98 | Ninety Eight |  | 98 | Ninety Eight | 98 | Ninety Eight |  | 98 | Ninety Eight
99 | Ninety Nine |  | 99 | Ninety Nine | 99 | Ninety Nine |  | 99 | Ninety Nine
100 | One Hundred |  | 100 | One Hundred | 100 | One Hundred |  | 100 | One Hundred
BG VALUE:
#REF!
#REF!
#REF! | #REF!
#REF! | #REF! | #REF!
#REF! | #REF! | #REF!
#REF! | #REF! | #REF!
#REF! | #REF! | #REF!
#REF! | #REF! | #REF!
1 | One
2 | Two
3 | Three
4 | Four
5 | Five
6 | Six
7 | Seven
8 | Eight
9 | Nine
10 | Ten
11 | Eleven
12 | Twelve
13 | Thirteen
14 | Fourteen
15 | Fifteen
16 | Sixteen
17 | Seventeen
18 | Eighteen
19 | Nineteen
20 | Twenty
21 | Twenty One
22 | Twenty Two
23 | Twenty Three
24 | Twenty Four
25 | Twenty Five
26 | Twenty Six
27 | Twenty Seven
28 | Twenty Eight
29 | Twenty Nine
30 | Thirty
31 | Thirty One
32 | Thirty Two
33 | Thirty Three
34 | Thirty Four
35 | Thirty Fivr
36 | Thirty Six
37 | Thirty Seven
38 | Thirty Eight
39 | Thirty Nine
40 | Forty
41 | Forty One
42 | Forty Two
43 | Forty Three
44 | Forty Four
45 | Forty Five
46 | Forty Six
47 | Forty Seven
48 | Forty Eight
49 | Forty Nine
50 | Fifty
51 | Fifty One
52 | Fifty Two
53 | Fifty Three
54 | Fifty Four
55 | Fifty Five
56 | Fifty Six
57 | Fifty Seven
58 | Fifty Eight
59 | Fifty Nine
60 | Sixty
61 | Sixty One
62 | Sixty Two
63 | Sixty Three
64 | Sixty Four
65 | Sixty Five
66 | Sixty Six
67 | Sixty Seven
68 | Sixty Eight
69 | Sixty Nine
70 | Seventy
71 | Seventy One
72 | Seventy Two
73 | Seventy Three
74 | Seventy Four
75 | Seventy Five
76 | Seventy Six
77 | Seventy Seven
78 | Seventy Eight
79 | Seventy Nine
80 | Eighty
81 | Eighty One
82 | Eighty Two
83 | Eighty Three
84 | Eighty Four
85 | Eighty Five
86 | Eighty Six
87 | Eighty Seven
88 | Eighty Eight
89 | Eighty Nine
90 | Ninety
91 | Ninety One
92 | Ninety Two
93 | Ninety Three
94 | Ninety Four
95 | Ninety Five
96 | Ninety Six
97 | Ninety Seven
98 | Ninety Eight
99 | Ninety Nine
100 | One Hundred