## Basic (hidden)
Package Name | Augmentation of Transformation capacity at 400/220kV Trivandrum SS in Kerala by 500MVA, 400/220kV ICT (4th) along with associated 2 number 400kV bays & 1 number 220kV Bay
Package Code | SubStation
Specification No. | Ref. No: SRTS-II/C&M/WC-4486/2025--------------------- Specification Nos: SR2/NT/W-AIS/DOM/C00/25/10874

## Instructions
General Instruction to the Bidders for filling up this workbook of Price Schedules for Package SS01
I | While filling up the worksheets following may please be observed :
| (i) | Fill up only green shaded cells.
| (ii) | Certain data type entries have been restricted, such as Numeric values or limits of numeric values.
| (iii) | Select only the options provided in pull down menus.
| (iv) | Do not link any cell of this work book with any other work book.
| (v) | Do not use copy & paste or cut & paste options for filling up the data.
| (vi) | Do not reformat any of the cell of the work book.
II | This Workbook consists of following worksheets :
Cover :
Opening page of the workbook.
Names of Bidder :
| ● | Select Bidder from the pull down menu. Do not leave this cell blank.
| ● | Select nos. of the JV Partners other than the Lead Partner from drop down menu.
| ● | In case of JV partners more than 2, enter details of 3rd & more partners along with details of 2nd partner.
| ● | Fill up names and address of the Bidder and /or Joint Venture.
| ● | Fill up date in dd-mmm-yyyy format from drop down menu.
| ● | Click for Sch-1 given at the right top of the worksheet to go to Sch-1.
Sch-1 (Ex-works Prices) :
| ● | Fill up unit rates for all the items in numeric values greater than 0 (zero). If unit rate is left blank, the corresponding item shall be deemed to be included in the total price.
| ● | Corresponding cell for mode of transaction shall be come enable only after filling up the unit rate, therefore first fill up the unit rate and then mode of transaction for the corresponding item.
| ● | Total amount shall get calculated automatically.
| ● | Type Test charges shall appear automatically after filling up Sch-7 appropriately.
Sch-2 (Freight & Insurance Charges) :
| ● | Fill up unit rates for all the items in numeric values greater than 0 (zero). If unit rate is left blank, the corresponding item shall be deemed to be included in the total price.
| ● | Total amount shall get calculated automatically.
Sch-3 (Erection Charges) :
| ● | Fill up unit rates for all the items in numeric values greater than 0 (zero). If unit rate is left blank, the corresponding item shall be deemed to be included in the total price.
| ● | Total amount shall get calculated automatically.
Sch-4 (Training Charges) :
| ● | Not applicable, hence no cell is required to be filled up.
Sch-5 (Summary of Taxes and Duties applicable on the Services) :
| ● | No cell is required to be filled in by the bidder in this worksheet.
Sch -6 :
| ● | Summary of all the Schedules without considering discount (mentioned in the work sheet discount) shall be displayed automatically.
| ● | No cell is required to be filled in by the bidder in this worksheet.
Sch-7 (Type Test Charges) :
| ● | Fill up the rates & location where type tests are proposed.
| ● | Total of this Sch-7 shall automatically appear in Sch-1.
Bid from 2nd Envelope :
| ● | Fill up ref. no. as bidder's ref no. of this letter.
| ● | This letter shall consider the net price as per Sch-6 (After Discount).
| ● | Fill up names & Designation of the representatives of other JV partner(s) if the bidder is JV (Joint Venture) .
| ● | Fill up additional information as required.
* * *
Happy Bidding !
Click to Proceed

## Cover
REV_01
Price Schedules | Augmentation of Transformation capacity at 400/220kV Trivandrum SS in Kerala by 500MVA, 400/220kV ICT (4th) along with associated 2 number 400kV bays & 1 number 220kV Bay |  | SubStation
Ref. No: SRTS-II/C&M/WC-4486/2025--------------------- Specification Nos: SR2/NT/W-AIS/DOM/C00/25/10874
| 1 | Fill up only green shaded cells in Sch-1, Sch-2, Sch-3 and Bid Form 2nd Envelope.
| 2 | All the cells in Sch-5 & Sch-6 are auto filled, therefore no cell is required to be filled up there.
| 3 | Instructions / error messages, if any, will be displayed automatically after selecting the cell.
| 4 | After filling up all the schedues, save the file, take print out of all the schedules and Bid form and sign & stamp and submit them as hard copy of the 2nd envelope (Price part) of the bid. Also ensure to submit the soft copy of the the same file on CD/ DVD.
Click to skip Instructions & Proceed
Click for Detailed General Instructions
General guidelines for filling up the Price Schedules

## Names of Bidder
Augmentation of Transformation capacity at 400/220kV Trivandrum SS in Kerala by 500MVA, 400/220kV ICT (4th) along with associated 2 number 400kV bays & 1 number 220kV Bay
Ref. No: SRTS-II/C&M/WC-4486/2025--------------------- Specification Nos: SR2/NT/W-AIS/DOM/C00/25/10874 |  |  |  |  | Sole Bidder
Others
Enter following details of the bidder
Specify type of Bidder [Select from drop down menu] | Others |  |  | 2
2 or More
Name of Lead Partner
Address of Lead Partner
Name of other Partner - 1
Address of other Partner - 1
…….. …….. …….. …….. …….. ……..
…….. …….. …….. …….. …….. ……..
Name of other Partner - 2 (more, if any) | …….. …….. …….. …….. …….. ……..
Address of other Partner - 2 (more, if any) | …….. …….. …….. …….. …….. ……..
…….. …….. …….. …….. …….. ……..
…….. …….. …….. …….. …….. ……..
Printed Name
Designation
email ID of Bid Signatory
Mobile No. of Bid Signatory
Tel No. of Bid Signatory
Fax No. of Bid Signatory
Date |  | 2025 | 31
Place
Click for Sch-1

## Sch-1. (hidden)
Ref. No: SRTS-II/C&M/WC-4486/2025--------------------- Specification Nos: SR2/NT/W-AIS/DOM/C00/25/10874 | [9 empty] | Schedule - 1
Augmentation of Transformation capacity at 400/220kV Trivandrum SS in Kerala by 500MVA, 400/220kV ICT (4th) along with associated 2 number 400kV bays & 1 number 220kV Bay
(SCHEDULE OF RATES AND PRICES)
Bidder’s Name and Address (Lead Partner) : | [7 empty] | To:
Sr.General Manager,
C&M Department
Name : | [7 empty] | Power Grid Corporation of India Ltd.,
Address : | [7 empty] | SR-II,RHQ
Singanayakanahalli,Yelahanka
Bangalore -560064
Plant and Equipment (including Mandatory Spares Parts) to be supplied, including Type Test Charges for Tests to be conducted
All Prices are in Indian Rupees.
SI. No. | HSN Code | Whether HSN in column ‘ 2’ is confirmed. If not indicate applicable the HSN code * | Rate of GST applicable ( in %) | Whether rate of GST in column ‘ 4 ’ is confirmed. If not indicate applicable rate of GST * | Item Description | Unit | Qty. | Unit Ex-works price (excluding GST) | Total Ex-works price (excluding GST) | GST TAX as confirmed by Bidder
1 | 2 | 3 | 4 | 5 | 6 | 7 | 8 | 9 | 10 = 8 x 9 | 11
I |  |  |  |  | SubStation | [5 empty] | Revaluation of J column | Tax Calculation
Part A - Indoor components of LT System
1 | 222222 |  | 18% | confirmed | 415V AC Main Switch Board as per the TS enclosed. | Set | 1 |  | Included | 0 | 0 | 0
2 | 2 |  | 18% |  | 415V ACDB- I as per the TS enlosed. | Set | 1 |  | Included | 0 | 0 | 0
3 | 2 |  | 18% |  | 415V ACDB- II as per the TS enclosed | Set | 1 |  | Included | 0 | 0 | 0
4 | 2 |  | 18% |  | 415V AC Main Lighting Distribution Board including two nos 100KVA rated lighting transformers as per the TS enclosed | Set | 1 |  | Included | 0 | 0 | 0
5 | 2 |  | 18% |  | 415V AC Emergency Lighting Distribution Board including one no 100KVA rated lighting transformers. | Set | 1 |  | Included | 0 | 0 | 0
6 | 2 |  | 18% |  | 415V AC Emergency Diesel Switchgear | Set | 1 |  | Included | 0 | 0 | 0
7 | 2 |  | 18% |  | 415V ACDB for colony lighting | Set | 2 |  | Included | 0 | 0 | 0
8 | 2 |  | 18% |  | 415V Air conditioning DB | Set | 1 |  | Included | 0 | 0 | 0
9 | 2 |  | 18% |  | 48V DCDB | Nos | 2 |  | Included | 0 | 0 | 0
10 | 2 |  | 18% |  | 220V DCDB | Nos | 2 |  | Included | 0 | 0 | 0
11 | 2 |  | 18% |  | Mandatory Spares as per the BOM in Vol-II | Lot | 1 |  | Included | 0 | 0 | 0
Part B - Out door components of LT system | [10 empty] | 0 | 0
1 | 1 |  | 18% |  | 630KVA, 22kV/433V, DYn1 LT transformer | Nos | 2 |  | Included | 0 | 0 | 0
2 | 1 |  | 18% |  | 33kV, 200A, Horn Gap fuse(1Ph) as per the TS enclosed. | Nos. | 6 |  | Included | 0 | 0 | 0
3 | 1 |  | 18% |  | 33KV, 630A, 3Ph, 25KA/3sec, manual operated HDB electrically ganged Isolator without earth switch as per the TS enclosed. | Nos. | 2 |  | Included | 0 | 0 | 0
4 | 1 |  | 18% |  | 22KV/433V Potential transformer (1Ph) as per the TS enclosed. | Nos. | 6 |  | Included | 0 | 0 | 0
5 | 1 |  | 18% |  | 18KV, 10KA , Class-III Surge arrestors as per TS enclosed. | Nos. | 6 |  | Included | 0 | 0 | 0
6 | 1 |  | 18% |  | 33KV Post insulators | Nos. | 24 |  | Included | 0 | 0 | 0
7 | 1 |  | 18% |  | H-Pole structure for 22KV sytem as per the indicative drawing enclosed, | Set | 2 |  | Included | 0 | 0 | 0
8 | 1 |  | 18% |  | Conductor, Clamps,Connector including equipment connectors earthing materials for 22KV system equipments including LT transformer neutral earthing, risers, Lighting spike, GI flats for earthing the structures, Equipments etc for connection of LT transformer and other 22KV equipments | Set | 2 |  | Included | 0 | 0 | 0
9 | 1 |  | 18% |  | 1CX630Sq.mm AL.XLPE cable along with clamps, Glands and straight Joints | Km | 1.4 |  | Included | 0 | 0 | 0
10 |  |  |  |  | Mandatory spares for LT transformer | [5 empty] | 0 | 0
a | 1 |  | 18% |  | All Bushings with metal parts | Set | 1 |  | Included | 0 | 0 | 0
b | 1 |  | 18% |  | OTI with sensing device | Set | 1 |  | Included | 0 | 0 | 0
c | 1 |  | 18% |  | Set of valves (o1 no. each type) | Set | 1 |  | Included | 0 | 0 | 0
d | 1 |  | 18% |  | Silica Gel container | Set | 1 |  | Included | 0 | 0 | 0
e | 1 |  | 18% |  | Bucholz relay | Set | 1 |  | Included | 0 | 0 | 0
11 | 1 |  | 18% |  | Mandatory spares for 22KV equipments as per the BOM attached | Lot | 1 |  | Included | 0 | 0 | 0
[10 empty] | 0 |  | 0
[5 empty] | Total Ex-Works Price Excluding GST |  |  |  | 0 |  |  | Total Tax
[5 empty] | Total Type Test charges as per Schedule-7 |  |  |  | 0
[5 empty] | Total Ex-works Price including Type Test charges |  |  |  | 0
[5 empty] | Total GST Tax as confirmed by Bidder |  |  |  |  | 0
Note : | Specify amount of GST on the transaction between the Contractor and the Employer.
* | In case the bidder leaves the cell for confirmation of the HSN code and/or GST rate “blank”, the HSN code and corresponding GST rate indicated by the Employer shall be deemed to be the one confirmed by the Bidder.
Date : | --2025
Place : | [5 empty] | Printed Name :
Designation :
Click for Sch-2

## Sch-1 dis (hidden)
Ref. No: SRTS-II/C&M/WC-4486/2025--------------------- Specification Nos: SR2/NT/W-AIS/DOM/C00/25/10874 | [5 empty] | Schedule - 1 |  |  |  | Direct Total | 0 | Others | `
[10 empty] | BO Total | #REF! | 0
Augmentation of Transformation capacity at 400/220kV Trivandrum SS in Kerala by 500MVA, 400/220kV ICT (4th) along with associated 2 number 400kV bays & 1 number 220kV Bay
(SCHEDULE OF RATES AND PRICES : EX-WORKS PRICES)
Bidder’s Name and Address (Lead Partner) : |  |  |  | To:
Contract Services
Name : |  |  |  | Power Grid Corporation of India Ltd., | [7 empty] | , & …….. …….. …….. …….. …….. ……..
Address : |  |  |  | "Saudamini", Plot No.-2
Sector-29,
Gurgaon (Haryana) - 122001
Plant and Equipment (including Mandatory Spares Parts) to be supplied, including Type Test Charges for Tests to be conducted. | [10 empty] | Direct
[6 empty] | All Prices are in Indian Rupees. |  |  |  |  | Bought-Out
SI. No. | Item Description | Unit | Qty. | Unit Ex-works price | Total Ex-works price | Mode of Transaction (Direct / Bought-out)
1 | 2 | 3 | 4 | 5 | 6 = 4 x 5 | 7
#REF! | #REF!
#REF! | #REF!
#REF! | #REF!
#REF! | #REF! | #REF! | #REF! | #REF! | #REF! | #REF!
#REF! | #REF! | #REF! | #REF! | #REF! | #REF! | #REF!
#REF! | #REF!
#REF! | #REF! | #REF! | #REF! | #REF! | #REF! | #REF!
#REF! | #REF! | #REF! | #REF! | #REF! | #REF! | #REF!
#REF! | #REF!
#REF! | #REF! | #REF! | #REF! | #REF! | #REF! | #REF!
#REF! | #REF! | #REF! | #REF! | #REF! | #REF! | #REF!
#REF! | #REF!
#REF! | #REF!
#REF! | #REF! | #REF! | #REF! | #REF! | #REF! | #REF!
#REF! | #REF! | #REF! | #REF! | #REF! | #REF! | #REF!
#REF! | #REF!
#REF! | #REF! | #REF! | #REF! | #REF! | #REF! | #REF!
#REF! | #REF! | #REF! | #REF! | #REF! | #REF! | #REF!
#REF! | #REF! | #REF! | #REF! | #REF! | #REF! | #REF!
#REF! | #REF! | #REF! | #REF! | #REF! | #REF! | #REF!
#REF! | #REF! | #REF! | #REF! | #REF! | #REF! | #REF!
#REF! | #REF! | #REF! | #REF! | #REF! | #REF! | #REF!
#REF! | #REF!
#REF! | #REF! | #REF! | #REF! | #REF! | #REF! | #REF!
#REF! | #REF!
#REF! | #REF! | #REF! | #REF! | #REF! | #REF! | #REF!
#REF! | #REF! | #REF! | #REF! | #REF! | #REF! | #REF!
#REF! | #REF! | #REF! | #REF! | #REF! | #REF! | #REF!
#REF! | #REF! | #REF! | #REF! | #REF! | #REF! | #REF!
#REF! | #REF!
#REF! | #REF! | #REF! | #REF! | #REF! | #REF! | #REF!
#REF! | #REF! | #REF! | #REF! | #REF! | #REF! | #REF!
#REF! | #REF! | #REF! | #REF! | #REF! | #REF! | #REF!
#REF! | #REF!
#REF! | #REF! | #REF! | #REF! | #REF! | #REF! | #REF!
#REF! | #REF! | #REF! | #REF! | #REF! | #REF! | #REF!
#REF! | #REF! | #REF! | #REF! | #REF! | #REF! | #REF!
#REF! | #REF! | #REF! | #REF! | #REF! | #REF! | #REF!
#REF! | #REF! | #REF! | #REF! | #REF! | #REF! | #REF!
#REF! | #REF!
| #REF! | #REF! | #REF! | #REF! | #REF! | #REF!
#REF!
| #REF! | #REF! | #REF! | #REF! | #REF! | #REF!
| #REF! | #REF! | #REF! | #REF! | #REF! | #REF!
| Total Ex-Works Price Direct |  |  |  | 0 | Direct
| Total Ex-Works Price Bought Out |  |  |  | 0
| Total Ex-Works Price |  |  |  | 0
| Total Type Test charges as per Schedule-7 |  |  |  | #REF! |  |  | #REF! |  | #REF!
| Total Ex-works Price including Type Test charges |  |  |  | #REF! |  |  | #REF! |  | #REF!
[7 empty] | Discount Sch-1 | #REF! | MPD Sch-1 | #REF!
[7 empty] | Dis Alert | #REF!
Note : | Specify amount of Excise Duty, Sales Tax/'VAT and other taxes payable on the transaction between the Contractor and the Employer and octroi/entry tax as applicable for destination site/state on all items of supply including bought-out finished items (to be identified in the Contract), which shall be dispatched directly from the sub-vendor’s works to the Employer’s site (sale-in-transit), separately in Schedule-5. Excise Duty, Sales tax and other levies for all the bought-out items are to be included in the EXW Price (Col. No. 5) only and not to be indicated in Schedule-5.
Date : | --2025
Place : |  |  | Printed Name :
Designation :
Click for Sch-2

## Sch-1
Ref. No: SRTS-II/C&M/WC-4486/2025--------------------- Specification Nos: SR2/NT/W-AIS/DOM/C00/25/10874 | [8 empty] | Schedule - 1
Augmentation of Transformation capacity at 400/220kV Trivandrum SS in Kerala by 500MVA, 400/220kV ICT (4th) along with associated 2 number 400kV bays & 1 number 220kV Bay | [12 empty] | As per Lum-sum |  | 0%
(SCHEDULE OF RATES AND PRICES )- EX-WORKS PRICES | [12 empty] | AS per Percent |  | #REF!
[13 empty] | As per lum-sum on Sch-3 |  | 0%
|  | Bidder’s Name and Address (Lead Partner) : | [5 empty] | To: |  |  |  |  | As per Percent on Sch-3 |  | #REF!
General Manager,
[8 empty] | C&M Department |  |  |  |  | Total Discount |  | #REF!
|  | Name : | [5 empty] | Power Grid Corporation of India Ltd.,
|  | Address : | [5 empty] | SR-II,RHQ
[8 empty] | Singanayakanahalli,Yelahanka |  |  |  |  | Multipackage lum-sum |  | #REF!
Bangalore -560064
[14 empty] | Amount after Discount (Rs.) |  | Dis Alert | Amount after MPD (Rs.)
All Prices are in Indian Rupees.
SI. No. | HSN ( Harmonized System of Nomenclature) | Whether HSN/ SAC in column '2’ is confirmed. If not, indicate applicable HSN/SAC * | Rate of GST applicable ( in %) | Whether rate of GST in column ‘ 4 ’ is confirmed. If not indicate applicable rate of GST * | Description | Unit | Quantity | Unit Rate in Rs. | Total in Rs. | GST TAX as confirmed by Bidder |  |  |  | Unit Erection Charges | Total Erection Charges |  | Unit Erection Charges | Total Erection Charges
1 | 2 | 3 | 4 | 5 | 6 | 7 | 8 | 9 | 10 = 8 x 9 | 11 |  |  |  | 5 | 6 = 4 x 5 |  | 5 | 6 = 4 x 5
|  |  | Trivandrum Bay extension works | [7 empty] | Revaluation of J column | Tax Calculation
I | Supply portion
1 | 85352919 |  | 18% | confirmed | 420kV, 3150A, 63kA Circuit Breaker (3-Phase) without closing resistorand with Support Structure | EA | 1 |  | Included | 0 | 0 | 0
2 | 85359090 |  | 18% | confirmed | 420 kV, 3000A, 63KA, 1-Phase CurrentTransformer with 120% extended currentrating | EA | 6 |  | Included | 0 | 0 | 0
3 | 85353090 |  | 18% | confirmed | 420kV, 3150A, 63KA, Isolator (3-phase)(Double Break) with one E/S | EA | 6 |  | Included | 0 | 0 | 0
4 | 85354010 |  | 18% | confirmed | 336kV Surge Arrester (1-phase) | EA | 3 |  | Included | 0 | 0 | 0
5 | 85432040 |  | 18% | confirmed | 420 kV, 1 phase Bus Post Insulator (except for Line Traps) | EA | 12 |  | Included | 0 | 0 | 0
6 | 85352919 |  | 18% | confirmed | 420kV, 3150A, 63KA Circuit Breaker (3-Phase) with closing resistor with support structure | EA | 1 |  | Included | 0 | 0 | 0
7 | 85359090 |  | 18% | confirmed | 245kV, 1600A, 50KA Circuit Breaker(3-Phase) with support structure | EA | 1 |  | Included | 0 | 0 | 0
8 | 85359090 |  | 18% | confirmed | 245 kV, 1600A, 50KA, 1-Phase CurrentTransformer with 120% extended currentrating | EA | 3 |  | Included | 0 | 0 | 0
9 | 85353090 |  | 18% | confirmed | 245kV, 1600A, 50 KA, 3-phase DoubleBreak Isolator with one E/S | EA | 1 |  | Included | 0 | 0 | 0
10 | 85353090 |  | 18% | confirmed | 245kV, 1600A, 50 KA, 3-phase DoubleBreak Isolator with two E/S | EA | 1 |  | Included | 0 | 0 | 0
11 | 85353090 |  | 18% | confirmed | 245KV, 1600 A, 50KA, 3-PHASE, DOUBLE BREAK TANDEM ISOLATOR WITHOUT E/S | EA | 2 |  | Included | 0 | 0 | 0
12 | 85354010 |  | 18% | confirmed | 216kV Surge Arrester (1-phase) | EA | 3 |  | Included | 0 | 0 | 0
13 | 85432040 |  | 18% | confirmed | 245 kV, 1 phase Bus Post Insulator (except for Line Traps) | EA | 15 |  | Included | 0 | 0 | 0
14 | 72169990 |  | 18% | confirmed | Erection Hardware for 400kV I type layout-Transformer bay as pertechnical specification | SET | 1 |  | Included | 0 | 0 | 0
15 | 72169990 |  | 18% | confirmed | Erection Hardware for 400kV I type layout-Spare bay of half dia as pertechnical specification | SET | 1 |  | Included | 0 | 0 | 0
16 | 72169990 |  | 18% | confirmed | Erection Hardware for 400kV I type layout-Bus Work (For two diameters)as per technical specification | SET | 2 |  | Included | 0 | 0 | 0
17 | 72169990 |  | 18% | confirmed | Erection Hardware for 220kV layout (Double Main and TransferScheme)-Bus work (two Bay) as per technical specification | SET | 1 |  | Included | 0 | 0 | 0
18 | 72169990 |  | 18% | confirmed | Erection Hardware for 220kV layout (Double Main and TransferScheme)-Transformer Bay as per technical specification | SET | 1 |  | Included | 0 | 0 | 0
19 | 85371000 |  | 18% | confirmed | Augmentation of existing 400kV bus bar protection scheme | SET | 1 |  | Included | 0 | 0 | 0
20 | 85371000 |  | 18% | confirmed | 400kV Circuit Breaker Relay Panel without Auto Reclose | EA | 1 |  | Included | 0 | 0 | 0
21 | 85371000 |  | 18% | confirmed | 400kV Circuit Breaker Relay Panel with Auto Reclose | EA | 1 |  | Included | 0 | 0 | 0
22 | 85371000 |  | 18% | confirmed | 400kV Transformer Protection Panel (For both HV & MV side) | EA | 1 |  | Included | 0 | 0 | 0
23 | 85371000 |  | 18% | confirmed | Control panel for 400kV Diameter (For One-half Breaker Scheme) | EA | 1 |  | Included | 0 | 0 | 0
24 | 85389000 |  | 18% | confirmed | BAY CONTROL UNIT INCLUDING INTERFACE ACCESSORIES INTEGRATION WITHNTAMC AS PER TECHNICAL SPECIFICATION. | EA | 2 |  | Included | 0 | 0 | 0
25 | 85389000 |  | 18% | confirmed | Controlled Switching Device for 420 kV, 3-ph Circuit Breaker | EA | 2 |  | Included | 0 | 0 | 0
26 | 85371000 |  | 18% | confirmed | Augmentation of existing 220kV bus bar protection scheme | SET | 1 |  | Included | 0 | 0 | 0
27 | 85371000 |  | 18% | confirmed | 220kV Circuit Breaker Relay Panel without Auto Reclose | EA | 1 |  | Included | 0 | 0 | 0
28 | 85371000 |  | 18% | confirmed | Simplex Control Panel for 220kV (Bus Scheme as per SLD) Two bays | EA | 1 |  | Included | 0 | 0 | 0
29 | 85389000 |  | 18% | confirmed | Multi-function transducers | EA | 2 |  | Included | 0 | 0 | 0
30 | 85389000 |  | 18% | confirmed | Analog Input (AI) Card | EA | 1 |  | Included | 0 | 0 | 0
31 | 85389000 |  | 18% | confirmed | Digital Input (DI) Card | EA | 1 |  | Included | 0 | 0 | 0
32 | 85287390 |  | 18% | confirmed | COLOR IP CAMERA, WITH PAN, TILT AND ZOOM FACILITIES, ALONGWITH ALLREQUIRED ITEMS, ACCESSORIES, LINE INTERFACE UNITS, FIBER PATCH CORDS,POWER SUPPLY UNITS, JUNCTION BOXES, CABLES, FIBER OPTIC CABLES, ETC.,AND INCLUDING INTEGRATION IN EXISTING HARDWARE AND SOFTWARE FORAUGMENTATION OF VISUAL MONITORING SYSTEM AS PER TECHNICALSPECIFICATION. | SET | 1 |  | Included | 0 | 0 | 0
33 | 94059900 |  | 18% | confirmed | Illumination System for switchyard panel room of 6 m length | LS | 2 |  | Included | 0 | 0 | 0
34 | 94059900 |  | 18% | confirmed | FIRE WALL MOUNTED LED LUMINARIE TYPE FL-2 (250W) | EA | 4 |  | Included | 0 | 0 | 0
35 | 94059900 |  | 18% | confirmed | LED STREET LIGHT LUMINAIRE TYPE SL-L1 (= 45W)AS PER TECHNICALSPECIFICATION | EA | 15 |  | Included | 0 | 0 | 0
36 | 94059900 |  | 18% | confirmed | TYPE L1 STREET LIGHTING POLE OF 6 METER AS PER TECHNICALSPECIFICATION. | EA | 15 |  | Included | 0 | 0 | 0
37 | 94059900 |  | 18% | confirmed | Outdoor Power Receptacle for oilfiltration unit | EA | 1 |  | Included | 0 | 0 | 0
38 | 85371000 |  | 18% | confirmed | Lighting Panel type ACP-2 as per technical specification | EA | 2 |  | Included | 0 | 0 | 0
39 | 85371000 |  | 18% | confirmed | Lighting panel ACP-2 for Street Lighting | EA | 2 |  | Included | 0 | 0 | 0
40 | 94051090 |  | 18% | confirmed | LED FLOOD LIGHT LUMINARIESTYPE FL-1 (150W) AS PER TECHNICALSPECIFICATION | EA | 16 |  | Included | 0 | 0 | 0
41 | 94059900 |  | 18% | confirmed | LIGHTING FIXTURE LED LUMINAIRES TYPE FL2 AS PER TECH. SPECIFICATIONS | EA | 16 |  | Included | 0 | 0 | 0
42 | 84151090 |  | 18% | confirmed | Air conditioning system for Switchyard Panel Room of 6m length | SET | 2 |  | Included | 0 | 0 | 0
43 | 82428990 |  | 18% | confirmed | HVW spray system, Hydrant system and complete U/G & O/G piping andaccessories etc. out side the pump house for 500MVA , 400KV/220/33kV, 3-phase Autotransformer | SET | 1 |  | Included | 0 | 0 | 0
44 | 85311020 |  | 18% | confirmed | Fire Detection and Alarm System for Switchyard Panel Room of 6 mlength | SET | 2 |  | Included | 0 | 0 | 0
45 | 84241000 |  | 18% | confirmed | PORTABLE FIRE EXTINGUISHER-DCP TYPE 4.5/5 KG | EA | 2 |  | Included | 0 | 0 | 0
46 | 84241000 |  | 18% | confirmed | 4.5 kg CO2 type Portable Fire extinguisher | EA | 2 |  | Included | 0 | 0 | 0
47 | 85446020 |  | 18% | confirmed | 1.1kV grade Power Cables (PVCinsulated) lugs,glands,straight joints &accessories,etc. | LS | 1 |  | Included | 0 | 0 | 0
48 | 85446020 |  | 18% | confirmed | 1.1kV grade Control Cables (PVCinsulated) lugs,glands,straight joints &accessories,etc. | LS | 1 |  | Included | 0 | 0 | 0
49 | 85446020 |  | 18% | confirmed | 1.1kV grade Power Cables (XLPEinsulated) lugs,glands,straight joints &accessories,etc. | LS | 1 |  | Included | 0 | 0 | 0
50 | 72159090 |  | 18% | confirmed | 40 MM MS ROD FOR MAIN EARTHMAT | KM | 4 |  | Included | 0 | 0 | 0
51 | 85446020 |  | 18% | confirmed | 1.1KV grade 3CX2.5 SQMM Control cable | KM | 8 |  | Included | 0 | 0 | 0
52 | 85446020 |  | 18% | confirmed | 1.1KV grade 5CX2.5 SQMM Control cable | KM | 7 |  | Included | 0 | 0 | 0
53 | 85446020 |  | 18% | confirmed | 1.1KV grade 10CX2.5 SQMM Control cable | KM | 4 |  | Included | 0 | 0 | 0
54 | 85446020 |  | 18% | confirmed | 1.1KV grade 19CX1.5 SQMM Control cable | KM | 3 |  | Included | 0 | 0 | 0
55 | 85446020 |  | 18% | confirmed | 1.1KV grade 27CX1.5 SQMM Control cable | KM | 2 |  | Included | 0 | 0 | 0
56 | 85446020 |  | 18% | confirmed | 1.1KV grade 2CX6 SQMM (PVC) Power cable | KM | 3 |  | Included | 0 | 0 | 0
57 | 85446020 |  | 18% | confirmed | 1.1KV grade 4CX6 SQMM (PVC) Power cable | KM | 3 |  | Included | 0 | 0 | 0
58 | 85446020 |  | 18% | confirmed | 1.1KV grade 4CX16 SQMM (PVC) Power cable | KM | 2 |  | Included | 0 | 0 | 0
59 | 85446020 |  | 18% | confirmed | 1.1KV grade 3.5CX35 SQMM (PVC) Power cable | KM | 2 |  | Included | 0 | 0 | 0
60 | 85446020 |  | 18% | confirmed | 1.1KV grade 3.5CX70 SQMM (PVC) Power cable | KM | 3 |  | Included | 0 | 0 | 0
61 | 85446020 |  | 18% | confirmed | 4PAIR, 0.5SQMM SCREENED CABLE | KM | 1 |  | Included | 0 | 0 | 0
62 | 85371000 |  | 18% | confirmed | Digital RTCC Panel | SET | 1 |  | Included | 0 | 0 | 0
63 | 85371000 |  | 18% | confirmed | Digital RTCC Relay | EA | 1 |  | Included | 0 | 0 | 0
64 | 73082011 |  | 18% | confirmed | Fabrication, galvanising and supply of Lattice Structures (MS Steel),to be designed during detailed engineering, for towers, beams andequipment support structure including pack plates / packwashers andgusset plates excluding fasteners and foundation bolts | MT | 295 |  | Included | 0 | 0 | 0
65 | 73082011 |  | 18% | confirmed | Fabrication, galvanising and supply of fasteners ( nuts, bolts andwashers ) including step bolts for lattice and pipe structures to bedesigned during detailed engineering | MT | 14 |  | Included | 0 | 0 | 0
66 | 73082011 |  | 18% | confirmed | Fabrication, galvanising and supply of foundation bolts including nuts,checknut and washers for lattice and pipe structures to be designed during detailed engineering | MT | 17 |  | Included | 0 | 0 | 0
MANDATORY SPARES
67 | 85352919 |  | 18% | confirmed | One Pole of 420kV, 3150A, 63kA SF6circuit breaker including gradingcapacitor (if applicable),pole column,interrupter,operating mechanism andMarshalling Box but without supportstructure | EA | 1 |  | Included | 0
68 | 85389000 |  | 18% | confirmed | Grading capacitors (if applicable) for 420kV SF6 Circuit Breaker | EA | 2 |  | Included | 0 | 0 | 0
69 | 85389000 |  | 18% | confirmed | Rubber gasket, O rings and seals for SF6 gas (complete replacement forone 420kV SF6 Circuit Breaker) | SET | 1 |  | Included | 0 | 0 | 0
70 | 85389000 |  | 18% | confirmed | Trip coil with resistor for 420kV SF6 Circuit Breaker | SET | 2 |  | Included | 0 | 0 | 0
71 | 85389000 |  | 18% | confirmed | Closing coil with resistor for 420kV SF6 Circuit Breaker | EA | 1 |  | Included | 0 | 0 | 0
72 | 85389000 |  | 18% | confirmed | Terminal pad for 420kV SF6 Circuit Breaker | EA | 2 |  | Included | 0 | 0 | 0
73 | 85389000 |  | 18% | confirmed | Molecular filter for 420kV SF6 Circuit Breaker | EA | 2 |  | Included | 0 | 0 | 0
74 | 85389000 |  | 18% | confirmed | Corona rings (1 No of each type) for 420 kV Circuit Breaker | SET | 1 |  | Included | 0 | 0 | 0
75 | 85389000 |  | 18% | confirmed | Relays, Power contactors, SFU, limit switches, push buttons, timers &MCB etc. (1 No of each type) for 420kV Circuit Breaker | SET | 1 |  | Included | 0 | 0 | 0
76 | 85389000 |  | 18% | confirmed | SF6 Pressure gauge cum switch OR Density monitors and pressure switchas applicable (1 no. of each type) | SET | 1 |  | Included | 0 | 0 | 0
77 | 85389000 |  | 18% | confirmed | Aux. Switch/contact assembly for 420kV SF6 Circuit Breaker | SET | 1 |  | Included | 0 | 0 | 0
78 | 85389000 |  | 18% | confirmed | Operation counter for Circuit Breaker | EA | 1 |  | Included | 0 | 0 | 0
79 | 85389000 |  | 18% | confirmed | COMPLETE SPRING OPERATING MECHANISM FOR 420 KV SF6 CIRCUIT BREAKER | EA | 1 |  | Included | 0 | 0 | 0
80 | 85389000 |  | 18% | confirmed | SF6 GAS (40% ORDERED QUANTITY) | LS | 1 |  | Included | 0 | 0 | 0
81 | 85352919 |  | 18% | confirmed | One Complete Pole of Double BreakIsolator including support Insulatorwith 1 E/s (excluding structure) withMotor Operating Mechanism for 420kV,3150A, 63kA main Isolator and E/S | EA | 1 |  | Included | 0 | 0 | 0
82 | 85389000 |  | 18% | confirmed | COPPER CONTACT FINGERS FOR FEMALE & MALE CONTACTS OF 420KV DOUBLE BREAK ISOLATOR | SET | 2 |  | Included | 0 | 0 | 0
83 | 85389000 |  | 18% | confirmed | Open / Close contactor assembly, timers, key interlock push buttonswitch & auxiliary switches for 420kV Isolator | SET | 1 |  | Included | 0 | 0 | 0
84 | 85389000 |  | 18% | confirmed | Limit switch for 420kV Isolator | SET | 2 |  | Included | 0 | 0 | 0
85 | 85389000 |  | 18% | confirmed | Terminal pads & connectors for 420kV Isolator | EA | 3 |  | Included | 0 | 0 | 0
86 | 85389000 |  | 18% | confirmed | Corona shield rings for 420kV DB Isolator for 1-pole | SET | 3 |  | Included | 0 | 0 | 0
87 | 85359090 |  | 18% | confirmed | 420 kV, 3000A, 63KA, 1-Phase CurrentTransformer with 120% extended currentrating | EA | 1 |  | Included | 0 | 0 | 0
88 | 85354010 |  | 18% | confirmed | 336kV Surge Arrester (1-phase) | EA | 1 |  | Included | 0 | 0 | 0
89 | 85359090 |  | 18% | confirmed | Surge monitor (1-Phase) | EA | 2 |  | Included | 0 | 0 | 0
90 | 85432040 |  | 18% | confirmed | 420 kV, 1 phase Bus Post Insulator (except for Line Traps) | EA | 1 |  | Included | 0 | 0 | 0
91 | 85352919 |  | 18% | confirmed | Complete Pole of 245kV, 1600A, 50kA SF6 Circuit Breaker including closingresistor(if applicable), gradingcapacitor (if applicable), pole column,interrupter with driving mechanism andMarshelling Box but without supportstructure | EA | 1 |  | Included | 0 | 0 | 0
92 | 85389000 |  | 18% | confirmed | Rubber gasket, O rings and seals for SF6 gas (complete replacement forone 245kV SF6 Circuit Breaker) | SET | 2 |  | Included | 0 | 0 | 0
93 | 85389000 |  | 18% | confirmed | Trip coil with resistor for 245kV Circuit Breaker | EA | 2 |  | Included | 0 | 0 | 0
94 | 85389000 |  | 18% | confirmed | Closing coil with resistor for 245kV Circuit Breaker | EA | 2 |  | Included | 0 | 0 | 0
95 | 85389000 |  | 18% | confirmed | Terminal pad for 245kV SF6 Circuit Breaker | EA | 2 |  | Included | 0 | 0 | 0
96 | 85389000 |  | 18% | confirmed | Molecular filter for 245kV SF6 Circuit Breaker | EA | 2 |  | Included | 0 | 0 | 0
97 | 85389000 |  | 18% | confirmed | CORONA RING FOR 245KV SF6 CIRCUIT BREAKER | EA | 1 |  | Included | 0 | 0 | 0
98 | 85389000 |  | 18% | confirmed | Relays, Power contactors, SFU, limit switches, push buttons, timers &MCB etc. (1 No of each type) for 245kV SF6 Circuit Breaker | SET | 1 |  | Included | 0 | 0 | 0
99 | 85389000 |  | 18% | confirmed | SF6 Pressure gauge cum switch OR Density monitors and pressure switchas applicable (1 no. of each type) | SET | 1 |  | Included | 0 | 0 | 0
100 | 85389000 |  | 18% | confirmed | Aux. Switch assembly for 245kV, SF6 Circuit Breaker | SET | 1 |  | Included | 0 | 0 | 0
101 | 85389000 |  | 18% | confirmed | Operation counter for 245kV Circuit Breaker | EA | 1 |  | Included | 0 | 0 | 0
102 | 85389000 |  | 18% | confirmed | COMPLETE SET OF SPRING OPERATING MECHANISM FOR 245KV SF6 CIRCUITBREAKER | EA | 1 |  | Included | 0 | 0 | 0
103 | 85389000 |  | 18% | confirmed | SF6 GAS (40% ORDERED QUANTITY) | LS | 1 |  | Included | 0 | 0 | 0
104 | 85353090 |  | 18% | confirmed | Complete pole for 245kV, 1600 Aisolator with 1 earth switch includingsupport Insulator, motor operatingmechanism (MOM) with box but excludingstructure | EA | 1 |  | Included | 0 | 0 | 0
105 | 85389000 |  | 18% | confirmed | Copper contact fingers for female & male contacts of 245kV DoubleBreak Isolator | SET | 2 |  | Included | 0 | 0 | 0
106 | 85389000 |  | 18% | confirmed | Open / Close contactor assembly, timers, key interlock push buttonswitch & auxiliary switches for 245kV Isolator | SET | 1 |  | Included | 0 | 0 | 0
107 | 85389000 |  | 18% | confirmed | Limit switch for 245kV Isolator | SET | 2 |  | Included | 0 | 0 | 0
108 | 85389000 |  | 18% | confirmed | Terminal pads & connectors (of eachtype) for 245kV 1600A DB Isolator | EA | 3 |  | Included | 0 | 0 | 0
109 | 85389000 |  | 18% | confirmed | Corona shield rings for 245 kV DB isolator | EA | 3 |  | Included | 0 | 0 | 0
110 | 85359090 |  | 18% | confirmed | 245 kV, 2500A, 50KA, 1-Phase CurrentTransformer with 120% extended currentrating | EA | 1 |  | Included | 0 | 0 | 0
111 | 85354010 |  | 18% | confirmed | 216kV Surge Arrester (1-phase) | EA | 1 |  | Included | 0 | 0 | 0
112 | 85359090 |  | 18% | confirmed | Surge monitor (1-Phase) | EA | 2 |  | Included | 0 | 0 | 0
113 | 85432040 |  | 18% | confirmed | 245 kV, 1 phase Bus Post Insulator (except for Line Traps) | EA | 1 |  | Included | 0 | 0 | 0
114 | 85371000 |  | 18% | confirmed | Transformer differential protection relay | EA | 1 |  | Included | 0 | 0 | 0
115 | 85371000 |  | 18% | confirmed | Restricted earthfault relay type with non-linear resistor andassociated software in case of numerical relay | EA | 1 |  | Included | 0 | 0 | 0
116 | 85371000 |  | 18% | confirmed | Numerical LBB relay | EA | 1 |  | Included | 0 | 0 | 0
117 | 85371000 |  | 18% | confirmed | Bay control unit (IED) of each type | EA | 1 |  | Included | 0 | 0 | 0
118 | 85389000 |  | 18% | confirmed | Ethernet switch suitable for 19Ã‚â‚¬Â Rack mounting with 24 Fiber Optic ports | EA | 1 |  | Included | 0 | 0 | 0
119 | 85389000 |  | 18% | confirmed | Ethernet switch suitable for 19Ã‚â‚¬Â Rack mounting with 12 Copper + 6Fiber optic ports | EA | 1 |  | Included | 0 | 0 | 0
120 | 84818090 |  | 18% | confirmed | Deluge valve 150 mm dia for Fire Protection System | EA | 1 |  | Included | 0 | 0 | 0
121 | 85389000 |  | 18% | confirmed | Spares-Substation Automation System | LS | 1 |  | Included | 0 | 0 | 0
122 | 84819090 |  | 18% | confirmed | SPARES FOR FIRE PROTECTION SYSTEM | SET | 1 |  | Included | 0 | 0 | 0
123 | 85049010 |  | 18% | confirmed | Spares insulating oil to be handed over to owner after commissioning | KL | 5 |  | Included | 0 | 0 | 0
124 | 85049010 |  | 18% | confirmed | Starters, contactors, switches and relays for electrical controlpanels of 400kV T/F (one set of each type) | SET | 1 |  | Included | 0 | 0 | 0
125 | 85049010 |  | 18% | confirmed | Magnetic Oil Level Gauge | EA | 1 |  | Included | 0 | 0 | 0
126 | 85049010 |  | 18% | confirmed | Buchholz Relay (Main Tank) complete with float and contacts forTransformer | SET | 1 |  | Included | 0 | 0 | 0
127 | 85049010 |  | 18% | confirmed | Oil flow indicator for 400kV T/F with flow switch | SET | 1 |  | Included | 0 | 0 | 0
128 | 85049010 |  | 18% | confirmed | OTI complete with contacts & sensing device | SET | 1 |  | Included | 0 | 0 | 0
129 | 85049010 |  | 18% | confirmed | Local winding temperature indicator (WTI) with contact | EA | 1 |  | Included | 0 | 0 | 0
130 | 85049010 |  | 18% | confirmed | Cooler fan with motor for 400kV Transformer | EA | 1 |  | Included | 0 | 0 | 0
131 | 85049010 |  | 18% | confirmed | Oil cooler pump with motor for 400kV Transformer | SET | 1 |  | Included | 0 | 0 | 0
132 | 85049010 |  | 18% | confirmed | 36kV, 2000A Bushing with metal parts andgaskets for Transformer | EA | 1 |  | Included | 0 | 0 | 0
133 | 85049010 |  | 18% | confirmed | 52KV, 3150A RIP Bushing with metal parts and Gaskets | EA | 1 |  | Included | 0 | 0 | 0
134 | 85049010 |  | 18% | confirmed | 245KV, 2000A RIP Bushing with metal parts and Gaskets | EA | 1 |  | Included | 0 | 0 | 0
135 | 85049010 |  | 18% | confirmed | 420KV, 1250A RIP Bushing with metal parts and Gaskets | EA | 1 |  | Included | 0 | 0 | 0
[5 empty] | Total |  |  |  | 0
[5 empty] | GST Amount |  |  |  |  | 0
* | In case the bidder leaves the cell for confirmation of the SAC and/or GST rate “blank”, the SAC and corresponding GST rate indicated by the Employer shall be deemed to be the one confirmed by the Bidder.
Date :
Place : | [5 empty] | Printed Name :
Designation :

## Sch-2
Ref. No: SRTS-II/C&M/WC-4486/2025--------------------- Specification Nos: SR2/NT/W-AIS/DOM/C00/25/10874 | [8 empty] | Schedule - 2
Augmentation of Transformation capacity at 400/220kV Trivandrum SS in Kerala by 500MVA, 400/220kV ICT (4th) along with associated 2 number 400kV bays & 1 number 220kV Bay
(SCHEDULE OF RATES AND PRICES)- FREIGHT & INSURANCE CHARGES
Bidder’s Name and Address (Lead Partner) : | [7 empty] | To:
C&M Department
Name : | [7 empty] | Power Grid Corporation of India Ltd.,
Address : | [7 empty] | SR-II,RHQ
Singanayakanahalli,Yelahanka
Bangalore -560064
Local Transportation, Insurance and other Incidental Services
All Prices are in Indian Rupees.
SI. No. | HSN Code | Whether HSN in column ‘2’ is confirmed. If not indicate applicable the HSN code * | Rate of GST applicable ( in %) | Whether rate of GST in column ‘4’ is confirmed. If not indicate applicable rate of GST * | Description | Unit | Quantity | Unit Freight, Insurance, loading & unloading Charges | Total Freight, Insurance, loading & unloading Charges
1 | 2 | 3 | 4 | 5 | 2 | 3 | 4 | 5 | 6 = 4 x 5
II |  |  |  |  | Freight & Insurance
1 | 1 | 1 | 1 | 1 | 420kV, 3150A, 63kA Circuit Breaker (3-Phase) without closing resistorand with Support Structure | EA | 1 |  | Included
2 |  |  |  |  | 420 kV, 3000A, 63KA, 1-Phase CurrentTransformer with 120% extended currentrating | EA | 6 |  | Included
3 |  |  |  |  | 420kV, 3150A, 63KA, Isolator (3-phase)(Double Break) with one E/S | EA | 6 |  | Included
4 |  |  |  |  | 336kV Surge Arrester (1-phase) | EA | 3 |  | Included
5 |  |  |  |  | 420 kV, 1 phase Bus Post Insulator (except for Line Traps) | EA | 12 |  | Included
6 |  |  |  |  | 420kV, 3150A, 63KA Circuit Breaker (3-Phase) with closing resistor with support structure | EA | 1 |  | Included
7 |  |  |  |  | 245kV, 1600A, 50KA Circuit Breaker(3-Phase) with support structure | EA | 1 |  | Included
8 |  |  |  |  | 245 kV, 1600A, 50KA, 1-Phase CurrentTransformer with 120% extended currentrating | EA | 3 |  | Included
9 |  |  |  |  | 245kV, 1600A, 50 KA, 3-phase DoubleBreak Isolator with one E/S | EA | 1 |  | Included
10 |  |  |  |  | 245kV, 1600A, 50 KA, 3-phase DoubleBreak Isolator with two E/S | EA | 1 |  | Included
11 |  |  |  |  | 245KV, 1600 A, 50KA, 3-PHASE, DOUBLE BREAK TANDEM ISOLATOR WITHOUT E/S | EA | 2 |  | Included
12 |  |  |  |  | 216kV Surge Arrester (1-phase) | EA | 3 |  | Included
13 |  |  |  |  | 245 kV, 1 phase Bus Post Insulator (except for Line Traps) | EA | 15 |  | Included
14 |  |  |  |  | Erection Hardware for 400kV I type layout-Transformer bay as pertechnical specification | SET | 1 |  | Included
15 |  |  |  |  | Erection Hardware for 400kV I type layout-Spare bay of half dia as pertechnical specification | SET | 1 |  | Included
16 |  |  |  |  | Erection Hardware for 400kV I type layout-Bus Work (For two diameters)as per technical specification | SET | 2 |  | Included
17 |  |  |  |  | Erection Hardware for 220kV layout (Double Main and TransferScheme)-Bus work (two Bay) as per technical specification | SET | 1 |  | Included
18 |  |  |  |  | Erection Hardware for 220kV layout (Double Main and TransferScheme)-Transformer Bay as per technical specification | SET | 1 |  | Included
19 |  |  |  |  | Augmentation of existing 400kV bus bar protection scheme | SET | 1 |  | Included
20 |  |  |  |  | 400kV Circuit Breaker Relay Panel without Auto Reclose | EA | 1 |  | Included
21 |  |  |  |  | 400kV Circuit Breaker Relay Panel with Auto Reclose | EA | 1 |  | Included
22 |  |  |  |  | 400kV Transformer Protection Panel (For both HV & MV side) | EA | 1 |  | Included
23 |  |  |  |  | Control panel for 400kV Diameter (For One-half Breaker Scheme) | EA | 1 |  | Included
24 |  |  |  |  | BAY CONTROL UNIT INCLUDING INTERFACE ACCESSORIES INTEGRATION WITHNTAMC AS PER TECHNICAL SPECIFICATION. | EA | 2 |  | Included
25 |  |  |  |  | Controlled Switching Device for 420 kV, 3-ph Circuit Breaker | EA | 2 |  | Included
26 |  |  |  |  | Augmentation of existing 220kV bus bar protection scheme | SET | 1 |  | Included
27 |  |  |  |  | 220kV Circuit Breaker Relay Panel without Auto Reclose | EA | 1 |  | Included
28 |  |  |  |  | Simplex Control Panel for 220kV (Bus Scheme as per SLD) Two bays | EA | 1 |  | Included
29 |  |  |  |  | Multi-function transducers | EA | 2 |  | Included
30 |  |  |  |  | Analog Input (AI) Card | EA | 1 |  | Included
31 |  |  |  |  | Digital Input (DI) Card | EA | 1 |  | Included
32 |  |  |  |  | COLOR IP CAMERA, WITH PAN, TILT AND ZOOM FACILITIES, ALONGWITH ALLREQUIRED ITEMS, ACCESSORIES, LINE INTERFACE UNITS, FIBER PATCH CORDS,POWER SUPPLY UNITS, JUNCTION BOXES, CABLES, FIBER OPTIC CABLES, ETC.,AND INCLUDING INTEGRATION IN EXISTING HARDWARE AND SOFTWARE FORAUGMENTATION OF VISUAL MONITORING SYSTEM AS PER TECHNICALSPECIFICATION. | SET | 1 |  | Included
33 |  |  |  |  | Illumination System for switchyard panel room of 6 m length | LS | 2 |  | Included
34 |  |  |  |  | FIRE WALL MOUNTED LED LUMINARIE TYPE FL-2 (250W) | EA | 4 |  | Included
35 |  |  |  |  | LED STREET LIGHT LUMINAIRE TYPE SL-L1 (= 45W)AS PER TECHNICALSPECIFICATION | EA | 15 |  | Included
36 |  |  |  |  | TYPE L1 STREET LIGHTING POLE OF 6 METER AS PER TECHNICALSPECIFICATION. | EA | 15 |  | Included
37 |  |  |  |  | Outdoor Power Receptacle for oilfiltration unit | EA | 1 |  | Included
38 |  |  |  |  | Lighting Panel type ACP-2 as per technical specification | EA | 2 |  | Included
39 |  |  |  |  | Lighting panel ACP-2 for Street Lighting | EA | 2 |  | Included
40 |  |  |  |  | LED FLOOD LIGHT LUMINARIESTYPE FL-1 (150W) AS PER TECHNICALSPECIFICATION | EA | 16 |  | Included
41 |  |  |  |  | LIGHTING FIXTURE LED LUMINAIRES TYPE FL2 AS PER TECH. SPECIFICATIONS | EA | 16 |  | Included
42 |  |  |  |  | Air conditioning system for Switchyard Panel Room of 6m length | SET | 2 |  | Included
43 |  |  |  |  | HVW spray system, Hydrant system and complete U/G & O/G piping andaccessories etc. out side the pump house for 500MVA , 400KV/220/33kV, 3-phase Autotransformer | SET | 1 |  | Included
44 |  |  |  |  | Fire Detection and Alarm System for Switchyard Panel Room of 6 mlength | SET | 2 |  | Included
45 |  |  |  |  | PORTABLE FIRE EXTINGUISHER-DCP TYPE 4.5/5 KG | EA | 2 |  | Included
46 |  |  |  |  | 4.5 kg CO2 type Portable Fire extinguisher | EA | 2 |  | Included
47 |  |  |  |  | 1.1kV grade Power Cables (PVCinsulated) lugs,glands,straight joints &accessories,etc. | LS | 1 |  | Included
48 |  |  |  |  | 1.1kV grade Control Cables (PVCinsulated) lugs,glands,straight joints &accessories,etc. | LS | 1 |  | Included
49 |  |  |  |  | 1.1kV grade Power Cables (XLPEinsulated) lugs,glands,straight joints &accessories,etc. | LS | 1 |  | Included
50 |  |  |  |  | 40 MM MS ROD FOR MAIN EARTHMAT | KM | 4 |  | Included
51 |  |  |  |  | 1.1KV grade 3CX2.5 SQMM Control cable | KM | 8 |  | Included
52 |  |  |  |  | 1.1KV grade 5CX2.5 SQMM Control cable | KM | 7 |  | Included
53 |  |  |  |  | 1.1KV grade 10CX2.5 SQMM Control cable | KM | 4 |  | Included
54 |  |  |  |  | 1.1KV grade 19CX1.5 SQMM Control cable | KM | 3 |  | Included
55 |  |  |  |  | 1.1KV grade 27CX1.5 SQMM Control cable | KM | 2 |  | Included
56 |  |  |  |  | 1.1KV grade 2CX6 SQMM (PVC) Power cable | KM | 3 |  | Included
57 |  |  |  |  | 1.1KV grade 4CX6 SQMM (PVC) Power cable | KM | 3 |  | Included
58 |  |  |  |  | 1.1KV grade 4CX16 SQMM (PVC) Power cable | KM | 2 |  | Included
59 |  |  |  |  | 1.1KV grade 3.5CX35 SQMM (PVC) Power cable | KM | 2 |  | Included
60 |  |  |  |  | 1.1KV grade 3.5CX70 SQMM (PVC) Power cable | KM | 3 |  | Included
61 |  |  |  |  | 4PAIR, 0.5SQMM SCREENED CABLE | KM | 1 |  | Included
62 |  |  |  |  | Digital RTCC Panel | SET | 1 |  | Included
63 |  |  |  |  | Digital RTCC Relay | EA | 1 |  | Included
64 |  |  |  |  | Fabrication, galvanising and supply of Lattice Structures (MS Steel),to be designed during detailed engineering, for towers, beams andequipment support structure including pack plates / packwashers andgusset plates excluding fasteners and foundation bolts | MT | 295 |  | Included
65 |  |  |  |  | Fabrication, galvanising and supply of fasteners ( nuts, bolts andwashers ) including step bolts for lattice and pipe structures to bedesigned during detailed engineering | MT | 14 |  | Included
66 |  |  |  |  | Fabrication, galvanising and supply of foundation bolts including nuts,checknut and washers for lattice and pipe structures to be designed during detailed engineering | MT | 17 |  | Included
MANDATORY SPARES
67 |  |  |  |  | One Pole of 420kV, 3150A, 63kA SF6circuit breaker including gradingcapacitor (if applicable),pole column,interrupter,operating mechanism andMarshalling Box but without supportstructure | EA | 1 |  | Included
68 |  |  |  |  | Grading capacitors (if applicable) for 420kV SF6 Circuit Breaker | EA | 2 |  | Included
69 |  |  |  |  | Rubber gasket, O rings and seals for SF6 gas (complete replacement forone 420kV SF6 Circuit Breaker) | SET | 1 |  | Included
70 |  |  |  |  | Trip coil with resistor for 420kV SF6 Circuit Breaker | SET | 2 |  | Included
71 |  |  |  |  | Closing coil with resistor for 420kV SF6 Circuit Breaker | EA | 1 |  | Included
72 |  |  |  |  | Terminal pad for 420kV SF6 Circuit Breaker | EA | 2 |  | Included
73 |  |  |  |  | Molecular filter for 420kV SF6 Circuit Breaker | EA | 2 |  | Included
74 |  |  |  |  | Corona rings (1 No of each type) for 420 kV Circuit Breaker | SET | 1 |  | Included
75 |  |  |  |  | Relays, Power contactors, SFU, limit switches, push buttons, timers &MCB etc. (1 No of each type) for 420kV Circuit Breaker | SET | 1 |  | Included
76 |  |  |  |  | SF6 Pressure gauge cum switch OR Density monitors and pressure switchas applicable (1 no. of each type) | SET | 1 |  | Included
77 |  |  |  |  | Aux. Switch/contact assembly for 420kV SF6 Circuit Breaker | SET | 1 |  | Included
78 |  |  |  |  | Operation counter for Circuit Breaker | EA | 1 |  | Included
79 |  |  |  |  | COMPLETE SPRING OPERATING MECHANISM FOR 420 KV SF6 CIRCUIT BREAKER | EA | 1 |  | Included
80 |  |  |  |  | SF6 GAS (40% ORDERED QUANTITY) | LS | 1 |  | Included
81 |  |  |  |  | One Complete Pole of Double BreakIsolator including support Insulatorwith 1 E/s (excluding structure) withMotor Operating Mechanism for 420kV,3150A, 63kA main Isolator and E/S | EA | 1 |  | Included
82 |  |  |  |  | COPPER CONTACT FINGERS FOR FEMALE & MALE CONTACTS OF 420KV DOUBLE BREAK ISOLATOR | SET | 2 |  | Included
83 |  |  |  |  | Open / Close contactor assembly, timers, key interlock push buttonswitch & auxiliary switches for 420kV Isolator | SET | 1 |  | Included
84 |  |  |  |  | Limit switch for 420kV Isolator | SET | 2 |  | Included
85 |  |  |  |  | Terminal pads & connectors for 420kV Isolator | EA | 3 |  | Included
86 |  |  |  |  | Corona shield rings for 420kV DB Isolator for 1-pole | SET | 3 |  | Included
87 |  |  |  |  | 420 kV, 3000A, 63KA, 1-Phase CurrentTransformer with 120% extended currentrating | EA | 1 |  | Included
88 |  |  |  |  | 336kV Surge Arrester (1-phase) | EA | 1 |  | Included
89 |  |  |  |  | Surge monitor (1-Phase) | EA | 2 |  | Included
90 |  |  |  |  | 420 kV, 1 phase Bus Post Insulator (except for Line Traps) | EA | 1 |  | Included
91 |  |  |  |  | Complete Pole of 245kV, 1600A, 50kA SF6 Circuit Breaker including closingresistor(if applicable), gradingcapacitor (if applicable), pole column,interrupter with driving mechanism andMarshelling Box but without supportstructure | EA | 1 |  | Included
92 |  |  |  |  | Rubber gasket, O rings and seals for SF6 gas (complete replacement forone 245kV SF6 Circuit Breaker) | SET | 2 |  | Included
93 |  |  |  |  | Trip coil with resistor for 245kV Circuit Breaker | EA | 2 |  | Included
94 |  |  |  |  | Closing coil with resistor for 245kV Circuit Breaker | EA | 2 |  | Included
95 |  |  |  |  | Terminal pad for 245kV SF6 Circuit Breaker | EA | 2 |  | Included
96 |  |  |  |  | Molecular filter for 245kV SF6 Circuit Breaker | EA | 2 |  | Included
97 |  |  |  |  | CORONA RING FOR 245KV SF6 CIRCUIT BREAKER | EA | 1 |  | Included
98 |  |  |  |  | Relays, Power contactors, SFU, limit switches, push buttons, timers &MCB etc. (1 No of each type) for 245kV SF6 Circuit Breaker | SET | 1 |  | Included
99 |  |  |  |  | SF6 Pressure gauge cum switch OR Density monitors and pressure switchas applicable (1 no. of each type) | SET | 1 |  | Included
100 |  |  |  |  | Aux. Switch assembly for 245kV, SF6 Circuit Breaker | SET | 1 |  | Included
101 |  |  |  |  | Operation counter for 245kV Circuit Breaker | EA | 1 |  | Included
102 |  |  |  |  | COMPLETE SET OF SPRING OPERATING MECHANISM FOR 245KV SF6 CIRCUITBREAKER | EA | 1 |  | Included
103 |  |  |  |  | SF6 GAS (40% ORDERED QUANTITY) | LS | 1 |  | Included
104 |  |  |  |  | Complete pole for 245kV, 1600 Aisolator with 1 earth switch includingsupport Insulator, motor operatingmechanism (MOM) with box but excludingstructure | EA | 1 |  | Included
105 |  |  |  |  | Copper contact fingers for female & male contacts of 245kV DoubleBreak Isolator | SET | 2 |  | Included
106 |  |  |  |  | Open / Close contactor assembly, timers, key interlock push buttonswitch & auxiliary switches for 245kV Isolator | SET | 1 |  | Included
107 |  |  |  |  | Limit switch for 245kV Isolator | SET | 2 |  | Included
108 |  |  |  |  | Terminal pads & connectors (of eachtype) for 245kV 1600A DB Isolator | EA | 3 |  | Included
109 |  |  |  |  | Corona shield rings for 245 kV DB isolator | EA | 3 |  | Included
110 |  |  |  |  | 245 kV, 2500A, 50KA, 1-Phase CurrentTransformer with 120% extended currentrating | EA | 1 |  | Included
111 |  |  |  |  | 216kV Surge Arrester (1-phase) | EA | 1 |  | Included
112 |  |  |  |  | Surge monitor (1-Phase) | EA | 2 |  | Included
113 |  |  |  |  | 245 kV, 1 phase Bus Post Insulator (except for Line Traps) | EA | 1 |  | Included
114 |  |  |  |  | Transformer differential protection relay | EA | 1 |  | Included
115 |  |  |  |  | Restricted earthfault relay type with non-linear resistor andassociated software in case of numerical relay | EA | 1 |  | Included
116 |  |  |  |  | Numerical LBB relay | EA | 1 |  | Included
117 |  |  |  |  | Bay control unit (IED) of each type | EA | 1 |  | Included
118 |  |  |  |  | Ethernet switch suitable for 19Ã‚â‚¬Â Rack mounting with 24 Fiber Optic ports | EA | 1 |  | Included
119 |  |  |  |  | Ethernet switch suitable for 19Ã‚â‚¬Â Rack mounting with 12 Copper + 6Fiber optic ports | EA | 1 |  | Included
120 |  |  |  |  | Deluge valve 150 mm dia for Fire Protection System | EA | 1 |  | Included
121 |  |  |  |  | Spares-Substation Automation System | LS | 1 |  | Included
122 |  |  |  |  | SPARES FOR FIRE PROTECTION SYSTEM | SET | 1 |  | Included
123 |  |  |  |  | Spares insulating oil to be handed over to owner after commissioning | KL | 5 |  | Included
124 |  |  |  |  | Starters, contactors, switches and relays for electrical controlpanels of 400kV T/F (one set of each type) | SET | 1 |  | Included
125 |  |  |  |  | Magnetic Oil Level Gauge | EA | 1 |  | Included
126 |  |  |  |  | Buchholz Relay (Main Tank) complete with float and contacts forTransformer | SET | 1 |  | Included
127 |  |  |  |  | Oil flow indicator for 400kV T/F with flow switch | SET | 1 |  | Included
128 |  |  |  |  | OTI complete with contacts & sensing device | SET | 1 |  | Included
129 |  |  |  |  | Local winding temperature indicator (WTI) with contact | EA | 1 |  | Included
130 |  |  |  |  | Cooler fan with motor for 400kV Transformer | EA | 1 |  | Included
131 |  |  |  |  | Oil cooler pump with motor for 400kV Transformer | SET | 1 |  | Included
132 |  |  |  |  | 36kV, 2000A Bushing with metal parts andgaskets for Transformer | EA | 1 |  | Included
133 |  |  |  |  | 52KV, 3150A RIP Bushing with metal parts and Gaskets | EA | 1 |  | Included
134 |  |  |  |  | 245KV, 2000A RIP Bushing with metal parts and Gaskets | EA | 1 |  | Included
135 |  |  |  |  | 420KV, 1250A RIP Bushing with metal parts and Gaskets | EA | 1 |  | Included
[5 empty] | Total F&I Price |  |  |  | 0
Bidders to note that the item description under various schedules are through unique material ID for respective items under SAP ERP System and therefore, identical item description appears in schedule-1(Ex-works) & schedule-2(F&I). However, the prices to be quoted in Price Schedule-2(F&I) shall be towards Local Transportation, Insurance and other Incidental Services only in line with clause ITB 11.4(b).
Date : | --2025
Place : | [6 empty] | Printed Name :
Designation :
Click for Sch-3

## Sch-2 Dis (hidden)
Ref. No: SRTS-II/C&M/WC-4486/2025--------------------- Specification Nos: SR2/NT/W-AIS/DOM/C00/25/10874 |  |  |  |  | Schedule - 2 Dis
Augmentation of Transformation capacity at 400/220kV Trivandrum SS in Kerala by 500MVA, 400/220kV ICT (4th) along with associated 2 number 400kV bays & 1 number 220kV Bay | [5 empty] | As per Lum-sum |  | 0
(SCHEDULE OF RATES AND PRICES : FREIGHT & INSURANCE CHARGES) | [5 empty] | AS per Percent |  | #REF!
[6 empty] | As per lum-sum on Sch-2 |  | 0%
Bidder’s Name and Address (Lead Partner) : |  |  |  | To: |  | As per Percent on Sch-2 |  | #REF!
|  |  |  | C&M Department |  | Total Discount |  | #REF!
Name : |  |  |  | Power Grid Corporation of India Ltd.,
Address : |  |  |  | SR-II,RHQ
|  |  |  | Singanayakanahalli,Yelahanka |  | Multipackage Discount |  | #REF!
Bangalore -560064
[5 empty] | All Prices are in Indian Rupees. |  | Amount after Discount (Rs.) |  | Dis Alert | Amount after MPD (Rs.)
SI. No. | Description | Unit | Quantity | Unit Freight & Insurance Charges | Total Freight & Insurance Charges |  | Unit Freight & Insurance Charges | Total Freight & Insurance Charges |  | Unit Freight & Insurance Charges | Total Freight & Insurance Charges
1 | 2 | 3 | 4 | 5 | 6 = 4 x 5 |  | 5 | 6 = 4 x 5 |  | 5 | 6 = 4 x 5
0 | 0
#REF! | #REF! | #REF! | #REF! | #REF! | #REF!
#REF! | #REF! | #REF! | #REF! | #REF! | #REF!
#REF! | #REF!
#REF! | #REF! | #REF! | #REF! | #REF! | #REF!
#REF! | #REF! | #REF! | #REF! | #REF! | #REF!
#REF! | #REF!
#REF! | #REF! | #REF! | #REF! | #REF! | #REF!
#REF! | #REF! | #REF! | #REF! | #REF! | #REF!
#REF! | #REF! | #REF! | #REF! | #REF! | #REF!
#REF! | #REF! | #REF! | #REF! | #REF! | #REF!
#REF! | #REF! | #REF! | #REF! | #REF! | #REF!
#REF! | #REF! | #REF! | #REF! | #REF! | #REF!
#REF! | #REF!
#REF! | #REF! | #REF! | #REF! | #REF! | #REF!
#REF! | #REF!
#REF! | #REF! | #REF! | #REF! | #REF! | #REF!
#REF! | #REF! | #REF! | #REF! | #REF! | #REF!
#REF! | #REF! | #REF! | #REF! | #REF! | #REF!
#REF! | #REF! | #REF! | #REF! | #REF! | #REF!
#REF! | #REF!
#REF! | #REF! | #REF! | #REF! | #REF! | #REF!
#REF! | #REF! | #REF! | #REF! | #REF! | #REF!
#REF! | #REF! | #REF! | #REF! | #REF! | #REF!
#REF! | #REF! | #REF! | #REF! | #REF! | #REF!
#REF! | #REF! | #REF! | #REF! | #REF! | #REF!
#REF! | #REF! | #REF! | #REF! | #REF! | #REF!
#REF! | #REF! | #REF! | #REF! | #REF! | #REF!
#REF! | #REF! | #REF! | #REF! | #REF! | #REF!
#REF! | #REF!
| #REF! | #REF! | #REF! | #REF! | #REF!
#REF! | #REF! | #REF! | #REF! | #REF! | #REF!
#REF! | #REF! | #REF! | #REF! | #REF! | #REF!
| Total F&I Price |  |  |  | #REF!
Date : | --2025
Place : |  |  | Printed Name :
Designation :
Click for Sch-3

## Sch-3
Ref. No: SRTS-II/C&M/WC-4486/2025--------------------- Specification Nos: SR2/NT/W-AIS/DOM/C00/25/10874
Augmentation of Transformation capacity at 400/220kV Trivandrum SS in Kerala by 500MVA, 400/220kV ICT (4th) along with associated 2 number 400kV bays & 1 number 220kV Bay | [12 empty] | As per Lum-sum |  | 0%
(SCHEDULE OF RATES AND PRICES : ERECTION CHARGES) | [12 empty] | AS per Percent |  | #REF!
[13 empty] | As per lum-sum on Sch-3 |  | 0%
|  | Bidder’s Name and Address (Lead Partner) : |  |  |  | To: | [6 empty] | As per Percent on Sch-3 |  | #REF!
[7 empty] | C&M Department | [5 empty] | Total Discount |  | #REF!
| Name : | [5 empty] | Power Grid Corporation of India Ltd.,
| Address : | [5 empty] | SR-II,RHQ
[7 empty] | Singanayakanahalli,Yelahanka | [5 empty] | Multipackage lum-sum |  | #REF!
Bangalore -560064
[5 empty] | All Prices are in Indian Rupees. | [8 empty] | Amount after Discount (Rs.) |  | Dis Alert | Amount after MPD (Rs.)
SI. No. | SAC/HSN (Service Accounting Codes) | Whether SAC in column '2’ is confirmed. If not, indicate applicable SAC * | Rate of GST applicable ( in %) | Whether rate of GST in column ‘ 4 ’ is confirmed. If not indicate applicable rate of GST * | Description | Unit | Quantity | Unit Erection Charges | Total Erection Charges | GST TAX as confirmed by Bidder |  | `` |  | Unit Erection Charges | Total Erection Charges |  | Unit Erection Charges | Total Erection Charges
1 | 2 | 3 | 4 | 5 | 6 = 4 x 5 | [5 empty] | Revaluation of J column | Tax Calculation |  | 5 | 6 = 4 x 5 |  | 5 | 6 = 4 x 5
I | Erection BOQ
1 | 998736 |  | 18% | confirmed | 420kV, 3150A, 63kA Circuit Breaker(3-Phase) without closing resistor(with support structure) | EA | 1 |  | Included | 0 | 0 | 0
2 | 998736 |  | 18% | confirmed | 420 kV, 3000A, 63KA, 1-Phase CurrentTransformer with 120% extended current rating | EA | 6 |  | Included | 0 | 0 | 0
3 | 998736 |  | 18% | confirmed | 420kV, 3150A, 63KA, Isolator (3-phase)(Double Break) with one E/S | EA | 6 |  | Included | 0 | 0 | 0
4 | 998736 |  | 18% | confirmed | 336kV Surge Arrester (1-phase) | EA | 3 |  | Included | 0 | 0 | 0
5 | 998736 |  | 18% | confirmed | 420KV, 1-PHASE BUS POST INSULATORS | EA | 12 |  | Included | 0 | 0 | 0
6 | 998736 |  | 18% | confirmed | 420kV, 3150A, 63KA Circuit Breaker(3-Phase) with closing resistor(withsupport structure) | EA | 1 |  | Included | 0 | 0 | 0
7 | 998736 |  | 18% | confirmed | 245 kV 1600A, 50KA Circuit Breakers (3-Phase) with support | EA | 1 |  | Included | 0 | 0 | 0
8 | 998736 |  | 18% | confirmed | 245 kV, 1600A, 50KA, 1-Phase CurrentTransformer with 120% extended current rating | EA | 3 |  | Included | 0 | 0 | 0
9 | 998736 |  | 18% | confirmed | 245kV, 1600A, 50 KA, 3-phase DoubleBreak Isolator with one E/S | EA | 1 |  | Included | 0 | 0 | 0
10 | 998736 |  | 18% | confirmed | 245kV, 1600A, 50 KA, 3-phase DoubleBreak Isolator with two E/S | EA | 1 |  | Included | 0 | 0 | 0
11 | 998736 |  | 18% | confirmed | 245kV, 1600A, 50 KA, 3-phase DoubleBreak Tandem Isolator without E/S | EA | 2 |  | Included | 0 | 0 | 0
12 | 998736 |  | 18% | confirmed | 216kV Surge Arrester (1-phase) | EA | 3 |  | Included | 0 | 0 | 0
13 | 998736 |  | 18% | confirmed | 245 kV,1 phase Bus Post Insulator (except for Line Traps) | EA | 15 |  | Included | 0 | 0 | 0
14 | 998731 |  | 18% | confirmed | Erection Hardware for 400kV I type layout-Transformer bay as per specification | SET | 1 |  | Included | 0 | 0 | 0
15 | 998731 |  | 18% | confirmed | Erection Hardware for 400kV I type layout-Spare bay of half dia as per specification | SET | 1 |  | Included | 0 | 0 | 0
16 | 998731 |  | 18% | confirmed | Erection Hardware for 400kV I type layout-Bus Work (For two diameters)/bays as per specification | SET | 2 |  | Included | 0 | 0 | 0
17 | 998731 |  | 18% | confirmed | Erection Hardware for 220kV layout (Double Main and Transfer Scheme as per SLD)-Bus work (two Bay) as per specification | SET | 1 |  | Included | 0 | 0 | 0
18 | 998731 |  | 18% | confirmed | Erection Hardware for 220kV layout (Double Main and Transfer Scheme as per SLD)-Transformer Bay as per specification | SET | 1 |  | Included | 0 | 0 | 0
19 | 998736 |  | 18% | confirmed | Augmentation of existing 400kV bus bar protection scheme | SET | 1 |  | Included | 0 | 0 | 0
20 | 998736 |  | 18% | confirmed | 400kV Circuit Breaker Relay Panel without Auto Reclose | EA | 1 |  | Included | 0 | 0 | 0
21 | 998736 |  | 18% | confirmed | 400kV Circuit Breaker Relay Panel with Auto Reclose | EA | 1 |  | Included | 0 | 0 | 0
22 | 998736 |  | 18% | confirmed | 400kV Transformer Protection Panel (For both HV & MV side) | EA | 1 |  | Included | 0 | 0 | 0
23 | 998736 |  | 18% | confirmed | Control panel for 400kV Diameter (For One-half Breaker Scheme) | EA | 1 |  | Included | 0 | 0 | 0
24 | 998736 |  | 18% | confirmed | Bay Control Unit including interface accessories integration with NTAMC as per technical specification. | EA | 3 |  | Included | 0 | 0 | 0
25 | 998736 |  | 18% | confirmed | Controlled Switching Device for 420 kV, 3-ph Circuit Breaker | EA | 2 |  | Included | 0 | 0 | 0
26 | 998736 |  | 18% | confirmed | Augmentation of existing 220kV bus bar protection scheme | SET | 1 |  | Included | 0 | 0 | 0
27 | 998736 |  | 18% | confirmed | 220kV Circuit Breaker Relay Panel without Auto Reclose | EA | 1 |  | Included | 0 | 0 | 0
28 | 998736 |  | 18% | confirmed | Simplex Control Panel for 220kV (Bus Scheme as per SLD) Two bays | EA | 1 |  | Included | 0 | 0 | 0
29 | 998736 |  | 18% | confirmed | Multi Function Transducers for RTU | EA | 2 |  | Included | 0 | 0 | 0
30 | 998731 |  | 18% | confirmed | Color IP camera, with PAN, TILT and ZOOM facilities, alongwith all required Items, Accessories, Line Interface units, Fiber patchcords, Power supply units, Junction Boxes, Cables, Fiber Optic Cables, etc., and including Integration in existing Hardware andSoftware for Augmentation of Visual Monitoring System as per technical specification. | SET | 1 |  | Included | 0 | 0 | 0
31 | 998731 |  | 18% | confirmed | Illumination System for switchyard panel room of 6 m length | SET | 2 |  | Included | 0 | 0 | 0
32 | 998731 |  | 18% | confirmed | Fire Wall Mounted LED Luminarie Type FL-2 (250W) | EA | 4 |  | Included | 0 | 0 | 0
33 | 998731 |  | 18% | confirmed | Lighting Fixture LED Luminaires type SL-L1 as per tech. specifications | EA | 15 |  | Included | 0 | 0 | 0
34 | 998731 |  | 18% | confirmed | Type L1 Street Lighting Pole of 6 meter as per technical specification. | EA | 15 |  | Included | 0 | 0 | 0
35 | 998739 |  | 18% | confirmed | Outdoor Power Receptacle for oilfiltration unit (250A) | EA | 1 |  | Included | 0 | 0 | 0
36 | 998731 |  | 18% | confirmed | Lighting Panel type ACP-2 as per technical specification | EA | 2 |  | Included | 0 | 0 | 0
37 | 998731 |  | 18% | confirmed | Lighting Panel type ACP-2 as per technical specification | EA | 2 |  | Included | 0 | 0 | 0
38 | 998731 |  | 18% | confirmed | Lighting Fixture LED Luminaires type FL-1 as per tech. specifications | EA | 16 |  | Included | 0 | 0 | 0
39 | 998731 |  | 18% | confirmed | Lighting Fixture LED Luminaires type FL2 as per tech. specifications | EA | 16 |  | Included | 0 | 0 | 0
40 | 998713 |  | 18% | confirmed | Air conditioning system for Switchyard Panel Room of 6m length | SET | 2 |  | Included | 0 | 0 | 0
41 | 998736 |  | 18% | confirmed | HVW spray system, Hydrant system and complete U/G & O/G piping and accessories etc. out side the pump house for 500MVA ,400KV/220/33 kV, 3-phase Autotransformer | SET | 1 |  | Included | 0 | 0 | 0
42 | 998736 |  | 18% | confirmed | Fire Detection and Alarm System for Switchyard Panel Room of 6 m length | SET | 2 |  | Included | 0 | 0 | 0
43 | 998736 |  | 18% | confirmed | 6Kg dry chemical powered type Portable Fire extinguisher | EA | 2 |  |  | 0 | 0 | 0
44 | 998736 |  | 18% | confirmed | 4.5 kg CO2 type Portable Fire extinguisher | EA | 2 |  | Included | 0 | 0 | 0
45 | 998736 |  | 18% | confirmed | 1.1kV grade Power Cables (PVCinsulated)along withlugs,glands,straight joints &accessories,etc. | LS | 1 |  | Included | 0 | 0 | 0
46 | 998736 |  | 18% | confirmed | 1.1kV grade Control Cables (PVCinsulated) along withlugs,glands,straight joints &accessories,etc. | LS | 1 |  | Included | 0 | 0 | 0
47 | 998736 |  | 18% | confirmed | 1.1kV grade Power Cables (XLPEinsulated) along withlugs,glands,straight joints &accessories,etc. | LS | 1 |  | Included | 0 | 0 | 0
48 | 998731 |  | 18% | confirmed | 40 mm MS rod for Main Earthmat | KM | 4 |  | Included | 0 | 0 | 0
49 | 998736 |  | 18% | confirmed | 1.1kV grade 3Cx2.5 sqmm Control Cable | KM | 8 |  | Included | 0 | 0 | 0
50 | 998736 |  | 18% | confirmed | 1.1kV grade 5Cx2.5 sqmm Control Cable | KM | 7 |  | Included | 0 | 0 | 0
51 | 998736 |  | 18% | confirmed | 1.1kV grade 10Cx2.5 sqmm Control Cable | KM | 4 |  | Included | 0 | 0 | 0
52 | 998736 |  | 18% | confirmed | 1.1KV GRADE 19CX1.5 SQMM CONTROL CABLE | KM | 3 |  | Included | 0 | 0 | 0
53 | 998736 |  | 18% | confirmed | 1.1KV GRADE 27CX1.5 SQMM CONTROL CABLE | KM | 2 |  | Included | 0 | 0 | 0
54 | 998736 |  | 18% | confirmed | 1.1kV grade 2Cx6 sqmm (PVC) Power Cable | KM | 3 |  | Included | 0 | 0 | 0
55 | 998736 |  | 18% | confirmed | 1.1kV grade 4Cx6 sqmm (PVC) Power Cable | KM | 3 |  | Included | 0 | 0 | 0
56 | 998736 |  | 18% | confirmed | 1.1kV grade 4Cx16 sqmm (PVC) Power Cable | KM | 2 |  | Included | 0 | 0 | 0
57 | 998736 |  | 18% | confirmed | 1.1kV grade 3.5Cx35 sqmm (PVC) Power Cable | KM | 2 |  | Included | 0 | 0 | 0
58 | 998736 |  | 18% | confirmed | 1.1kV grade 3.5Cx70 sqmm (PVC) Power Cable | KM | 3 |  | Included | 0 | 0 | 0
59 | 998736 |  | 18% | confirmed | 1.1kV grade 3.5Cx300 sqmm (XLPE) Power Cable | KM | 0.5 |  | Included | 0 | 0 | 0
60 | 998736 |  | 18% | confirmed | 4PAIR, 0.5 SQ.MM SCREENED CABLE | KM | 1 |  | Included | 0 | 0 | 0
61 | 998736 |  | 18% | confirmed | Digital RTCC Panel consist of digital RTCC relays as per technical specification | SET | 1 |  | Included | 0 | 0 | 0
62 | 995433 |  | 18% | confirmed | Erection of Lattice Structures (MS Steel), to be designed during detailed engineering, for towers, beams and equipment supportstructure including pack plates / packwashers and gusset plates excluding fasteners and foundation bolts | MT | 295 |  | Included | 0 | 0 | 0
63 | 995433 |  | 18% | confirmed | Erection of fasteners ( nuts, bolts and washers ) including step bolts for lattice and pipe structures to be designed duringdetailed engineering | MT | 14 |  | Included | 0 | 0 | 0
64 | 995454 |  | 18% | confirmed | Erection of foundation bolts including nuts, checknut and washers for lattice and pipe structures to be designed during detailedengineering | MT | 17 |  | Included | 0 | 0 | 0
| CIVIL WORKS | [9 empty] | 0 | 0
65 | 995454 |  | 18% | confirmed | Carriage of materials by mechanical transport including loading, unloading and dumping: Earth-upto 2 km as directed by the Engineer-in-charge | Cum | 975 |  | Included | 0 | 0 | 0
66 | 995454 |  | 18% | confirmed | Carriage of materials by mechanical transport including loading, unloading and dumping: Excavated rock upto 2 km as directed by the Engineer-in-charge | Cum | 1016 |  | Included | 0 | 0 | 0
67 | 995428 |  | 18% | confirmed | Earth work by mechinical / manual means in rough excavation, banking excavated earth in layers not exceeding 20cm in depth, breaking clods, watering, rolling each layer with ½ tonne roller or wooden or steel rammers, and rolling every 3rd and top-most layer with power roller of minimum 8 tonnes and dressing up in embankments for roads, flood banks, marginal banks and guide banks or filling up ground depressions, lead upto 50 m and for all lift : All kinds of soil. | cum | 5000 |  | Included | 0 | 0 | 0
68 | 995455 |  | 18% | confirmed | Earth work in excavation by mechanical means (Hydraulic excavator) /manual means in foundation trenches or drains (not exceeding 1.5 m in width or 10 sqm on plan), including dressing of sides and ramming of bottoms, for all lift , including getting out the excavated soil and disposal of surplus excavated soil as directed, within a lead of 50 m.All kinds of soil. | cum | 12027 |  | Included | 0 | 0 | 0
69 | 995428 |  | 18% | confirmed | Earth work in excavation by mechanical means (Hydraulic excavator)/manual means over areas (exceeding 30 cm in depth, 1.5 m in width as well as 10 sqm on plan) including getting out and disposal of excavated earth lead upto 50 m and lift upto 1.5 m, as directed by Engineer-in-charge.Ordinary rock | Cum | 150 |  | Included | 0 | 0 | 0
70 | 995428 |  | 18% | confirmed | Earth work in excavation by mechanical means (Hydraulic excavator)/ manual means over areas (exceeding 30 cm in depth, 1.5 m in width as well as 10 sqm on plan) including getting out and disposal of excavated earth lead upto 50 m and lift upto 1.5 m, as directed by Engineer-in-charge.Hard rock (requiring blasting) | Cum | 200 |  | Included | 0 | 0 | 0
71 | 995424 |  | 18% | confirmed | Earth work in excavation by mechanical means (Hydraulic excavator) / manual means in foundation trenches or drains (not exceeding 1.5 m in width or 10 sqm on plan), including dressing of sides and ramming of bottoms, for all lift, including getting out the excavated soil and disposal of surplus excavated soil as directed, within a lead of 50 m. All kinds of soil. | Cum | 3326 |  | Included | 0 | 0 | 0
72 | 995454 |  | 18% | confirmed | Excavation work by mechanical means (Hydraulic excavator)/ manual means in foundation trenches or drains (not exceeding 1.5m in width or 10 sqm on plan), including dressing of sides and ramming of bottoms, lift upto 1.5 m, including getting out the excavated soil and disposal of surplus excavated soils as directed, within a lead of 50 m. Ordinary rock | Cum | 666 |  | Included | 0 | 0 | 0
73 | 995454 |  | 18% | confirmed | Filling available excavated earth (excluding rock) in trenches, plinth, sides of foundations etc. in layers not exceeding 20cm in depth, consolidating each deposited layer by ramming and watering, lead up to 50 and for all lift. | Cum | 11052 |  | Included | 0 | 0 | 0
74 | 995421 |  | 18% | confirmed | Supplying and filling in plinth with sand under floors, including watering,ramming, consolidating and dressing complete | Cum | 6 |  | Included | 0 | 0 | 0
75 | 995421 |  | 18% | confirmed | Excavating, supplying, stacking and filling of local earth (including royalty) by mechanical transport upto a lead of 5km also including ramming and watering of the earth in layers not exceeding 20 cm in foundation trenches, plinth, sides of foundation etc. complete for all lift. | cum | 500 |  | Included | 0 | 0 | 0
76 | 995477 |  | 18% | confirmed | Providing and laying in position cement concrete of specified grade excluding the cost of centering and shuttering - All work up to plinth level :1:2:4 (1 cement : 2 coarse sand (zone-III) derived from natural sources : 4 graded stone aggregate 20 mm nominal size derived from natural sources) | Cum | 12 |  | Included | 0 | 0 | 0
77 | 995477 |  | 18% | confirmed | Providing and laying in position cement concrete of specified grade excluding the cost of centering and shuttering - All work up to plinth level :1:4:8 (1 Cement : 4 coarse sand (zone-III) derived from natural sources : 8 graded stone aggregate 40 mm nominal size derived from natural sources) | Cum | 356 |  | Included | 0 | 0 | 0
78 | 995454 |  | 18% | confirmed | Providing and laying damp-proof course 40mm thick with cementconcrete 1:2:4 (1 cement : 2 coarse sand (zone-III) derived from naturalsources : 4 graded stone aggregate 12.5mm nominal size derived from natural sources) | Sqm | 10 |  | Included | 0 | 0 | 0
79 | 995454 |  | 18% | confirmed | Making plinth protection 50mm thick of cement concrete 1:3:6 (1 cement: 3 coarse sand (zone-III) derived from natural sources : 6 graded stone aggregate 20 mm nominal size derived from natural sources) over 75mmthick bed of dry brick ballast 40 mm nominal, well rammed and consolidated and grouted with fine sand, including necessary excavation,levelling & dressing & finishing the top smooth. | Sqm | 50 |  | Included | 0 | 0 | 0
80 | 995454 |  | 18% | confirmed | Providing and laying in position ready mixed or site batched design mix cement concrete for reinforced cement concrete work; using coarse aggregate and fine aggregate derived from natural sources, Portland Pozzolana / Ordinary Portland /Portland Slag cement, admixtures in recommended proportions as per IS: 9103 to accelerate / retard setting of concrete, to improve durability and workability without impairing strength; including pumping of concrete to site of laying, curing, carriage for all leads; but excluding the cost of centering, shuttering, finishing and reinforcement as per direction of the engineer-in-charge, for the following grades of concrete.:grades of concrete.:All works upto plinth level Concrete of M30 grade with minimum cement content of 350 kg /cum (the contractor shall have discretion to either re-design the mix or bear the cost of extra cement.) | Cum | 1689 |  | Included | 0 | 0 | 0
81 | 995454 |  | 18% | confirmed | Providing and laying in position ready mixed or site batched design mix cement concrete for reinforced cement concrete work; using coarse aggregate and fine aggregate derived from natural sources, Portland Pozzolana / Ordinary Portland /Portland Slag cement, admixtures in recommended proportions as per IS: 9103 to accelerate / retard setting of concrete, to improve durability and workability without impairing strength; including pumping of concrete to site of laying, curing, carriage for all leads; but excluding the cost of centering, shuttering, finishing and reinforcement as per direction of the engineer-in-charge, for the following grades of concrete.:grades of concrete.:All works above plinth level upto floor V level Concrete of M30 grade with minimum cement content of 350 kg /cum (the contractor shall have discretion to either re-design the mix or bear the cost of extra cement.) | Cum | 18 |  | Included | 0 | 0 | 0
82 | 995454 |  | 18% | confirmed | Centering and shuttering including strutting, propping etc. and removal of form for Foundations, footings, bases of columns, etc. for mass concrete | Sqm | 691 |  | Included | 0 | 0 | 0
83 | 995454 |  | 18% | confirmed | Centering and shuttering including strutting, propping etc. and removal of form for Walls (any thickness) including attached pilasters, butteresses, plinth and string courses etc | sqm | 1411 |  | Included | 0 | 0 | 0
84 | 995454 |  | 18% | confirmed | Centering and shuttering including strutting, propping etc. and removal of form for Suspended floors, roofs, landings, balconies and access platform | Sqm | 86 |  | Included | 0 | 0 | 0
85 | 995454 |  | 18% | confirmed | Centering and shuttering including strutting, propping etc. and removal of form for Lintels, beams, plinth beams, girders, bressumers and cantilevers | Sqm | 68 |  | Included | 0 | 0 | 0
86 | 995454 |  | 18% | confirmed | Centering and shuttering including strutting, propping etc. and removal of form for Columns, Pillars, Piers, Abutments, Posts and Struts | sqm | 480 |  | Included | 0 | 0 | 0
87 | 995454 |  | 18% | confirmed | Centering and shuttering including strutting, propping etc. and removal of form for Edges of slabs and breaks in floors and walls Under 20 cm wide | Metre | 48 |  | Included | 0 | 0 | 0
88 | 995432 |  | 18% | confirmed | Brick work with common burnt clay F.P.S. (non modular) bricks of class designation 7.5 in foundation and plinth in:Cement mortar 1:6 (1 cement : 6 coarse sand) | Cum | 602 |  | Included | 0 | 0 | 0
89 | 995433 |  | 18% | confirmed | Brick work with common burnt clay F.P.S. (non modular) bricks of class designation 7.5 in superstructure above plinth level up to floor V level in all shapes and sizes in :Cement mortar 1:6 (1 cement : 6 coarse sand) | Cum | 46 |  | Included | 0 | 0 | 0
90 | 995432 |  | 18% | confirmed | Random rubble masonry with hard stone in foundation and plinth including levelling up with cement concrete 1:6:12 (1 cement : 6 coarse sand : 12 graded stone aggregate 20 mm nominal size) upto plinth level with :Cement mortar 1:6 (1 cement : 6 coarse sand) | cum | 188 |  | Included | 0 | 0 | 0
91 | 995454 |  | 18% | confirmed | Providing and fixing factory made uPVC glazed/wire mesh windows/doors comprising of lead free uPVC multi-chambered frame, sash and mullion/coupler (where ever required) extruded profiles having minimum wall thickness of 1.70 mm for Series R1 and R2 profiles and 2.10 mm for Series R3 and R4 profiles conforming to EN: 12608 in any shape, colour and design duly reinforced with galvanized mild steel section made of required shape & size as per CPWD Specification, uPVC extruded glazing beads, interlocks and Inline sash adaptor (where ever required) of appropriate dimension, EPDM gasket, hardware, SS 304 grade fasteners of minimum 8 mm dia with countersunk head, comprising of matching polyamide PA6 grade sleeve for fixing frame to finished wall as per IS 1367 : Part 1 to 14, plastic packers, plastic caps and necessary stainless steel screws etc. Profile of frame, sash & mullion (if required) shall be mitred cut and fusion welded/mechanically jointed duly sealed at all corners, including drilling of holes for fixing hardware and drainage of water etc. After fixing frame the gap between frame and adjacent finished wall shall be filled with weather proof silicon sealant over backer rod of approved size and quality, all complete as per approved drawing conforming to CPWD specification & direction of Engineer-in-Charge. Section of steel reinforcement and cross sections of uPVC profiles to be as per design approved by Engineer-in-Charge. Wire mesh / Glazing of plain/ toughened/ laminated/ double glass unit with / without high performance coatings as per design requirements and conforming to IS: 3548 & IS: 16231 shall be paid separately.Casement window double panels with fixed mullion with S.S. 304 friction hinges as per size and weight of sash, multi-point locking system, zinc alloy (zamak) powder coated handles.Using R2 series with frame (39mm & above) x (39mm & above) & sash (39mm & above) x(60mm & above) & mullion (39mm & above) x (60mm & above). (Height upto 1.2 metre). | Sqm | 10 |  | Included | 0 | 0 | 0
92 | 995454 |  | 18% | confirmed | Providing and fixing factory made uPVC glazed/wire mesh windows/doors comprising of lead free uPVC multi-chambered frame, sash and mullion/coupler (where ever required) extruded profiles having minimum wall thickness of 1.70 mm for Series R1 and R2 profiles and 2.10 mm for Series R3 and R4 profiles conforming to EN: 12608 in any shape, colour and design duly reinforced with galvanized mild steel section made of required shape & size as per CPWD Specification, uPVC extruded glazing beads, interlocks and Inline sash adaptor (where ever required) of appropriate dimension, EPDM gasket, hardware, SS 304 grade fasteners of minimum 8 mm dia with countersunk head, comprising of matching polyamide PA6 grade sleeve for fixing frame to finished wall as per IS 1367 : Part 1 to 14, plastic packers, plastic caps and necessary stainless steel screws etc. Profile of frame, sash & mullion (if required) shall be mitred cut and fusion welded/mechanically jointed duly sealed at all corners, including drilling of holes for fixing hardware and drainage of water etc. After fixing frame the gap between frame and adjacent finished wall shall be filled with weather proof silicon sealant over backer rod of approved size and quality, all complete as per approved drawing conforming to CPWD specification & direction of Engineer-in-Charge. Section of steel reinforcement and cross sections of uPVC profiles to be as per design approved by Engineer-in-Charge. Wire mesh / Glazing of plain/ toughened/ laminated/ double glass unit with / without high performance coatings as per design requirements and conforming to IS: 3548 & IS: 16231 shall be paid separately.Casement door single panel with zinc alloy (zamak) 3D hinges, multi-point locking system with cylinder, zinc alloy (zamak) powder coated handles on both sides. Using R3 series with frame (55 mm & above) x (50mm & above) & sash (55 mm & above) x (85mm & above) (Height upto 2.5 metre). | Sqm | 4 |  | Included | 0 | 0 | 0
93 | 995454 |  | 18% | confirmed | Providing and fixing factory made uPVC glazed/wire mesh windows/doors comprising of lead free uPVC multi-chambered frame, sash and mullion/coupler (where ever required) extruded profiles having minimum wall thickness of 1.70 mm for Series R1 and R2 profiles and 2.10 mm for Series R3 and R4 profiles conforming to EN: 12608 in any shape, colour and design duly reinforced with galvanized mild steel section made of required shape & size as per CPWD Specification, uPVC extruded glazing beads, interlocks and Inline sash adaptor (where ever required) of appropriate dimension, EPDM gasket, hardware, SS 304 grade fasteners of minimum 8 mm dia with countersunk head, comprising of matching polyamide PA6 grade sleeve for fixing frame to finished wall as per IS 1367 : Part 1 to 14, plastic packers, plastic caps and necessary stainless steel screws etc. Profile of frame, sash & mullion (if required) shall be mitred cut and fusion welded/mechanically jointed duly sealed at all corners, including drilling of holes for fixing hardware and drainage of water etc. After fixing frame the gap between frame and adjacent finished wall shall be filled with weather proof silicon sealant over backer rod of approved size and quality, all complete as per approved drawing conforming to CPWD specification & direction of Engineer-in-Charge. Section of steel reinforcement and cross sections of uPVC profiles to be as per design approved by Engineer-in-Charge. Wire mesh / Glazing of plain/ toughened/ laminated/ double glass unit with / without high performance coatings as per design requirements and conforming to IS: 3548 & IS: 16231 shall be paid separately.Casement door double panel with French (False) Mullion with zinc alloy (zamak) 3D hinges,multi-point locking system with cylinder, zinc alloy (zamak) powder coated handles on both sides.Using R3 series with frame (55 mm & above) x (50mm & above) & sash (55 mm & above) x (85mm & above) & French (False) mullion (55 mm & above) x (60mm & above). (Height upto 2.5 metre) | Sqm | 8 |  | Included | 0 | 0 | 0
94 | 995454 |  | 18% | confirmed | Steel work welded in built up sections/ framed work, including cutting, hoisting, fixing in position and applying a priming coat of approved steel primer using structural steel etc. as required.In gratings, frames, guard bar, ladder, railings, brackets, gates and similar works | Kg | 58367 |  | Included | 0 | 0 | 0
95 | 995454 |  | 18% | confirmed | Providing and laying vitrified floor tiles in different sizes (thickness to be specified by the manufacturer) with water absorption less than 0.08% and conforming to IS: 15622, of approved make, in all colours and shades, laid on 20mm thick cement mortar 1:4 (1 cement : 4 coarse sand), jointing with grey cement slurry @ 3.3 kg/ sqm including grouting the joints with white cement and matching pigments etc., complete.Size of Tile 600x600 mm | sqm | 54 |  | Included | 0 | 0 | 0
96 | 995454 |  | 18% | confirmed | Providing and laying Vitrified tiles in different sizes (thickness to be specified by manufacturer), with water absorption less than 0.08 % and conforming to I.S. 15622, of approved make, in all colours & shade, in skirting, riser of steps, over 12 mm thick bed of cement mortar 1:3 (1 cement: 3 coarse sand), jointing with grey cement slurry @ 3.3 kg/ sqm including grouting the joint with white cement & matching pigments etc. complete.Size of Tile 600x600 mm | Sqm | 8 |  | Included | 0 | 0 | 0
97 | 995454 |  | 18% | confirmed | Providing and laying Polished Granite stone flooring in required design and patterns, in linear as well as curvilinear portions of the building all complete as per the architectural drawings with 18 mm thick stone slab over 20 mm (average) thick base of cement mortar 1:4 (1 cement : 4 coarse sand) laid and jointed with cement slurry and pointing with white cement slurry admixed with pigment of matching shade including rubbing, curing and polishing etc. all complete as specified and as directed by the Engineer-in-Charge. Polished Granite stone slab colour of Black, Cherry/Ruby Red or equivalent | Sqm | 16 |  | Included | 0 | 0 | 0
98 | 995454 |  | 18% | confirmed | 12 mm cement plaster of mix :1:6 (1 cement: 6 fine sand) | Sqm | 150 |  | Included | 0 | 0 | 0
99 | 995454 |  | 18% | confirmed | 12 mm cement plaster finished with a floating coat of neat cement of mix :1:4 (1 cement: 4 fine sand) | Sqm | 1648 |  | Included | 0 | 0 | 0
100 | 995454 |  | 18% | confirmed | 18 mm cement plaster in two coats under layer 12 mm thick cement plaster 1:5 (1 cement : 5 coarse sand) finished with a top layer 6 mm thick cement plaster 1:6 (1 cement : 6 fine sand). | Sqm | 170 |  | Included | 0 | 0 | 0
101 | 995454 |  | 18% | confirmed | 6 mm cement plaster of mix : 1:3 (1 cement : 3 fine sand) | Sqm | 60 |  | Included | 0 | 0 | 0
102 | 995454 |  | 18% | confirmed | Providing and applying plaster of paris putty of 2 mm thickness over plastered surface to prepare the surface even and smooth complete. | sqm | 204 |  | Included | 0 | 0 | 0
103 | 995454 |  | 18% | confirmed | Pointing on stone work with cement mortar Cement mortar 1:3 (1 cement : 3 fine sand):Raised and cut pointing | Sqm | 800 |  | Included | 0 | 0 | 0
104 | 995454 |  | 18% | confirmed | Finishing walls with water proofing cement paint of required shade : New work (Two or more coats applied @ 3.84 kg/10 sqm) | sqm | 240 |  | Included | 0 | 0 | 0
105 | 995454 |  | 18% | confirmed | Finishing walls with Premium Acrylic Smooth exterior paint with Silicone additives of required shade: New work (Two or more coats applied @ 1.43 ltr/10 sqm over and including priming coat of exterior primer applied @ 0.9 ltr/10 sqm) | Sqm | 170 |  | Included | 0 | 0 | 0
106 | 995454 |  | 18% | confirmed | Finishing with Epoxy paint (two or more coats) at all locations prepared and applied as per manufacturer’s specifications including appropriate priming coat, preparation of surface, etc. complete.On steel work | sqm | 200 |  | Included | 0 | 0 | 0
107 | 995454 |  | 18% | confirmed | Painting with black anti-corrosive bitumastic paint of approved brand and manufacture to give an even shade : Two or more coats on new work | Sqm | 855 |  | Included | 0 | 0 | 0
108 | 995454 |  | 18% | confirmed | Providing and applying white cement based putty of average thickness 1 mm, of approved brand and manufacturer, over the plastered wall surface to prepare the surface even and smooth complete. | Sqm | 170 |  | Included | 0 | 0 | 0
109 | 995454 |  | 18% | confirmed | Wall painting with premium acrylic emulsion paint of interior grade,having VOC (Volatile Organic Compound ) content less than 50 grams/ litre of approved brand and manufacture, including applying additional coats wherever required to achieve even shade and colour.Two coats | Sqm | 258 |  | Included | 0 | 0 | 0
110 | 995454 |  | 18% | confirmed | Applying priming coats with primer of approved brand and manufacture, having low VOC (Volatile Organic Compound ) content.With water thinnable cement primer on wall surface having VOC content less than 50 grams/litre | Sqm | 258 |  | Included | 0 | 0 | 0
111 | 995454 |  | 18% | confirmed | Demolishing cement concrete manually/ by mechanical means including disposal of material within 50 metres lead as per direction of Engineer- in - charge.Nominal concrete 1:4:8 or leaner mix (including equivalent design mix) | Cum | 25 |  | Included | 0 | 0 | 0
112 | 995454 |  | 18% | confirmed | Demolishing R.C.C. work manually/ by mechanical means including stacking of steel bars and disposal of unserviceable material within 50 metres lead as per direction of Engineer - in- charge. | Cum | 50 |  | Included | 0 | 0 | 0
113 | 995454 |  | 18% | confirmed | Demolishing brick work manually/ by mechanical means including stacking of serviceable material and disposal of unserviceable material within 50 metres lead as per direction of Engineer-in-charge.In cement mortar | Cum | 50 |  | Included | 0 | 0 | 0
114 | 995454 |  | 18% | confirmed | Preparation and consolidation of sub grade with power road roller of 8 to 12 tonne capacity after excavating earth to an average of 22.5 cm depth, dressing to camber and consolidating with road roller including making good the undulations etc. and re-rolling the sub grade and disposal of surplus earthwith lead upto 50 metres. | Sqm | 3300 |  | Included | 0 | 0 | 0
115 | 995454 |  | 18% | confirmed | Providing and applying tack coat using hot straight run bitumen of grade VG - 10, including heating the bitumen, spraying the bitumen with mechanically operated spray unit fitted on bitumen boiler, cleaning and preparing the existing road surface as per specifications :On W.B.M. @ 0.75 Kg / sqm | Sqm | 3200 |  | Included | 0 | 0 | 0
116 | 995454 |  | 18% | confirmed | 2.5 cm premix carpet surfacing with 3 cum of stone chippings 10 mm nominal size per 100 sqm and bitumen emulsion (medium setting min. 65% bitumen contents) complying with IS : 8887, using 96 kg per cum of chippings of road surface, including consolidation with road roller etc complete . | Sqm | 3200 |  | Included | 0 | 0 | 0
117 | 995454 |  | 18% | confirmed | Providing, laying, spreading and compacting graded stone aggregate (size range 53 mm to 0.075 mm ) to wet mix macadam (WMM) specification including premixing the material with water at OMC in for all leads & lifts, laying in uniform layers with mechanical paver finisher in sub- base / base course on well prepared surface and compacting with vibratory roller of 8 to 10 tonne capacity to achievethe desired density, complete as per specifications and directions of Engineer-in-Charge. | Cum | 980 |  | Included | 0 | 0 | 0
118 | 995454 |  | 18% | confirmed | Providing and laying Non Pressure NP-3 class (Medium duty) R.C.C. pipes including collars/spigot jointed with stiff mixture of cement mortar in the proportion of 1:2 (1 cement : 2 fine sand) including testing of joints etc. complete :250 mm dia. R.C.C. pipe | M | 20 |  | Included | 0 | 0 | 0
119 | 995454 |  | 18% | confirmed | Providing and laying Non Pressure NP-3 class (Medium duty) R.C.C. pipes including collars/spigot jointed with stiff mixture of cement mortar in the proportion of 1:2 (1 cement : 2 fine sand) including testing of joints etc. complete:300 mm dia. R.C.C. pipe | M | 20 |  | Included | 0 | 0 | 0
120 | 995454 |  | 18% | confirmed | Providing and laying Non Pressure NP-3 class (Medium duty) R.C.C. pipes including collars/spigot jointed with stiff mixture of cement mortar in the proportion of 1:2 (1 cement : 2 fine sand) including testing of joints etc. complete:450 mm dia. R.C.C. pipe | m | 20 |  | Included | 0 | 0 | 0
121 | 995454 |  | 18% | confirmed | Providing and laying integral cement based water proofing treatment including preparation of surface as required for treatment of roofs, balconies, terraces etc consisting of following operations:(a) Applying a slurry coat of neat cement using 2.75 kg/sqm of cement admixed with water proofing compound conforming to IS. 2645 and approved by Engineer-in-charge over the RCC slab including adjoining walls upto 300 mm height including cleaning the surface before treatment. (b) Laying brick bats with mortar using broken bricks/brick bats 25 mm to 115 mm size with 50% of cement mortar 1:5 (1 cement : 5 coarse sand) admixed with water proofing compound conforming to IS : 2645 and approved by Engineerin-charge over 20 mm thick layer of cement mortar of mix 1:5 (1 cement :5 coarse sand ) admixed with water proofing compound conforming to IS : 2645 and approved by Engineerin-charge to required slope and treating similarly the adjoining walls upto 300 mm height including rounding of junctions of walls and slabs. (c) After two days of proper curing applying a second coat of cement slurry using 2.75 kg/ sqm of cement admixed with water proofing compound conforming to IS : 2645 and approved by Engineer-in-charge. (d) Finishing the surface with 20 mm thick jointless cement mortar of mix 1:4 (1 cement :4 coarse sand) admixed with water proofing compound conforming to IS : 2645 and approved by Engineer-in-charge including laying glass fibre cloth of approved quality in top layer of plaster and finally finishing the surface with trowel with neat cement slurry and making pattern of 300x300 mm square 3 mm deep. (e) The whole terrace so finished shall be flooded with water for a minimum period of two weeks for curing and for final test.“All above operations to be done in order and as directed and specified by the Engineer-in-Charge : With average thickness of 120 mm and minimum thickness at khurra as 65 mm. | Sqm | 30 |  | Included | 0 | 0 | 0
122 | 995454 |  | 18% | confirmed | Boring/drilling bore well of required dia for casing/ strainer pipe, by suitable method prescribed in IS: 2800 (part I), including collecting samples from different strata, preparing and submitting strata chart/ bore log, including hire & running charges of all equipments, tools, plants & machineries required for the job, all complete as per direction of Engineer-in-charge, upto 90 metre depth below ground level. : All types of soil : 300 mm dia | M | 25 |  | Included | 0 | 0 | 0
123 | 995454 |  | 18% | confirmed | Supplying, assembling, lowering and fixing in vertical position in bore well unplasticized PVC medium well screen 25mm dia Hole at random spacing of 200mm C/C (RMS) pipes with ribs, conforming to IS: 12818, including hire & labour charges, fittings & accessories etc. all complete, for all depths, as per direction of Engineer-in-charge. : 150 mm nominal size dia | M | 30 |  | Included | 0 | 0 | 0
124 | 995454 |  | 18% | confirmed | Supplying, filling, spreading & leveling stone boulders of size range 4.5cm to 20cm, in recharge pit, in the required thickness, for all leads & lifts, all complete as per direction of Engineer-in-charge. | Cum | 45 |  | Included | 0 | 0 | 0
125 | 995454 |  | 18% | confirmed | Supplying, filling, spreading & leveling gravels of size range 5 mm to 10 mm, in the recharge pit, over the existing layer of boulders, in required thickness, for all leads & lifts, all complete as per direction of Engineer-in-charge. | Cum | 6 |  | Included | 0 | 0 | 0
126 | 995454 |  | 18% | confirmed | Gravel packing in tubewell construction in accordance with IS: 4097, including providing gravel fine/ medium/ coarse, in required grading & sizes as per actual requirement, all complete as per direction of Engineer-in-charge. (20mm Down Graded) | Cum | 2 |  | Included | 0 | 0 | 0
127 | 995454 |  | 18% | confirmed | Providing and fixing suitable size threaded mild steel cap or spot welded plate to the top of bore well housing/ casing pipe, removable as per requirement, all complete for borewell of: 150 mm dia | EA | 1 |  | Included | 0 | 0 | 0
128 | 995454 |  | 18% | confirmed | Providing and fixing Bail plug/ Bottom plug of required dia to the bottom of pipe assembly of tubewell as per IS:2800 (part I). 150 mm dia. | EA | 1 |  | Included | 0 | 0 | 0
129 | 995454 |  | 18% | confirmed | Reinforcement steel meeting corrosion resistance properties as per IS:1786 and manufacturer specification | MT | 140.28 |  | Included | 0 | 0 | 0
130 | 995454 |  | 18% | confirmed | Stone filling (40 mm size) for transformer/Reactor foundation | M3 | 23 |  | Included | 0 | 0 | 0
131 | 995454 |  | 18% | confirmed | Stone spreading in switchyard excluding PCC | M2 | 11200 |  | Included | 0 | 0 | 0
132 | 995454 |  | 18% | confirmed | Antiweed treatment | M2 | 12700 |  | Included | 0 | 0 | 0
133 | 995454 |  | 18% | confirmed | Removing,cleaning and washing of existing stones and respreading of stones in switchyard excluding PCC | M2 | 1500 |  | Included | 0 | 0 | 0
134 | 995454 |  | 18% | confirmed | Dry stone pitching 22.5 cm thick including supply of stones and preparing surface complete including construction of 600 mm high and230 mm wide cement concrete (1:3:6) (1 cement : 3 coarse sand (zone-III) : 6 graded stone aggregate 20 mm nominal size) toe wall atthe lowest portion of stone pitching area etc. completed as per theinstruction of Engineer-In-Charge. . | M2 | 788 |  | Included | 0 | 0 | 0
135 | 995454 |  | 18% | confirmed | Supplying, filling and compacting stone boulders mixed with sand under foundations, roads, cable trenches, drains etc in layers notexceeding 250mm thickness including ramming, watering compacting | M3 | 387 |  | Included | 0 | 0 | 0
136 | 995454 |  | 18% | confirmed | Supplying, filling and compacting CNS material as per specification under floors, foundations, roads, cable trenches, drains etc inlayers not exceeding 200 mm thickness | M3 | 565 |  | Included | 0 | 0 | 0
137 | 995454 |  | 18% | confirmed | Dismantling of existing fencing | M | 350 |  | Included | 0 | 0 | 0
138 | 995454 |  | 18% | confirmed | Swtichyard fencing: Providing and fixing fencing of GI barbed wire consisting of galvanized MS tubular posts at 3 m intervals; GIbarded wire shall run horizontally from post to post at a spacing of 300 mm (vertically) and a cross formation in each panel,complete as per technical specification and drawing. | M | 450 |  | Included | 0 | 0 | 0
139 | 995454 |  | 18% | confirmed | Supplying and erecting dewatering pumps-5 HP | EA | 1 |  | Included | 0 | 0 | 0
140 | 995454 |  | 18% | confirmed | Providing & laying non-woven Geo-synthetics fabric of minimum 200 GSM in separration layer between sub garde and stone spreading inswitchyard as per Technical Specification and direction of Engineer-in-Charge. | M2 | 12700 |  | Included | 0 | 0 | 0
141 | 995454 |  | 18% | confirmed | Providing and fixing 75 mm UPVC pipes conforming to IS : 15328, for weep holes and below road (heavy duty). | m | 300 |  | Included | 0 | 0 | 0
142 | 995454 |  | 18% | confirmed | Providing and fixing 110 mm UPVC pipes conforming to IS : 15328, for jointing from drain/Cable trench to sump pit or similar works (heavy duty). | m | 30 |  | Included | 0 | 0 | 0
143 | 995454 |  | 18% | confirmed | Providing and wrapping of Geo synthetic Non -woven filter fabric (min 150gsm) around perforated PVC Pipe , secured with nylon ties or adhesive tape, to prevent ingress of soil and foreign materials, all complete as per direction of Engineer Incharge. | Sqm | 25 |  | Included | 0 | 0 | 0
144 | 995454 |  | 18% | confirmed | Providing & fixing mesh Arpita or equivalent made out of galvanized iron of nominal thickness 0.35 mm with a zinc coating of 120 gms per sqm along the junctions of masonry and concrete works including fixing,scaffolding,lead & lifts etc. | Sqm | 20 |  | Included | 0 | 0 | 0
145 | 995454 |  | 18% | confirmed | Providing & fixing of Float glass panes of nominal thickness 5 mm/5.5mm to uPVC Window & door (weight not less than 12.50 kg/sqm) as per direction of Engineer Incharge | Sqm | 9 |  | Included | 0 | 0 | 0
146 | 995454 |  | 18% | confirmed | Conducting contour surveys in substation land and in required grid size as per technical specification or direction of EIC with submission of contour plot drawing and extracting data to excel sheet in four point method and calculation of cutting and filiing quantities as required all complete. | Sqm | 12700 |  | Included | 0 | 0 | 0
[5 empty] | Total |  |  |  | 0
[5 empty] | GST Amount |  |  |  |  | 0

## Sch-4 (hidden)
Ref. No: SRTS-II/C&M/WC-4486/2025--------------------- Specification Nos: SR2/NT/W-AIS/DOM/C00/25/10874 |  |  |  | Schedule - 4
Augmentation of Transformation capacity at 400/220kV Trivandrum SS in Kerala by 500MVA, 400/220kV ICT (4th) along with associated 2 number 400kV bays & 1 number 220kV Bay
(SCHEDULE OF RATES AND PRICES )
Bidder’s Name and Address (Lead Partner) : |  |  | To:
C&M Department
Name : |  |  | Power Grid Corporation of India Ltd.,
Address : |  |  | SR-II,RHQ
Singanayakanahalli,Yelahanka
Bangalore -560064
Training Charges for Training to be imparted
NOT APPLICABLE
| TOTAL TRAINING CHARGES |  |  | 0
Date : | -- | Printed Name :
Place : |  | Designation :
Click for Sch-5

## Sch-5
Ref. No: SRTS-II/C&M/WC-4486/2025--------------------- Specification Nos: SR2/NT/W-AIS/DOM/C00/25/10874 |  |  |  | Schedule - 5
Augmentation of Transformation capacity at 400/220kV Trivandrum SS in Kerala by 500MVA, 400/220kV ICT (4th) along with associated 2 number 400kV bays & 1 number 220kV Bay
(SUMMARY OF TAXES & DUTIES APPLICABLE ON PLANT & EQUIPMENT)
Bidder’s Name and Address (Lead Partner) : |  |  | To:
General Manager,
C&M Department
Name : |  |  | Power Grid Corporation of India Ltd.,
Address : |  |  | SR-II,RHQ
Singanayakanahalli,Yelahanka
Bangalore -560064
Sl. No. | Item Nos. |  | Total Price (INR) |  | After Discount |  | After MPDiscount
1 | TOTAL GST ON SUPPLY(Sch-1) |  | 0 |  | Sales Tax | 0 | Sales Tax | 0
2 | TOTAL GST ON SERVICES (Sch-3) |  | 0
| GRAND TOTAL [] |  | 0 |  | Grand Total after Discount | #REF! | Grand Total after MPD | #REF!
Date : | --2025 | Printed Name :
Place : |  | Designation :
Click for Sch-6

## Sch-5 Dis (hidden)
Ref. No: SRTS-II/C&M/WC-4486/2025--------------------- Specification Nos: SR2/NT/W-AIS/DOM/C00/25/10874 |  |  |  | Schedule - 5
Augmentation of Transformation capacity at 400/220kV Trivandrum SS in Kerala by 500MVA, 400/220kV ICT (4th) along with associated 2 number 400kV bays & 1 number 220kV Bay
SUMMARY OF TAXES & DUTIES APPLICABLE ON GOODS
Bidder’s Name and Address (Lead Partner) : |  |  | To:
C&M Department
Name : |  |  | Power Grid Corporation of India Ltd.,
Address : |  |  | SR-II,RHQ
Singanayakanahalli,Yelahanka
Bangalore -560064
Sl. No. | Item Nos. |  | Total Price (INR)
1 | TOTAL GST ON GOODS |  | #REF!
Total GST for Supply of Goods (inter-alia including Type Test Charges) between the Contractor and the Employer (identified in Schedule 1') which are not included in the Ex-works price as per the provision of the Bidding Documents, as applicable.
2 | TOTAL GST ON SERVICES |  | #REF!
Total GST on Installation Services (Schedule-3) and Training to be imparted in India (Schedule-4)
| GRAND TOTAL [1+2] |  | #REF!
Date : | --2025 | Printed Name :
Place : |  | Designation :
Click for Sch-6

## Sch-6
Ref. No: SRTS-II/C&M/WC-4486/2025--------------------- Specification Nos: SR2/NT/W-AIS/DOM/C00/25/10874 |  |  | Schedule - 6
Augmentation of Transformation capacity at 400/220kV Trivandrum SS in Kerala by 500MVA, 400/220kV ICT (4th) along with associated 2 number 400kV bays & 1 number 220kV Bay
(GRAND SUMMARY)
Bidder’s Name and Address (Lead Partner) : |  |  | To:
General Manager,
C&M Department
Name : |  |  | Power Grid Corporation of India Ltd.,
Address : |  |  | SR-II,RHQ
Singanayakanahalli,Yelahanka
Bangalore -560064
Sl. No. | Description |  | Total Price (INR)
1 | TOTAL SCHEDULE NO. 1 |  | 0
Ex-works price of Plant and Equipment
2 | TOTAL SCHEDULE NO. 2 |  | 0
Local Transportation, Insurance and other Incidental Services
3 | TOTAL SCHEDULE NO. 3 |  | 0
Total Installtion/Service Charges
4 | TOTAL SCHEDULE NO. 4 |  | 0
Training Charges
4 | TOTAL SCHEDULE NO. 5 |  | 0
Taxes and Duties(GST)
6 | TOTAL SCHEDULE NO. 7 |  | 0
Type Test Charges [Total of this Schedule is included in Schedule - 1 above.]
| GRAND TOTAL [1+2] |  | 0
Date : | --2025 | Printed Name :
Place : |  | Designation :
Click for Sch-7

## Discount (hidden)
This letter of discount is optional. Bidder may / may not offer any discount.
Ref. No: SRTS-II/C&M/WC-4486/2025--------------------- Specification Nos: SR2/NT/W-AIS/DOM/C00/25/10874 |  |  |  |  | Letter of Discount
LETTER OF DISCOUNT
To:
Contract Services
Power Grid Corporation of India Ltd.,
"Saudamini", Plot No.-2
Sector-29, (near IFFCO Chowk)
Gurgaon (Haryana) - 122001
Subject : |  | Augmentation of Transformation capacity at 400/220kV Trivandrum SS in Kerala by 500MVA, 400/220kV ICT (4th) along with associated 2 number 400kV bays & 1 number 220kV Bay
Dear Sir
With reference to the subject tender, we hereby offer unconditional discount on the prices quoted by us as per details given here below : | [6 empty] | Eq Weightage of Rs/ % | Final Discount Factor
| 1 | Discount on lum-sum basis on total price quoted by us without Taxes & Duties. [The discount shall be proportionately applicable on all the items of all the Schdules i.e. Sch-1 (without type test charges), Sch-2, Sch-3 & Sch-7] In Rs. |  |  |  | #REF! | #REF!
| 2 | Discount on percent basis on total price quoted by us without Taxes & Duties. [The discount shall be proportionately applicable on all the items of all the Schdules i.e. Sch-1 (without type test charges), Sch-2 , Sch-3 & Sch-7] In Percent (%) |  |  |  | #REF! | 0%
| 3 | Discount on lum-sum basis on the Schedules as given below : [The discount shall be proportionately applicable on all the relevent items of the respective Schdules.] In Rs.
|  | Schedule-1 : Ex works prices |  | In Rs. |  | 0 | 0% | Schedule-1 : (Direct Only) | #REF!
|  | Schedule-2 : Freight & Insurance |  | In Rs. |  | 0 | 0% | Schedule-2 : Freight & Insurance | #REF!
|  | Schedule-1 : Erection Charges |  | In Rs. |  | #REF! | #REF! | Schedule-3 : Erection Charges | #REF!
|  | Schedule-4 : Training Charges |  | In Rs. |  | 0 | 0% | Schedule-4 : Training Charges | #REF!
|  | Schedule-7 : Type Test Charges |  | In Rs. |  | 0 | 0% | Schedule-6 : Type Test Charges | #REF!
| 1 | Discount on percent basis on the Schedules as given below : [The discount shall be proportionately applicable on all the relevent items of the respective Schdules.] In Percent (%)
|  | Schedule-1 : Ex works prices |  | In Percent (%) |  | 0 | 0%
|  | Schedule-2 : Freight & Insurance |  | In Percent (%) |  | 0 | 0%
|  | Schedule-1 : Erection Charges |  | In Percent (%) |  | #REF! | 0%
|  | Schedule-4 : Training Charges |  | In Percent (%) |  | 0 | 0%
|  | Schedule-7 : Type Test Charges |  | In Percent (%) |  | 0 | 0%
Discount(s) offered at sl. No. 1 will get displayed and accounted for automatically in the respective items of the Schedules.
| 5 | We hereby offer Multi-package discount as given below:
Multi-Package Discount(s) offered at sl. No. 5 will not get automatically accounted for in the respective items of the Schedules. The same shall be worked out saparately for evaluation.
Please consider this letter of discount as the integral part of our price bid.
Thanking you, we remain,
Yours faithfully,
For and on behalf of
Date : |  | --2025 | Printed Name :
Place : |  |  | Designation :
Click for Bid Form

## Sch-6 After Discount (hidden)
Ref. No: SRTS-II/C&M/WC-4486/2025--------------------- Specification Nos: SR2/NT/W-AIS/DOM/C00/25/10874 |  |  | Schedule - 6 After Discount
Augmentation of Transformation capacity at 400/220kV Trivandrum SS in Kerala by 500MVA, 400/220kV ICT (4th) along with associated 2 number 400kV bays & 1 number 220kV Bay
(GRAND SUMMARY)
Bidder’s Name and Address (Lead Partner) : |  |  | To:
C&M Department
Name : |  |  | Power Grid Corporation of India Ltd.,
Address : |  |  | SR-II,RHQ
Singanayakanahalli,Yelahanka
Bangalore -560064
Sl. No. | Description |  | Total Price (INR)
1 | TOTAL SCHEDULE NO. 1 |  | #REF!
Ex-works price of Plant and Equipment
2 | TOTAL SCHEDULE NO. 2 |  | #REF!
Local Transportation, Insurance and other Incidental Services
1 | TOTAL SCHEDULE NO. 1 |  | #REF!
Total Charges for Site Levelling works
4 | TOTAL SCHEDULE NO. 4 |  | #REF!
Training Charges
2 | TOTAL SCHEDULE NO. 5 |  | 0
Taxes and Duties(GST)
6 | TOTAL SCHEDULE NO. 7 |  | #REF!
Type Test Charges [Total of this Schedule is included in Schedule - 1 above.]
| GRAND TOTAL [1+2] |  | #REF!
Date : | --2025 | Printed Name :
Place : |  | Designation :
Click for Sch-7

## Sch-7 (hidden)
Ref. No: SRTS-II/C&M/WC-4486/2025--------------------- Specification Nos: SR2/NT/W-AIS/DOM/C00/25/10874 |  |  |  |  | Schedule 7
Augmentation of Transformation capacity at 400/220kV Trivandrum SS in Kerala by 500MVA, 400/220kV ICT (4th) along with associated 2 number 400kV bays & 1 number 220kV Bay | [7 empty] | As per Lum-sum |  | 0%
(SCHEDULE OF RATES AND PRICES ) | [7 empty] | AS per Percent |  | #REF!
[8 empty] | As per lum-sum on Sch-7 |  | 0%
Bidder’s Name and Address (Lead Partner) : |  |  | To: |  |  |  |  | As per Percent on Sch-7 |  | #REF!
|  |  | C&M Department |  |  |  |  | Total Discount |  | #REF!
Name : |  |  | Power Grid Corporation of India Ltd.,
Address : |  |  | SR-II,RHQ
|  |  | Singanayakanahalli,Yelahanka |  |  |  |  | Multipackage Discount |  | #REF!
Bangalore -560064
Type test Charges
SL. NO. | Description of Test | Unit | Quantity | Unit Test Charge | Total Test Charges (Rs.) |  | #REF! |  | Total Test Charges After Discount (Rs.) |  | Dis Alert | Total Test Charges After MPD (Rs.)
NOT APPLICABLE
#REF!
#REF!
#REF!
| TOTAL TYPE TEST CHARGES |  |  |  | 0
[8 empty] | Dis Alert | #REF!
Date : | --2025 | Printed Name :
Place : |  | Designation :
Note : | Bidder should indicate the name of test laboratories where type tests are proposed to be conducted
Ref. No: SRTS-II/C&M/WC-4486/2025--------------------- Specification Nos: SR2/NT/W-AIS/DOM/C00/25/10874
Augmentation of Transformation capacity at 400/220kV Trivandrum SS in Kerala by 500MVA, 400/220kV ICT (4th) along with associated 2 number 400kV bays & 1 number 220kV Bay | 0 | 0 |  |  |  | 0
(SCHEDULE OF RATES AND PRICES ) | 0 | 0 |  |  |  | 0
Bidder’s Name and Address (Lead Partner) : | [5 empty] | 0
| 0 | 0 |  |  |  | 0
Name : |  | 0 |  |  |  | 0
Address : |  | 0 |  |  |  | 0
|  | 0 |  |  |  | 0
|  | 0 |  |  |  | 0
SL. NO. | Description of Test | 0
#REF! | #REF! | #REF!
#REF! | #REF!
#REF! | #REF! | #REF!
#REF! | #REF! | #REF!
| #REF! | #REF!
#REF! | #REF!
#REF! | #REF!
#REF! | #REF!
#REF! | #REF! | #REF!
#REF! | #REF! | #REF!
#REF! | #REF! | #REF!
#REF! | #REF! | #REF!
| #REF! | #REF!
#REF! | #REF!
#REF! | #REF! | #REF!
#REF! | #REF! | #REF!
#REF! | #REF! | #REF!
#REF! | #REF! | #REF!
| #REF! | #REF!
#REF! | #REF!
#REF! | #REF! | #REF!
#REF! | #REF! | #REF!
#REF! | #REF! | #REF!
| #REF! | #REF!
#REF! | #REF!
#REF! | #REF! | #REF!
#REF! | #REF! | #REF!
#REF! | #REF! | #REF!
| #REF! | #REF!
#REF! | #REF!
#REF! | #REF! | #REF!
#REF! | #REF! | #REF!
#REF! | #REF! | #REF!
#REF! | #REF! | #REF!
| #REF! | #REF!
| #REF! | #REF!
#REF! | #REF!
#REF! | #REF!
#REF! | #REF! | #REF!
#REF! | #REF! | #REF!
#REF! | #REF! | #REF!
| #REF! | #REF!
| #REF! | #REF!
#REF! | #REF!
#REF! | #REF!
#REF! | #REF! | #REF!
#REF! | #REF! | #REF!
#REF! | #REF! | #REF!
#REF! | #REF! | #REF!
#REF! | #REF! | #REF!
| #REF! | #REF!
#REF! | #REF!
#REF! | #REF! | #REF!
#REF! | #REF! | #REF!
#REF! | #REF! | #REF!
#REF! | #REF! | #REF!
#REF! | #REF! | #REF!
#REF! | #REF! | #REF!
| #REF! | #REF!
#REF! | #REF!
#REF! | #REF! | #REF!
#REF! | #REF! | #REF!
#REF! | #REF! | #REF!
#REF! | #REF! | #REF!
#REF! | #REF! | #REF!
#REF! | #REF! | #REF!
#REF! | #REF! | #REF!
#REF! | #REF! | #REF!
#REF! | #REF! | #REF!
| #REF! | #REF!
#REF! | #REF!
#REF! | #REF! | #REF!
#REF! | #REF! | #REF!
#REF! | #REF! | #REF!
| #REF! | #REF!
#REF! | #REF!
#REF! | #REF! | #REF!
#REF! | #REF! | #REF!
#REF! | #REF! | #REF!
| #REF! | #REF!
#REF! | #REF!
#REF! | #REF! | #REF!
#REF! | #REF! | #REF!
| #REF! | #REF!
#REF! | #REF!
#REF! | #REF! | #REF!
#REF! | #REF! | #REF!
#REF! | #REF! | #REF!
#REF! | #REF! | #REF!
#REF! | #REF! | #REF!
#REF! | #REF! | #REF!
| #REF! | #REF!
#REF! | #REF!
#REF! | #REF! | #REF!
#REF! | #REF! | #REF!
#REF! | #REF! | #REF!
#REF! | #REF! | #REF!
#REF! | #REF!
#REF! | #REF! | #REF!
#REF! | #REF! | #REF!
#REF! | #REF! | #REF!
#REF! | #REF! | #REF!
| #REF! | #REF!
| #REF! | #REF!
| #REF! | #REF!
Click for Bid Form 2nd Envelope

## Sch-7 Dis (hidden)
Ref. No: SRTS-II/C&M/WC-4486/2025--------------------- Specification Nos: SR2/NT/W-AIS/DOM/C00/25/10874
Augmentation of Transformation capacity at 400/220kV Trivandrum SS in Kerala by 500MVA, 400/220kV ICT (4th) along with associated 2 number 400kV bays & 1 number 220kV Bay | [6 empty] | As per Lum-sum |  | 0%
(SCHEDULE OF RATES AND PRICES : TYPE TEST CHARGES) | [6 empty] | AS per Percent |  | #REF!
[7 empty] | As per lum-sum on Sch-7 |  | 0%
Bidder’s Name and Address (Lead Partner) : |  |  |  | To: |  |  | As per Percent on Sch-7 |  | #REF!
|  |  |  | C&M Department |  |  | Total Discount |  | #REF!
Name : |  |  |  | Power Grid Corporation of India Ltd.,
Address : |  |  |  | SR-II,RHQ
|  |  |  | Singanayakanahalli,Yelahanka |  |  | Multipackage Discount |  | #REF!
Bangalore -560064
Type Tests on Earthwire
SL. NO. | Description of Test | Unit | Quantity | Unit Test Charge | Total Test Charges (Rs.) |  |  | Total Test Charges After Discount (Rs.) |  | Dis Alert | Total Test Charges After MPD (Rs.)
I | 0
(a) | #REF! | #REF! | #REF! | #REF! | #REF!
(b) | #REF! | #REF! | #REF! | #REF! | #REF!
| Sub-Total (I) |  |  |  | #REF!
| TOTAL TEST CHARGES (I) |  |  |  | #REF!
[7 empty] | Discount Sche-7 | #REF! |  | MPD Sche-7 | #REF!
[7 empty] | Dis Alert | #REF!
Signature :
Date : | --2025 | Printed Name :
Place : |  | Designation :
Common Seal :
Note : | Bidder should indicate the name of test laboratories where type tests are proposed to be conducted
Ref. No: SRTS-II/C&M/WC-4486/2025--------------------- Specification Nos: SR2/NT/W-AIS/DOM/C00/25/10874
Augmentation of Transformation capacity at 400/220kV Trivandrum SS in Kerala by 500MVA, 400/220kV ICT (4th) along with associated 2 number 400kV bays & 1 number 220kV Bay | 0 | 0 |  |  |  | 0
(SCHEDULE OF RATES AND PRICES : TYPE TEST CHARGES) | 0 | 0 |  |  |  | 0
Bidder’s Name and Address (Lead Partner) : | [5 empty] | 0
| 0 | 0 |  |  |  | 0
Name : |  | 0 |  |  |  | 0
Address : |  | 0 |  |  |  | 0
|  | 0 |  |  |  | 0
|  | 0 |  |  |  | 0
SL. NO. | Description of Test | 0
#REF! | #REF! | #REF!
#REF! | #REF!
#REF! | #REF! | #REF!
#REF! | #REF! | #REF!
| #REF! | #REF!
#REF! | #REF!
#REF! | #REF!
#REF! | #REF!
#REF! | #REF! | #REF!
#REF! | #REF! | #REF!
#REF! | #REF! | #REF!
#REF! | #REF! | #REF!
| #REF! | #REF!
#REF! | #REF!
#REF! | #REF! | #REF!
#REF! | #REF! | #REF!
#REF! | #REF! | #REF!
#REF! | #REF! | #REF!
| #REF! | #REF!
#REF! | #REF!
#REF! | #REF! | #REF!
#REF! | #REF! | #REF!
#REF! | #REF! | #REF!
| #REF! | #REF!
#REF! | #REF!
#REF! | #REF! | #REF!
#REF! | #REF! | #REF!
#REF! | #REF! | #REF!
| #REF! | #REF!
#REF! | #REF!
#REF! | #REF! | #REF!
#REF! | #REF! | #REF!
#REF! | #REF! | #REF!
#REF! | #REF! | #REF!
| #REF! | #REF!
| #REF! | #REF!
#REF! | #REF!
#REF! | #REF!
#REF! | #REF! | #REF!
#REF! | #REF! | #REF!
#REF! | #REF! | #REF!
| #REF! | #REF!
| #REF! | #REF!
#REF! | #REF!
#REF! | #REF!
#REF! | #REF! | #REF!
#REF! | #REF! | #REF!
#REF! | #REF! | #REF!
#REF! | #REF! | #REF!
#REF! | #REF! | #REF!
| #REF! | #REF!
#REF! | #REF!
#REF! | #REF! | #REF!
#REF! | #REF! | #REF!
#REF! | #REF! | #REF!
#REF! | #REF! | #REF!
#REF! | #REF! | #REF!
#REF! | #REF! | #REF!
| #REF! | #REF!
#REF! | #REF!
#REF! | #REF! | #REF!
#REF! | #REF! | #REF!
#REF! | #REF! | #REF!
#REF! | #REF! | #REF!
#REF! | #REF! | #REF!
#REF! | #REF! | #REF!
#REF! | #REF! | #REF!
#REF! | #REF! | #REF!
#REF! | #REF! | #REF!
| #REF! | #REF!
#REF! | #REF!
#REF! | #REF! | #REF!
#REF! | #REF! | #REF!
#REF! | #REF! | #REF!
| #REF! | #REF!
#REF! | #REF!
#REF! | #REF! | #REF!
#REF! | #REF! | #REF!
#REF! | #REF! | #REF!
| #REF! | #REF!
#REF! | #REF!
#REF! | #REF! | #REF!
#REF! | #REF! | #REF!
| #REF! | #REF!
#REF! | #REF!
#REF! | #REF! | #REF!
#REF! | #REF! | #REF!
#REF! | #REF! | #REF!
#REF! | #REF! | #REF!
#REF! | #REF! | #REF!
#REF! | #REF! | #REF!
| #REF! | #REF!
#REF! | #REF!
#REF! | #REF! | #REF!
#REF! | #REF! | #REF!
#REF! | #REF! | #REF!
#REF! | #REF! | #REF!
#REF! | #REF!
#REF! | #REF! | #REF!
#REF! | #REF! | #REF!
#REF! | #REF! | #REF!
#REF! | #REF! | #REF!
| #REF! | #REF!
| #REF! | #REF!
| #REF! | #REF!
Click for Bid Form 2nd Envelope

## Octroi (hidden)
Details of Octroi
Sl No. | Description of Items | Amount on which Octroi is applicable | Rate of Octroi | Octroi
(1) | (2) | (3) | (4) | (5) =(3) x (4)
1 |  |  |  | 0
2 |  |  |  | 0
3 |  |  |  | 0
4 |  |  |  | 0
5 |  |  |  | 0
6 |  |  |  | 0
7 |  |  |  | 0
8 |  |  |  | 0
9 |  |  |  | 0
10 |  |  |  | 0
| Total |  |  | 0
Back to Sch 5

## Entry Tax (hidden)
Details of Entry Tax
Sl No. | Description of Items | Amount on which Entry Tax is applicable | Rate of Entry Tax | Entry Tax
(1) | (2) | (3) | (4) | (5) =(3) x (4)
1 |  |  |  | 0
2 |  |  |  | 0
3 |  |  |  | 0
4 |  |  |  | 0
5 |  |  |  | 0
6 |  |  |  | 0
7 |  |  |  | 0
8 |  |  |  | 0
9 |  |  |  | 0
10 |  |  |  | 0
| Total |  |  | 0
Back to Sch 5

## Other Taxes & Duties (hidden)
Details of Other Taxes & Duties
Sl No. | Description of Items | Amount on which Other Taxes & Duties are applicable | Description of Taxes & Duties | Rate of Taxes & Duties | Amount of Taxes & Duties
(1) | (2) | (3) | (4) | (5) | (6) =(3) x (4)
1 |  |  |  |  | 0
2 |  |  |  |  | 0
3 |  |  |  |  | 0
4 |  |  |  |  | 0
5 |  |  |  |  | 0
6 |  |  |  |  | 0
7 |  |  |  |  | 0
8 |  |  |  |  | 0
9 |  |  |  |  | 0
10 |  |  |  |  | 0
| Total |  |  |  | 0
Back to Sch 5

## Bid Form 2nd Envelope
Ref. No: SRTS-II/C&M/WC-4486/2025--------------------- Specification Nos: SR2/NT/W-AIS/DOM/C00/25/10874 |  |  |  |  | Bid Form 2nd Envelope |  | Others |  |  | 1 | st |  | 1 | January
[7 empty] | 0 |  |  | 2 | nd |  | 2 | February
BID FORM (Second Envelope) | [9 empty] | 3 | rd |  | 3 | March
[10 empty] | 4 | th |  | 4 | April
Bid Proposal Ref. No. | [9 empty] | 5 | th |  | 5 | May
Date : | --2025 | [8 empty] | 6 | th | #VALUE! | 6 | June
[10 empty] | 7 | th | #VALUE! | 7 | July
To: | [9 empty] | 8 | th | #VALUE! | 8 | August
General Manager,
C&M Department | [9 empty] | 9 | th | #VALUE! | 9 | September
Power Grid Corporation of India Ltd., | [9 empty] | 10 | th |  | 10 | October
SR-II,RHQ | [9 empty] | 11 | th |  | 11 | November
Singanayakanahalli,Yelahanka | [9 empty] | 12 | th |  | 12 | December
Bangalore -560064 | [9 empty] | 13 | th
[10 empty] | 14 | th
Name of Contract : |  | Augmentation of Transformation capacity at 400/220kV Trivandrum SS in Kerala by 500MVA, 400/220kV ICT (4th) along with associated 2 number 400kV bays & 1 number 220kV Bay | [7 empty] | 15 | th
Dear Ladies and/or Gentlemen, | [9 empty] | 16 | th
1 | In continuation of First Envelope of our Bid, we hereby submit the Second Envelope of the Bid, both of which shall be read together and in conjunction with each other, and shall be construed as an integral part of our Bid. Accordingly, we the undersigned, offer to design, manufacture, test, deliver, install and commission (including carrying out Trial Operation, Performance & Guarantee Test as per provision of Technical Specification) under the above-named package in full conformity with the said Bidding Documents for the sum of Rs. _____________ or such other sums as may be determined in accordance with the terms and conditions of the Bidding Documents. | [5 empty] | In continuation of First Envelope of our Bid, we hereby submit the Second Envelope of the Bid, both of which shall be read together and in conjunction with each other, and shall be construed as an integral part of our Bid. Accordingly, we the undersigned, offer to design, manufacture, test, deliver, install and commission (including carrying out Trial Operation, Performance & Guarantee Test as per provision of Technical Specification) under the above-named package in full conformity with the said Bidding Documents for the sum of Rs. | or such other sums as may be determined in accordance with the terms and conditions of the Bidding Documents. | _____________ | 17 | th
| The above amounts are in accordance with the price schedules attached herewith and are made part of this bid. | [8 empty] | 18 | th
2 | Price Schedules | [8 empty] | 19 | th
2.1 | In line with the requirements of the Bidding documents, we enclose herewith the following Price Schedules, duly filled - in as per your proforma: | [8 empty] | 20 | th
| Schedule 1 |  | Plant and Equipment to be supplied. | [6 empty] | 21 | st
| Schedule 2 |  | Local Transportation, In-transit Insurance, loading and unloading | [6 empty] | 22 | th
| Schedule 3 |  | Installation Charges. |  |  | Others |  |  |  | 23 | th
| Schedule 4 |  | Training charges for training to be imparted. Not applicable | [6 empty] | 24 | th
| Schedule 5 |  | Taxes and Duties not included in Schedule 1&3 | [6 empty] | 25 | th
| Schedule 6 |  | Grand Summary [Schedule 1to 5] | [6 empty] | 26 | th
| Schedule 7 |  | Break-up of Type Test Charges for Type Tests to be conducted-Not applicable | [6 empty] | 27 | th
2.2 | We are aware that the Price Schedules do not generally give a full description of the Work to be performed under each item and we shall be deemed to have read the Technical Specifications and other sections of the Bidding Documents and Drawings to ascertain the full scope of Work included in each item while filling-in the rates and prices. We agree that the entered rates and prices shall be deemed to include for the full scope as aforesaid, including overheads and profit. | [8 empty] | 28 | th
2.3 | We declare that as specified in Clause 11.5, Section –II:ITB, Vol.-I of the Bidding Documents, prices quoted by us in the Price Schedules shall be subject to Price Adjustment during the execution of Contract in accordance with Appendix-2 (Price Adjustment) to the Contract Agreement. | [8 empty] | 29 | th
2.3 | We understand that in the price schedules, where there are errors between the total of the amounts given under the column for the price Breakdown and the amount given under the Total Price, the former shall prevail and the latter will be corrected accordingly. We further understand that where there are discrepancies between amounts stated in figures and amounts stated in words, the amount stated in words shall prevail. Similarly, any discrepancy in the total bid price and that of the summation of Schedule price (price indicated in a Schedule indicating the total of that schedule), the total bid price shall be corrected to reflect the actual summation of the Schedule prices. | [8 empty] | 30 | th
2.4 | We declare that items left blank in the Schedules will be deemed to have been included in other items. The TOTAL for each Schedule and the TOTAL of Grand Summary shall be deemed to be the total price for executing the Facilities and sections thereof in complete accordance with the Contract, whether or not each individual item has been priced. | [8 empty] | 31 | st
3 | We confirm that except as otherwise specifically provided our Bid Prices in this Second Envelope include all taxes, duties, levies and charges as may be assessed on us/our Associate (applicable for Foreign Bidder), our Sub-Contractor/Sub-Vendor or their employees by all municipal, state or national government authorities in connection with the Facilities, in and outside of India.
3.1 | 100% of applicable Taxes and Duties i.e GST, which are payable by the Employer under the Contract, shall be reimbursed by the Employer on production of satisfactory documentary evidence by the Contractor in accordance with the provisions of the Bidding Documents.
3.2 | We further understand that notwithstanding 3.0 above, in case of award on us, you shall also bear and pay/reimburse to us, GST applicable on supplies by us to you, imposed on the Plant & Equipment including Mandatory Spare Parts to be incorporated into the Facilities including Type Test charges for Type test to be conducted specified in Schedule No. 1, Installation Services specified in Schedule No. 3 and Charges for Training to be imparted specified in Schedule No. 4 of the Price Schedule in this Second Envelope; by the Indian Laws.
3.3 | We confirm that we have also registered/we shall also get registered in the GST Network with a GSTIN, in all the states where the project is located and the states from which we shall make our supply of goods.
4 | # (For Joint Venture only) We, the partners of Joint Venture submitting this bid, do agree and confirm that in case of Award of Contract on the Joint Venture, we shall be jointly and severally liable and responsible for the execution of the Contract in accordance with Contract terms and conditions. |  |  |  |  | 2
4 | We, hereby, declare that only the persons or firms interested in this proposal as principals are named here and that no other persons or firms other than those mentioned herein have any interest in this proposal or in the Contract to be entered into, if the award is made on us, that this proposal is made without any connection with any other person, firm or party likewise submitting a proposal is in all respects for and in good faith, without collusion or fraud.
Thanking you, we remain,
Yours faithfully,
For and on behalf of
Signature :
Date : | --2025 |  |  | Printed Name :
Place : |  |  |  | Designation :
Common Seal :
In case of bid from a Joint Venture, name & designation of representative of JV partner is to be provided and Bid Form is also to be signed by him.
Printed Name :
Designation :
Please provide additional information of the Bidder
Business Address :
Country of Incorporation :
State/Province to be indicated :
Name of Principal Officer :
Address of Principal Officer :
Note: Bidders may note that no prescribed proforma has been enclosed for Attachment 2 : Power of Attorney. Bidders may use their own proforma for furnishing the required information with the bid.
* * *
Back to Cover Page

## Q & C (2) (hidden)
STATEMENT OF QUOTED / CORRECTED PRICES
All Figures are in Rupees
Bidder |  | 0
Sl. No. | Price Component | Quoted Price | Corrected Price
1 | TOTAL SCHEDULE NO. 1:Ex-Works Price of Plant and Equipment including Type Test Charges | 0 |  | 0
2 | TOTAL SCHEDULE NO.2: Local Transportation, Insurance and other Incidental Services. | 0 |  | 0
3 | TOTAL SCHEDULE NO.3: Installation Charges | 0 |  | 0
4 | TOTAL SCHEDULE NO.4: Training Charges | Not Applicable |  | Not Applicable
5 | TOTAL BID PRICE: (Excluding Taxes & Duties) | 0 |  | 0
6 | DISCOUNT | #REF! |  | #REF! | #REF!
7 | NET BID PRICE (Excluding Taxes & Duties) | #REF! |  | #REF!
8 | TAXES & DUTIES PAYABLE ADDITIONALLY
| A) EXCISE DUTY | #REF! |  | 0
| B) CENTRAL SALES TAX | #REF! |  | 0
| C) VAT | #REF! |  | 0
| D) ENTRY TAX / OCTROI | #REF! |  | 0
E) OTHERS
| F) TOTAL TAXES & DUTIES | #REF! |  | 0
8 | TOTAL BID PRICE (INCLUDING TAXES & DUTIES) | #REF! |  | 0
9 | TOTAL SCHEDULE NO.7: Type Test Charges [Total of this Schedule is included in Schedule-1 above] | 0 |  | 0
I) | Bidder has indicated the following taxes and duties additionally applicable for their bid:
| #REF! |  |  |  | Excise Duty | #REF! | #REF!
| #REF! |  |  |  | CST | #REF! | #REF!
| #REF! |  |  |  | VAT | #REF! | #REF!
| #REF! |  |  |  | Entry Tax/ Octroi | #REF! | #REF!
| Others as |  |  |  | Others
II) | With regard to Entry Tax, it may be mentioned that the substations covered under the subject pacakge falls in State of MP, where an entry tax @ 2% of Purchase Price is applicable. In view of the above, the taxes and duties inter-alia including entry tax applicable for the bids are calculated :
a) | Ex-Works Price of Direct Supplies (after discount, if any) |  | Rs. | 0
b) | Excise Duty, as applicable on (a) above at the rate : | 10% | Rs. | 0
c) | Amount on which Sales Tax is applicable | 0 |  | 0
d) | CST, as applicable on (a) + ED (b) above at the rate : | 2% | Rs. | 0
e) | VAT, as applicable on (a) + ED (b) above at the rate : | 1% |  | 0
f) | Others [……………………………………………] |  | Rs.
g) | Purchase Price for Entry Tax (Total Ex-Works+F&I+ED+CST+Others) |  | Rs. | 0
h) | Entry Tax, as applicable on (e) above at the rate : |  | Rs. | 0
Augmentation of Transformation capacity at 400/220kV Trivandrum SS in Kerala by 500MVA, 400/220kV ICT (4th) along with associated 2 number 400kV bays & 1 number 220kV Bay |  | Statement of Quoted / Corrected Prices |  | Page
Spec. No. | Ref. No: SRTS-II/C&M/WC-4486/2025--------------------- Specification Nos: SR2/NT/W-AIS/DOM/C00/25/10874

## Q & C (hidden)
STATEMENT OF QUOTED / CORRECTED PRICES
All Figures are in Rupees
Bidder
Sl. No. | Price Component | Quoted Price | Corrected Price
1 | TOTAL SCHEDULE NO. 1:Ex-Works Price of Plant and Equipment including Type Test Charges | 0 |  | 0
2 | TOTAL SCHEDULE NO.2: Local Transportation, Insurance and other Incidental Services. | 0 |  | 0
3 | TOTAL SCHEDULE NO.3: Installation Charges | 0 |  | 0
4 | TOTAL SCHEDULE NO.4: Training Charges | Not Applicable |  | Not Applicable
5 | TOTAL BID PRICE: (Excluding Taxes & Duties) | 0 |  | 0
6 | DISCOUNT | #REF! |  | #REF!
7 | NET BID PRICE (Excluding Taxes & Duties) | #REF! |  | #REF!
8 | TAXES & DUTIES PAYABLE ADDITIONALLY
| A) EXCISE DUTY | #REF! |  | #REF!
| B) CENTRAL SALES TAX /VAT | #REF! |  | #REF!
| C) ENTRY TAX / OCTROI | #REF! |  | #REF!
| D) OTHERS | #REF! |  | 0
| E) TOTAL TAXES & DUTIES | #REF! |  | #REF!
8 | TOTAL BID PRICE (INCLUDING TAXES & DUTIES) | #REF! |  | #REF!
9 | TOTAL SCHEDULE NO.7: Type Test Charges [Total of this Schedule is included in Schedule-1 above] | 0 |  | 0
I) | Bidder has indicated the following taxes and duties additionally applicable for their bid:
a) | Excise Duty |  | Rs. | #REF!
b) | CST /VAT |  | Rs. | #REF!
c) | Entry Tax / Octroi |  | Rs. | #REF!
d) | Others |  | Rs. | #REF!
II) | Bidder has offered following discount(s)
III) | With regard to Entry Tax, it may be mentioned that the substations covered under the subject pacakge falls in State of MP, where an entry tax @ 1% of Purchase Price is applicable. In view of the above, the taxes and duties inter-alia including entry tax applicable for the bids are calculated : |  |  |  | Details of dicounts
a) | Ex-Works Price of Direct Supplies (after discount, if any) |  | Rs. | #REF! | Gross LS | #REF! | #REF! | #REF! | Gross % | #REF! | #REF! | #REF!
b) | Excise Duty @ 10.3% of (a) above |  | Rs. | #REF! |  |  |  | #REF! |  |  |  | #REF!
c) | CST / VAT @ 2% of Ex-Works of Direct Supplies (a) + ED (b) above |  | Rs. | #REF! | Sch-1 Direct LS | #REF! | #REF! | #REF! | Sch-1 Direct % | #REF! | #REF! | #REF!
d) | Others |  | Rs. |  | Sch-1 BO LS | #REF! | #REF! | #REF! | Sch-1 BO % | #REF! | #REF! | #REF!
e) | Purchase Price for Entry Tax (Total Ex-Works+F&I+ED+CST+Others) |  | Rs. | #REF! | Sch-2 LS | #REF! | #REF! | #REF! | Sch-2 % | #REF! | #REF! | #REF!
f) | Entry Tax @ 1% of (e) above |  | Rs. | #REF! | Sch-3 LS | #REF! | #REF! | #REF! | Sch-3 % | #REF! | #REF! | #REF!
[5 empty] | Sch-7 LS | #REF! | #REF! | #REF! | Sch-7 % | #REF! | #REF! | #REF!
Augmentation of Transformation capacity at 400/220kV Trivandrum SS in Kerala by 500MVA, 400/220kV ICT (4th) along with associated 2 number 400kV bays & 1 number 220kV Bay |  | Statement of Quoted / Corrected Prices |  | Page | Different Manner | #REF!
[5 empty] | Text for Discount | #REF!
#REF!
#REF!

## N to W (hidden)
0
Rs. Zero Only
0
0
0
0
0
0
1 | One
2 | Two
3 | Three
4 | Four
5 | Five
6 | Six
7 | Seven
8 | Eight
9 | Nine
10 | Ten
11 | Eleven
12 | Twelve
13 | Thirteen
14 | Fourteen
15 | Fifteen
16 | Sixteen
17 | Seventeen
18 | Eighteen
19 | Nineteen
20 | Twenty
21 | Twenty One
22 | Twenty Two
23 | Twenty Three
24 | Twenty Four
25 | Twenty Five
26 | Twenty Six
27 | Twenty Seven
28 | Twenty Eight
29 | Twenty Nine
30 | Thirty
31 | Thirty One
32 | Thirty Two
33 | Thirty Three
34 | Thirty Four
35 | Thirty Five
36 | Thirty Six
37 | Thirty Seven
38 | Thirty Eight
39 | Thirty Nine
40 | Forty
41 | Forty One
42 | Forty Two
43 | Forty Three
44 | Forty Four
45 | Forty Five
46 | Forty Six
47 | Forty Seven
48 | Forty Eight
49 | Forty Nine
50 | Fifty
51 | Fifty One
52 | Fifty Two
53 | Fifty Three
54 | Fifty Four
55 | Fifty Five
56 | Fifty Six
57 | Fifty Seven
58 | Fifty Eight
59 | Fifty Nine
60 | Sixty
61 | Sixty One
62 | Sixty Two
63 | Sixty Three
64 | Sixty Four
65 | Sixty Five
66 | Sixty Six
67 | Sixty Seven
68 | Sixty Eight
69 | Sixty Nine
70 | Seventy
71 | Seventy One
72 | Seventy Two
73 | Seventy Three
74 | Seventy Four
75 | Seventy Five
76 | Seventy Six
77 | Seventy Seven
78 | Seventy Eight
79 | Seventy Nine
80 | Eighty
81 | Eighty One
82 | Eighty Two
83 | Eighty Three
84 | Eighty Four
85 | Eighty Five
86 | Eighty Six
87 | Eighty Seven
88 | Eighty Eight
89 | Eighty Nine
90 | Ninety
91 | Ninety One
92 | Ninety Two
93 | Ninety Three
94 | Ninety Four
95 | Ninety Five
96 | Ninety Six
97 | Ninety Seven
98 | Ninety Eight
99 | Ninety Nine
100 | One Hundred