## Basic (hidden)
Package Name | Re-conductoring Package OH01 associated with Transmission Scheme for evacuation of power from Ratle HEP (850 MW) and Kiru HEP (624 MW):Part-B
Package Code
Specification No. | Specification No.: CC/NT/W-COND/DOM/A06/24/14818
ORIGINAL

## Cover
Price Schedules | Re-conductoring Package OH01 associated with Transmission Scheme for evacuation of power from Ratle HEP (850 MW) and Kiru HEP (624 MW):Part-B |  | :Re-conductoring Package OH01:
Specification No.: CC/NT/W-COND/DOM/A06/24/14818
| 1 | Fill up only green shaded cells in Sch-1, Sch-2, Sch-3, Sch-4, Sch-7 and Bid Form 2nd Envelope.
| 2 | All the cells in Sch-5 & Sch-6 are auto filled, therefore no cell is required to be filled up there.
| 3 | Instructions / error messages, if any, will be displayed automatically after selecting the cell.
| 4 | After filling up all the schedues, save the file, take print out of all the schedules and Bid form and sign & stamp and submit them as hard copy of the 2nd envelope (Price part) of the bid. Also ensure to submit the soft copy of the the same file on CD/ DVD.
Click to skip Instructions & Proceed
Click for Detailed General Instructions
General guidelines for filling up the Price Schedules, Sch-1 to Sch-7

## Instructions
General Instruction to the Bidders for filling up this workbook of Price Schedules
I | While filling up the worksheets following may please be observed :
| (i) | Fill up only green shaded cells.
| (ii) | Certain data type entries have been restricted, such as Numeric values or limits of numeric values.
| (iii) | Select only the options provided in pull down menus.
| (iv) | Do not link any cell of this work book with any other work book.
| (v) | Do not use copy & paste or cut & paste options for filling up the data.
| (vi) | Do not reformat any of the cell of the work book.
II | This Workbook consists of following worksheets :
Cover :
Opening page of the workbook.
Names of Bidder :
| ● | Select Sole Bidder or JV (Joint Venture) from the pull down menu. Do not leave this cell blank.
| ● | Select nos. of the JV Partners other than the Lead Partner from drop down menu.
| ● | In case of JV partners more than 2, enter details of 3rd & more partners along with details of 2nd partner.
| ● | Fill up names and address of the Sole Bidder and /or Joint Venture.
| ● | Fill up date in dd-mmm-yyyy format from drop down menu.
| ● | Click for Sch-1 given at the right top of the worksheet to go to Sch-1.
Sch-1 (Ex-works Prices) :
| ● | Fill up unit rates for all the items in numeric values greater than 0 (zero). If unit rate is left blank, the corresponding item shall be deemed to be included in the total price.
| ● | Corresponding cell for mode of transaction shall be come enable only after filling up the unit rate, therefore first fill up the unit rate and then mode of transaction for the corresponding item.
| ● | Select either Direct or Bought-out from the drop down menu. Do not leave the cell blank the same shall be deemed to be Bought-out if the cell is left blank.
| ● | Total amount shall get calculated automatically.
| ● | Type Test charges shall appear automatically after filling up Sch-7 appropriately.
Sch-2 (Freight & Insurance Charges) :
| ● | Fill up unit rates for all the items in numeric values greater than 0 (zero). If unit rate is left blank, the corresponding item shall be deemed to be included in the total price.
| ● | Total amount shall get calculated automatically.
Sch-3 (Installation Charges) :
| ● | Fill up unit rates for all the items in numeric values greater than 0 (zero). If unit rate is left blank, the corresponding item shall be deemed to be included in the total price.
| ● | Total amount shall get calculated automatically.
Sch-4 (Training Charges) :
| ● | Fill up unit rates for all the items in numeric values greater than 0 (zero). If unit rate is left blank, the corresponding item shall be deemed to be included in the total price.
| ● | Total amount shall get calculated automatically.
Sch-4b (Maintenance Charges during and after Defect Liability Period) :
| ● | Not applicable, hence no cell is required to be filled up.
Sch-5 (Summary of Taxes and Duties applicable on the Goods) :
| ● | No cell is required to be filled in by the bidder in this worksheet.
Sch -6 :
| ● | Summary of all the Schedules without considering discount (mentioned in the work sheet discount) shall be displayed automatically.
| ● | No cell is required to be filled in by the bidder in this worksheet.
Sch-7 (Type Test Charges) :
| ● | Fill up the rates & location where type tests are proposed.
| ● | Total of this Sch-7 shall automatically appear in Sch-1.
Bid from 2nd Envelope :
| ● | Fill up ref. no. as bidder's ref no. of this letter.
| ● | This letter shall consider the net price as per Sch-6 (After Discount).
| ● | Fill up names & Designation of the representatives of other JV partner(s) if the bidder is JV (Joint Venture) .
| ● | Fill up additional information as required.
* * *
Happy Bidding !
Click to Proceed

## Names of Bidder
Re-conductoring Package OH01 associated with Transmission Scheme for evacuation of power from Ratle HEP (850 MW) and Kiru HEP (624 MW):Part-B
Specification No.: CC/NT/W-COND/DOM/A06/24/14818 |  |  |  |  | Sole Bidder | 1 |  | Sole Bidder | 1
[5 empty] | Joint Venture | 2 or More |  | JV (Joint Venture) | 2 or More
Enter following details of the bidder
Specify type of Bidder [Select from drop down menu] | Sole Bidder |  | Sole Bidder | 1 | 0 | Sole Bidder | 1 | 0
2 or More
0
Name of Sole Bidder | …….. …….. …….. …….. …….. ……..
Address of Sole Bidder | …….. …….. …….. …….. …….. ……..
…….. …….. …….. …….. …….. ……..
…….. …….. …….. …….. …….. ……..
Name of other Partner - 1
Address of other Partner - 1
…….. …….. …….. …….. …….. ……..
…….. …….. …….. …….. …….. ……..
Name of other Partner - 2 (more, if any) | …….. …….. …….. …….. …….. ……..
Address of other Partner - 2 (more, if any) | …….. …….. …….. …….. …….. ……..
…….. …….. …….. …….. …….. ……..
…….. …….. …….. …….. …….. ……..
Printed Name
Designation
email ID of Bid Signatory
Mobile No. of Bid Signatory
Tel No. of Bid Signatory
Fax No. of Bid Signatory
Date |  | 31
Place
Click for Sch-1

## Sch-1
Specification No.: CC/NT/W-COND/DOM/A06/24/14818 | [13 empty] | Schedule - 1 |  |  | Direct Total | 0 | Sole Bidder | `
[17 empty] | BO Total | #REF! | 0
Re-conductoring Package OH01 associated with Transmission Scheme for evacuation of power from Ratle HEP (850 MW) and Kiru HEP (624 MW):Part-B
(SCHEDULE OF RATES AND PRICES)
Bidder’s Name and Address (Sole Bidder) : | [11 empty] | To:
Contracts Services, 3rd Floor
Name : |  | …….. …….. …….. …….. …….. …….. | [9 empty] | Power Grid Corporation of India Ltd., | [6 empty] | …….. …….. …….. …….. …….. …….. , & …….. …….. …….. …….. …….. ……..
Address : |  | …….. …….. …….. …….. …….. …….. | [9 empty] | "Saudamini", Plot No.-2
|  | …….. …….. …….. …….. …….. …….. | [9 empty] | Sector-29,
|  | …….. …….. …….. …….. …….. …….. | [9 empty] | Gurgaon (Haryana) - 122001
PLANT AND EQUIPMENT (INCLUDING MANDATORY SPARES PARTS) TO BE SUPPLIED, INCLUDING TYPE TEST CHARGES FOR TESTS TO BE CONDUCTED | [17 empty] | Direct
[14 empty] | All Prices are in Indian Rupees. |  |  |  | Bought-Out
SI. No. | PR No | PR Line Item No | Activity Description | Material Code | HSN Code | Whether HSN in column ‘ 6 ’ is confirmed. If not indicate applicable the HSN code * | Rate of GST applicable ( in %) | Whether rate of GST in column ‘8’ is confirmed. If not indicate applicable rate of GST * | Item Description | Unit | Qty. | Unit Ex-works price (excluding GST) | Total Ex-works price (excluding GST) | GST Tax as confirmed by Bidder
1 | 2 | 3 | 4 | 5 | 6 | 7 | 8 | 9 | 10 | 11 | 12 | 13 | 14= 12 x 13 | 15
I | Recond 400KV SC Kishanpur-Kishtwar TL | [13 empty] | Revaluation of J column | Tax Calculation
1 | 7000029484 | 10 | Conductor | 1000057049 | 76149000 |  | 18% |  | HTLS CONDUCTOR FOR 400KV TL | KM | 711 |  | Included | 0 | 0 | 0
2 | 7000029484 | 20 | HTLS CLAMPS & FITTINGS | 1000057055 | 73082011 |  | 18% |  | SUSPENSION CLAMP SUITABLE FOR SUSPENSION PILOT INSULATOR STRING FORHTLS CONDUCTOR FOR 400KV TL | EA | 2840 |  | Included | 0 | 0 | 0
3 | 7000029484 | 30 | HTLS CLAMPS & FITTINGS | 1000057048 | 73082011 |  | 18% |  | DEAD END CLAMP SUITABLE FOR TENSION INSULATOR STRING FOR HTLSCONDUCTOR FOR 400KV TL | EA | 4272 |  | Included | 0 | 0 | 0
4 | 7000029484 | 40 | HTLS CLAMPS & FITTINGS | 1000019783 | 73082011 |  | 18% |  | Hardware Fittings for Twin HTLS Conductor-Single I Suspension String(Pilot)(without clamps) | SET | 1420 |  | Included | 0 | 0 | 0
5 | 7000029484 | 50 | HTLS CLAMPS & FITTINGS | 1000010803 | 73082011 |  | 18% |  | Hardware Fittings for Twin HTLS Conductor-Double TensionString(without clamps) | SET | 2136 |  | Included | 0 | 0 | 0
6 | 7000029484 | 60 | Conductor Accessories | 1000057050 | 76169990 |  | 18% |  | MID SPAN COMPRESSION JOINT FOR HTLS CONDUCTOR FOR 400KV TL | EA | 313 |  | Included | 0 | 0 | 0
7 | 7000029484 | 70 | Conductor Accessories | 1000057051 | 76169990 |  | 18% |  | REPAIR SLEEVE FOR HTLS CONDUCTOR FOR 400KV TL | EA | 94 |  | Included | 0 | 0 | 0
8 | 7000029484 | 80 | Conductor Accessories | 1000057053 | 76169990 |  | 18% |  | SPACER DAMPER FOR HTLS CONDUCTOR-FOR 400KV TL | EA | 6408 |  | Included | 0 | 0 | 0
9 | 7000029484 | 90 | Conductor Accessories | 1000057052 | 76169990 |  | 18% |  | RIGID SPACER FOR HTLS CONDUCTOR-FOR 400KV TL | EA | 3204 |  | Included | 0 | 0 | 0
10 | 7000029484 | 100 | Conductor Accessories | 1000057056 | 76169990 |  | 18% |  | T-CONNECTOR FOR HTLS CONDUCTOR-FOR 400KV TL | EA | 32 |  | Included | 0 | 0 | 0
11 | 7000029484 | 140 | SPARE- HTLS CONDUCTOR | 1000057049 | 76149000 |  | 18% |  | HTLS CONDUCTOR FOR 400KV TL | KM | 40 |  | Included | 0 | 0 | 0
12 | 7000029484 | 150 | SPARE- CLAMP FITTINGS | 1000057055 | 73082011 |  | 18% |  | SUSPENSION CLAMP SUITABLE FOR SUSPENSION PILOT INSULATOR STRING FORHTLS CONDUCTOR FOR 400KV TL | EA | 12 |  | Included | 0 | 0 | 0
13 | 7000029484 | 160 | SPARE- CLAMP FITTINGS | 1000057048 | 73082011 |  | 18% |  | DEAD END CLAMP SUITABLE FOR TENSION INSULATOR STRING FOR HTLSCONDUCTOR FOR 400KV TL | EA | 48 |  | Included | 0 | 0 | 0
14 | 7000029484 | 170 | SPARE- CLAMP FITTINGS | 1000019783 | 73082011 |  | 18% |  | Hardware Fittings for Twin HTLS Conductor-Single I Suspension String(Pilot)(without clamps) | SET | 28 |  | Included | 0 | 0 | 0
15 | 7000029484 | 180 | SPARE- CLAMP FITTINGS | 1000010803 | 73082011 |  | 18% |  | Hardware Fittings for Twin HTLS Conductor-Double TensionString(without clamps) | SET | 43 |  | Included | 0 | 0 | 0
16 | 7000029484 | 190 | SPARE-CONDUCTOR ACCESSORIES | 1000057050 | 76169990 |  | 18% |  | MID SPAN COMPRESSION JOINT FOR HTLS CONDUCTOR FOR 400KV TL | EA | 50 |  | Included | 0 | 0 | 0
17 | 7000029484 | 200 | SPARE-CONDUCTOR ACCESSORIES | 1000057051 | 76169990 |  | 18% |  | REPAIR SLEEVE FOR HTLS CONDUCTOR FOR 400KV TL | EA | 50 |  | Included | 0 | 0 | 0
18 | 7000029484 | 210 | SPARE-CONDUCTOR ACCESSORIES | 1000057053 | 76169990 |  | 18% |  | SPACER DAMPER FOR HTLS CONDUCTOR-FOR 400KV TL | EA | 252 |  | Included | 0 | 0 | 0
19 | 7000029484 | 220 | SPARE-CONDUCTOR ACCESSORIES | 1000057052 | 76169990 |  | 18% |  | RIGID SPACER FOR HTLS CONDUCTOR-FOR 400KV TL | EA | 18 |  | Included | 0 | 0 | 0
20 | 7000029484 | 230 | FABRICATION & SUPPLY | 1000064591 | 73082011 |  | 18% |  | SUPPLY OF ASSORTED TOWER MEMBERS HT | MT | 1 |  | Included | 0 | 0 | 0
21 | 7000029484 | 240 | FABRICATION & SUPPLY | 1000064592 | 73082011 |  | 18% |  | SUPPLY OF ASSORTED TOWER MEMBERS MS | MT | 1 |  | Included | 0 | 0 | 0
22 | 7000029484 | 250 | FABRICATION & SUPPLY | 1000013472 | 73181500 |  | 18% |  | Supply of Hexagonal Bolts & Nuts fortowers including Step Bolts,SpringWashers etc. | MT | 1 |  | Included | 0 | 0 | 0
23 | 7000029484 | 260 | FABRICATION & SUPPLY | 1000013391 | 73082011 |  | 18% |  | Fabrication, galvanising & supply ofvarious types of towers & towerparts,tower/leg extensions (complete)excluding step bolt, stubs andbolts &nuts but including hangers, D-Shackles,pack washers etc.-HTSteel for NormalTowers | MT | 5 |  | Included | 0 | 0 | 0
24 | 7000029484 | 270 | FABRICATION & SUPPLY | 1000015274 | 73082011 |  | 18% |  | Fabrication, galvanising & supply ofvarious types of towers & towerparts,tower/leg extensions (complete)excluding step bolt, stubs andbolts &nuts but including hangers, D-Shackles,pack washers etc.-MSSteel for NormalTowers | MT | 10 |  | Included | 0 | 0 | 0
25 | 7000029484 | 290 | EARTHING | 1000019718 | 73082011 |  | 18% |  | Supply of Shieldwire EarthingincludingPG clamps, downlead clampsbutexcluding Earthwire bits for Pipetypeearthing | EA | 10 |  | Included | 0 | 0 | 0
26 | 7000029484 | 300 | EARTHING | 1000019717 | 73082011 |  | 18% |  | Supply of Shieldwire EarthingincludingPG clamps, downlead clampsbutexcluding Earthwire bitsforCounterpoise type earthing | EA | 15 |  | Included | 0 | 0 | 0
27 | 7000029484 | 310 | EARTHING | 1000017587 | 73082011 |  | 18% |  | Supply of Pipe Type Earthing | EA | 15 |  | Included | 0 | 0 | 0
28 | 7000029484 | 320 | EARTHING | 1000010003 | 73082011 |  | 18% |  | Supply of Counterpoise type earthing (120 mlength) | EA | 20 |  | Included | 0 | 0 | 0
29 | 7000029484 | 350 | COMPOSITE LONG ROD INSULATOR | 1000076217 | 85469090 |  | 18% |  | COMPOSITE LONG ROD INSULATORS FOR 400KV TRANSMISSION LINE-120 KN(LENGTH-3625 MM, CREEPAGE-14080 MM) | EA | 1420 |  | Included | 0 | 0 | 0
30 | 7000029484 | 360 | COMPOSITE LONG ROD INSULATOR | 1000076218 | 85469090 |  | 18% |  | COMPOSITE LONG ROD INSULATORS FOR 400KV TRANSMISSION LINE-160 KN(LENGTH-4250 MM, CREEPAGE-14080 MM) | EA | 4272 |  | Included | 0 | 0 | 0
31 | 7000029484 | 370 | SPARE- CLR INSULATOR | 1000076217 | 85469090 |  | 18% |  | COMPOSITE LONG ROD INSULATORS FOR 400KV TRANSMISSION LINE-120 KN(LENGTH-3625 MM, CREEPAGE-14080 MM) | EA | 142 |  | Included | 0 | 0 | 0
32 | 7000029484 | 380 | SPARE- CLR INSULATOR | 1000076218 | 85469090 |  | 18% |  | COMPOSITE LONG ROD INSULATORS FOR 400KV TRANSMISSION LINE-160 KN(LENGTH-4250 MM, CREEPAGE-14080 MM) | EA | 427 |  | Included | 0 | 0 | 0
33 | 7000029484 | 390 | SUPPLY OF TOWER ACCESSORIES | 1000010539 | 73082011 |  | 18% |  | Danger Plate for 400kV | EA | 343 |  | Included | 0 | 0 | 0
34 | 7000029484 | 400 | SUPPLY OF TOWER ACCESSORIES | 1000015971 | 73082011 |  | 18% |  | Number Plate for 400kV | EA | 343 |  | Included | 0 | 0 | 0
35 | 7000029484 | 410 | SUPPLY OF TOWER ACCESSORIES | 1000017508 | 73082011 |  | 18% |  | Phase Plate (Set of three) | SET | 343 |  | Included | 0 | 0 | 0
36 | 7000029484 | 420 | SUPPLY OF TOWER ACCESSORIES | 1000006779 | 73082011 |  | 18% |  | Supply of Anti-Climbing Devices ofBarbedWire Type | SET | 343 |  | Included | 0 | 0 | 0
37 | 7000029484 | 430 | EARTHWIRE | 1000030841 | 73121020 |  | 18% |  | 7/3.66 G.S. EARTHWIRE | KM | 3 |  | Included | 0 | 0 | 0
38 | 7000029484 | 450 | SPECIAL TOOLS & TACKLES FOR HTLS | 8000002295 | 85389000 |  | 18% |  | SUPPLY OF ONE SET OF ALL THE SPECIAL TOOLS & TACKLES REQUIRED FORSTRINGING OF THE OFFERED HTLS CONDUCTOR | LS | 1 |  | Included | 0 | 0 | 0
39 | 7000029484 | 470 | OPGW Supply | 1000030940 | 85447090 |  | 18% |  | 24 FIBRE (DWSM) OPGW FIBRE OPTIC CABLE | KM | 125.511 |  | Included | 0 | 0 | 0
40 | 7000029484 | 480 | OPGW Supply | 1000033144 | 82057000 |  | 18% |  | TENSION ASSEMBLY - DEAD END FOR 24 FIBEROPGW | SET | 2 |  | Included | 0 | 0 | 0
41 | 7000029484 | 490 | OPGW Supply | 1000031039 | 82057000 |  | 18% |  | TENSION FITTINGS ASSEMBLY FOR 24F OPGWINCLUDING ALL ACCESSORIES FORJOINT BOX(SPLICING) LOCATION | SET | 41 |  | Included | 0 | 0 | 0
42 | 7000029484 | 500 | OPGW Supply | 1000033146 | 82057000 |  | 18% |  | TENSION ASSEMBLY - DOUBLE TENSION PASSTHROUGH ASSEMBLY FOR 24 FIBEROPGW | SET | 314 |  | Included | 0 | 0 | 0
43 | 7000029484 | 510 | OPGW Supply | 1000022417 | 82057000 |  | 18% |  | Vibration Damper for 24 fibre OPGW | EA | 2138 |  | Included | 0 | 0 | 0
44 | 7000029484 | 520 | OPGW Supply | 1000010817 | 82057000 |  | 18% |  | Down Lead clamp Assembly for 24 fibreOPGW | EA | 1290 |  | Included | 0 | 0 | 0
45 | 7000029484 | 530 | OPGW Supply | 1000014198 | 85353090 |  | 18% |  | Joint Box for 24 fibre OPGW | EA | 43 |  | Included | 0 | 0 | 0
46 | 7000029484 | 540 | OPGW Supply | 1000030942 | 85447090 |  | 18% |  | 24F (DWSM) APPROACH FIBRE OPTIC CABLE INCLUDING ALL INSTALLATIONHARDWARE SET | KM | 2.5 |  | Included | 0 | 0 | 0
47 | 7000029484 | 550 | OPGW Supply | 1000023471 | 85372000 |  | 18% |  | OPGW Fibre Optic Distribution Panel (FODP): Indoor Type: 96F | EA | 5 |  | Included | 0 | 0 | 0
48 | 7000029484 | 560 | OPGW spares | 1000030940 | 85447090 |  | 18% |  | 24 FIBRE (DWSM) OPGW FIBRE OPTIC CABLE | KM | 4.393 |  | Included | 0 | 0 | 0
49 | 7000029484 | 570 | OPGW spares | 1000033144 | 82057000 |  | 18% |  | TENSION ASSEMBLY - DEAD END FOR 24 FIBEROPGW | SET | 1 |  | Included | 0 | 0 | 0
50 | 7000029484 | 580 | OPGW spares | 1000031039 | 82057000 |  | 18% |  | TENSION FITTINGS ASSEMBLY FOR 24F OPGWINCLUDING ALL ACCESSORIES FORJOINT BOX(SPLICING) LOCATION | SET | 2 |  | Included | 0 | 0 | 0
51 | 7000029484 | 590 | OPGW spares | 1000033146 | 82057000 |  | 18% |  | TENSION ASSEMBLY - DOUBLE TENSION PASSTHROUGH ASSEMBLY FOR 24 FIBEROPGW | SET | 11 |  | Included | 0 | 0 | 0
52 | 7000029484 | 600 | OPGW spares | 1000022417 | 82057000 |  | 18% |  | Vibration Damper for 24 fibre OPGW | EA | 75 |  | Included | 0 | 0 | 0
53 | 7000029484 | 610 | OPGW spares | 1000010817 | 82057000 |  | 18% |  | Down Lead clamp Assembly for 24 fibreOPGW | EA | 46 |  | Included | 0 | 0 | 0
54 | 7000029484 | 620 | OPGW spares | 1000014198 | 85353090 |  | 18% |  | Joint Box for 24 fibre OPGW | EA | 2 |  | Included | 0 | 0 | 0
55 | 7000029484 | 630 | OPGW spares | 1000030942 | 85447090 |  | 18% |  | 24F (DWSM) APPROACH FIBRE OPTIC CABLE INCLUDING ALL INSTALLATIONHARDWARE SET | KM | 1 |  | Included | 0 | 0 | 0
II | Bypass Kishenpur-Samba-Jalandh 400kV D/C | [13 empty] | Revaluation of J column | Tax Calculation
56 | 7000029484 | 650 | FABRICATION AND SUPPLY | 1000013391 | 73082011 |  | 18% |  | Fabrication, galvanising & supply ofvarious types of towers & towerparts,tower/leg extensions (complete)excluding step bolt, stubs andbolts &nuts but including hangers, D-Shackles,pack washers etc.-HTSteel for NormalTowers | MT | 16 |  | Included | 0 | 0 | 0
57 | 7000029484 | 660 | FABRICATION AND SUPPLY | 1000015274 | 73082011 |  | 18% |  | Fabrication, galvanising & supply ofvarious types of towers & towerparts,tower/leg extensions (complete)excluding step bolt, stubs andbolts &nuts but including hangers, D-Shackles,pack washers etc.-MSSteel for NormalTowers | MT | 6 |  | Included | 0 | 0 | 0
58 | 7000029484 | 670 | FABRICATION AND SUPPLY | 1000013393 | 73082011 |  | 18% |  | Fabrication, galvanising & supply ofstubs with cleats for varioustypes oftowers and tower extensions(complete)with packwashers excluding supply ofbolts & nuts-HT Steel for Normal Towers | MT | 1 |  | Included | 0 | 0 | 0
59 | 7000029484 | 680 | FABRICATION AND SUPPLY | 1000013472 | 73181500 |  | 18% |  | Supply of Hexagonal Bolts & Nuts fortowers including Step Bolts,SpringWashers etc. | MT | 0.8 |  | Included | 0 | 0 | 0
60 | 7000029484 | 690 | FABRICATION AND SUPPLY | 1000007847 | 73181500 |  | 18% |  | Supply of Bolts & Nuts for Stubsincluding Spring Washers etc. | MT | 0.2 |  | Included | 0 | 0 | 0
61 | 7000029484 | 700 | EARTHING OF TOWERS | 1000017587 | 73082011 |  | 18% |  | Supply of Pipe Type Earthing | EA | 1 |  | Included | 0 | 0 | 0
62 | 7000029484 | 710 | EARTHING OF TOWERS | 1000019718 | 73082011 |  | 18% |  | Supply of Shieldwire EarthingincludingPG clamps, downlead clampsbutexcluding Earthwire bits for Pipetypeearthing | EA | 1 |  | Included | 0 | 0 | 0
63 | 7000029484 | 720 | EARTHING OF TOWERS | 1000038340 | 73082011 |  | 18% |  | ROD TYPE EARTHING | EA | 1 |  | Included | 0 | 0 | 0
64 | 7000029484 | 730 | SUPPLY OF TOWER ACCESSORIES | 1000010539 | 73082011 |  | 18% |  | Danger Plate for 400kV | EA | 1 |  | Included | 0 | 0 | 0
65 | 7000029484 | 740 | SUPPLY OF TOWER ACCESSORIES | 1000015971 | 73082011 |  | 18% |  | Number Plate for 400kV | EA | 1 |  | Included | 0 | 0 | 0
66 | 7000029484 | 750 | SUPPLY OF TOWER ACCESSORIES | 1000017508 | 73082011 |  | 18% |  | Phase Plate (Set of three) | SET | 2 |  | Included | 0 | 0 | 0
67 | 7000029484 | 760 | SUPPLY OF TOWER ACCESSORIES | 1000009119 | 73082011 |  | 18% |  | Circuit Plate (Set of two) | SET | 1 |  | Included | 0 | 0 | 0
68 | 7000029484 | 770 | SUPPLY OF TOWER ACCESSORIES | 1000006779 | 73082011 |  | 18% |  | Supply of Anti-Climbing Devices ofBarbedWire Type | SET | 1 |  | Included | 0 | 0 | 0
69 | 7000029484 | 780 | EARTHWIRE | 1000030841 | 73121020 |  | 18% |  | 7/3.66 G.S. EARTHWIRE | KM | 1 |  | Included | 0 | 0 | 0
70 | 7000029484 | 790 | CONDUCTOR | 1000030860 | 76141000 |  | 18% |  | ACSR MOOSE CONDUCTOR | KM | 7 |  | Included | 0 | 0 | 0
71 | 7000029484 | 800 | CONDUCTOR & EARTHWIRE ACCESSORIES | 1000015503 | 76169990 |  | 18% |  | Mid Span Compression Joint for Conductor-ACSR Moose | EA | 3 |  | Included | 0 | 0 | 0
72 | 7000029484 | 810 | CONDUCTOR & EARTHWIRE ACCESSORIES | 1000018443 | 76169990 |  | 18% |  | Repair Sleeve for Conductor-ACSR Moose | EA | 1 |  | Included | 0 | 0 | 0
73 | 7000029484 | 820 | CONDUCTOR & EARTHWIRE ACCESSORIES | 1000020516 | 76169990 |  | 18% |  | T-Connector-ACSR Moose | EA | 64 |  | Included | 0 | 0 | 0
74 | 7000029484 | 830 | CONDUCTOR & EARTHWIRE ACCESSORIES | 1000015505 | 73082011 |  | 18% |  | Mid Span Compression Joint -7/3.66mmEarth Wire | EA | 1 |  | Included | 0 | 0 | 0
75 | 7000029484 | 840 | CONDUCTOR & EARTHWIRE ACCESSORIES | 1000022420 | 73082011 |  | 18% |  | Vibration damper -7/3.66mm Earth Wire | EA | 8 |  | Included | 0 | 0 | 0
76 | 7000029484 | 850 | CONDUCTOR & EARTHWIRE ACCESSORIES | 1000020991 | 73082011 |  | 18% |  | Tension clamp assembly-7/3.66mm EarthWire | EA | 4 |  | Included | 0 | 0 | 0
77 | 7000029484 | 860 | CONDUCTOR & EARTHWIRE ACCESSORIES | 1000034136 | 76169990 |  | 18% |  | FLEXIBLE ALUMUNIUM BOND | EA | 2 |  | Included | 0 | 0 | 0
78 | 7000029484 | 870 | CONDUCTOR & EARTHWIRE ACCESSORIES | 1000022431 | 73082011 |  | 18% |  | Vibration Damper for Conductor-ACSR Moose | EA | 96 |  | Included | 0 | 0 | 0
79 | 7000029484 | 880 | CONDUCTOR & EARTHWIRE ACCESSORIES | 1000007935 | 76169990 |  | 18% |  | Bundle Spacer for Conductor-Twin ACSR Moose | EA | 72 |  | Included | 0 | 0 | 0
80 | 7000029484 | 890 | CONDUCTOR & EARTHWIRE ACCESSORIES | 1000018559 | 76169990 |  | 18% |  | Rigid Spacer for Jumper-Twin ACSR Moose | EA | 36 |  | Included | 0 | 0 | 0
81 | 7000029484 | 900 | HARDWARE FITTINGS | 1000019788 | 73082011 |  | 18% |  | Hardware Fittings for 400kV AC with Twin ACSR Moose Conductor-Single ISuspension String (Pilot) | SET | 6 |  | Included | 0 | 0 | 0
82 | 7000029484 | 910 | HARDWARE FITTINGS | 1000010800 | 73082011 |  | 18% |  | Hardware Fittings for 400kV AC with Twin ACSR Moose Conductor-DoubleTension String | SET | 24 |  | Included | 0 | 0 | 0
83 | 7000029484 | 920 | CLR INSULATOR | 1000009325 | 85469090 |  | 18% |  | Composite long rod Insulators for 400kV Transmission Line-120 KN(Length-3335 mm, Creepage-13020 mm) | EA | 6 |  | Included | 0 | 0 | 0
84 | 7000029484 | 930 | CLR INSULATOR | 1000009328 | 85469090 |  | 18% |  | Composite long rod Insulators for 400kV Transmission Line-160 KN(Length-3910 mm, Creepage-13020 mm) | EA | 48 |  | Included | 0 | 0 | 0
85 | 7000029484 | 940 | CLR INSULATOR | 1000009325 | 85469090 |  | 18% |  | Composite long rod Insulators for 400kV Transmission Line-120 KN(Length-3335 mm, Creepage-13020 mm) | EA | 1 |  | Included | 0 | 0 | 0
86 | 7000029484 | 950 | CLR INSULATOR | 1000009328 | 85469090 |  | 18% |  | Composite long rod Insulators for 400kV Transmission Line-160 KN(Length-3910 mm, Creepage-13020 mm) | EA | 5 |  | Included | 0 | 0 | 0
87 | 7000029484 | 1010 | OPGW cable & Hardware Accessories | 1000030940 | 85447090 |  | 18% |  | 24 FIBRE (DWSM) OPGW FIBRE OPTIC CABLE | KM | 3 |  | Included | 0 | 0 | 0
88 | 7000029484 | 1020 | OPGW cable & Hardware Accessories | 1000031039 | 82057000 |  | 18% |  | TENSION FITTINGS ASSEMBLY FOR 24F OPGWINCLUDING ALL ACCESSORIES FORJOINT BOX(SPLICING) LOCATION | SET | 2 |  | Included | 0 | 0 | 0
89 | 7000029484 | 1030 | OPGW cable & Hardware Accessories | 1000033146 | 82057000 |  | 18% |  | TENSION ASSEMBLY - DOUBLE TENSION PASSTHROUGH ASSEMBLY FOR 24 FIBEROPGW | SET | 8 |  | Included | 0 | 0 | 0
90 | 7000029484 | 1040 | OPGW cable & Hardware Accessories | 1000031041 | 82057000 |  | 18% |  | TENSION FITTINGS ASSEMBLY ON SUSPENSIONTOWER FOR 24F OPGW INCLUDINGALLACCESSORIES AT JOINT BOX (SPLICING)LOCATION | SET | 1 |  | Included | 0 | 0 | 0
91 | 7000029484 | 1050 | OPGW cable & Hardware Accessories | 1000022417 | 82057000 |  | 18% |  | Vibration Damper for 24 fibre OPGW | EA | 66 |  | Included | 0 | 0 | 0
92 | 7000029484 | 1060 | OPGW cable & Hardware Accessories | 1000010817 | 82057000 |  | 18% |  | Down Lead clamp Assembly for 24 fibreOPGW | EA | 80 |  | Included | 0 | 0 | 0
93 | 7000029484 | 1070 | OPGW cable & Hardware Accessories | 1000014198 | 85353090 |  | 18% |  | Joint Box for 24 fibre OPGW | EA | 2 |  | Included | 0 | 0 | 0
94 | 7000029484 | 1080 | OPGW cable & Hardware Accessories | 1000020444 | 82057000 |  | 18% |  | Suspension clamp assembly for 24 fibreOPGW | EA | 2 |  | Included | 0 | 0 | 0
III | Upgrade 400kV bay eqpt @Kishenpur | [13 empty] | Revaluation of J column | Tax Calculation
95 | 7000029485 | 10 | 400kV AIS Equipment | 1000004463 | 85359090 |  | 18% |  | 420 kV, 3000A, 63KA, 1-Phase CurrentTransformer with 120% extended currentrating | EA | 15 |  | Included | 0 | 0 | 0
96 | 7000029485 | 20 | 400kV AIS Equipment | 1000004498 | 85353090 |  | 18% |  | 420kV, 3150A, 63KA, Isolator (3-phase)(Double Break) with one E/S | EA | 4 |  | Included | 0 | 0 | 0
97 | 7000029485 | 30 | 400kV AIS Equipment | 1000010641 | 85176290 |  | 18% |  | DIGITAL TELE PROTECTION COUPLER | EA | 2 |  | Included | 0 | 0 | 0
98 | 7000029485 | 40 | 400kV AIS Equipment | 1000004290 | 85176210 |  | 18% |  | 400kV,3150A,0.5mH ,63kA Line Trap | EA | 2 |  | Included | 0 | 0 | 0
99 | 7000029485 | 50 | 400kV AIS Equipment | 1000004499 | 85353090 |  | 18% |  | 420kV, 3150A, 63KA Isolator (3-phase)(Double Break) with two E/S | EA | 2 |  | Included | 0 | 0 | 0
100 | 7000029485 | 60 | 400kV AIS Equipment | 1000004501 | 85352913 |  | 18% |  | 420kV, 3150A, 63kA Circuit Breaker (3-Phase) without closing resistorand with Support Structure | EA | 3 |  | Included | 0 | 0 | 0
101 | 7000029485 | 70 | Erection Hardware | 1000011322 | 72169990 |  | 18% |  | Erection Hardware for 400kV I type layout-Line bay as per technicalspecification | SET | 1 |  | Included | 0 | 0 | 0
102 | 7000029485 | 80 | Erection Hardware | 1000011327 | 72169990 |  | 18% |  | Erection Hardware for 400kV I type layout-Transformer bay as pertechnical specification | SET | 1 |  | Included | 0 | 0 | 0
103 | 7000029485 | 90 | Mandatory Spare | 1000019919 | 85353090 |  | 18% |  | Spares for 420kV Double break Isolator | LS | 1 |  | Included | 0 | 0 | 0
104 | 7000029485 | 100 | Mandatory Spare | 1000025941 | 85389000 |  | 18% |  | Spare-420kV CT 1 | SET | 1 |  | Included | 0 | 0 | 0
105 | 7000029485 | 110 | Mandatory Spare | 1000019918 | 85359090 |  | 18% |  | Spares for 420kV Circuit Breaker | LS | 1 |  | Included | 0 | 0 | 0
106 | 7000029485 | 130 | Supply of Foundation Bolts | 1000012366 | 73082011 |  | 18% |  | Fabrication, galvanising and supply of 28mm dia foundation boltsincluding nuts, checknuts, washers and packplates. | EA | 300 |  | Included | 0 | 0 | 0
107 | 7000029485 | 160 | STRUCTURE | 1000015952 | 73082011 |  | 18% |  | Fabrication, galvanising and supply of Equipment Support (Pipe)Structures to be designed during detailed engineering | MT | 17 |  | Included | 0 | 0 | 0
108 | 7000029485 | 170 | STRUCTURE | 1000012373 | 73082011 |  | 18% |  | Fabrication, galvanising and supply of foundation bolts including nuts,checknut and washers for lattice and pipe structures to be designedduring detailed engineering | MT | 2 |  | Included | 0 | 0 | 0
109 | 7000029485 | 200 | POWER & CONTROL CABLE | 1000031964 | 85446020 |  | 18% |  | 1.1KV GRADE 3CX2.5 SQMM CONTROL CABLE | KM | 3 |  | Included | 0 | 0 | 0
110 | 7000029485 | 210 | POWER & CONTROL CABLE | 1000031987 | 85446020 |  | 18% |  | 1.1KV GRADE 5CX2.5 SQMM CONTROL CABLE | KM | 3 |  | Included | 0 | 0 | 0
111 | 7000029485 | 220 | POWER & CONTROL CABLE | 1000031887 | 85446020 |  | 18% |  | 1.1KV GRADE 10CX2.5 SQMM CONTROL CABLE | KM | 6 |  | Included | 0 | 0 | 0
112 | 7000029485 | 230 | POWER & CONTROL CABLE | 1000056264 | 85446020 |  | 18% |  | 1.1KV GRADE 19CX1.5 SQMM CONTROL CABLE | KM | 15 |  | Included | 0 | 0 | 0
113 | 7000029485 | 240 | POWER & CONTROL CABLE | 1000056265 | 85446020 |  | 18% |  | 1.1KV GRADE 27CX1.5 SQMM CONTROL CABLE | KM | 3 |  | Included | 0 | 0 | 0
114 | 7000029485 | 250 | POWER & CONTROL CABLE | 1000031976 | 85446020 |  | 18% |  | 1.1KV GRADE 4CX16 SQMM (PVC) POWER CABLE | KM | 3 |  | Included | 0 | 0 | 0
115 | 7000029485 | 260 | POWER & CONTROL CABLE | 1000031985 | 85446020 |  | 18% |  | 1.1KV GRADE 4CX6 SQMM (PVC) POWER CABLE | KM | 3 |  | Included | 0 | 0 | 0
116 | 7000029485 | 280 | Tel BOQ Supply Kishanpur-Kishtwar-Dulhas | 1000031367 | 85176260 |  | 18% |  | SDH EQUIPMENT (STM-16 MADM UPTO 5 MSP PROTECTED DIRECTIONS)-BASEEQUIPMENT (COMMON CARDS, CROSS CONNECT/CONTROL CARDS, OPTICAL BASECARDS, POWER SUPPLY CARDS, POWER CABLING, OTHER HARDWARE ANDACCESSORIES INCLUDING SUB RACKS, PATCH CORD, DDF ETC FULLY EQUIPEDEXCLUDING OPTICAL INTERFACE & TRIBUTARY CARDS | EA | 2 |  | Included | 0 | 0 | 0
117 | 7000029485 | 290 | Tel BOQ Supply Kishanpur-Kishtwar-Dulhas | 1000018706 | 85176990 |  | 18% |  | S16.1 SFP | EA | 8 |  | Included | 0 | 0 | 0
118 | 7000029485 | 300 | Tel BOQ Supply Kishanpur-Kishtwar-Dulhas | 1000014273 | 85176990 |  | 18% |  | L16.2 SFP | EA | 2 |  | Included | 0 | 0 | 0
119 | 7000029485 | 310 | Tel BOQ Supply Kishanpur-Kishtwar-Dulhas | 1000019315 | 85176290 |  | 18% |  | Optical Line Interface card (to support minimum 150 kms) | EA | 8 |  | Included | 0 | 0 | 0
120 | 7000029485 | 320 | Tel BOQ Supply Kishanpur-Kishtwar-Dulhas | 1000031405 | 85176290 |  | 18% |  | OPTICAL INTERFACE CARD (TO SUPPORT MINIMUM 225 KMS) FOR STM-16 | EA | 2 |  | Included | 0 | 0 | 0
121 | 7000029485 | 330 | Tel BOQ Supply Kishanpur-Kishtwar-Dulhas | 1000031374 | 85176290 |  | 18% |  | TRIBUTARY INTERFACE- E1 INTERFACE (MINIMUM 16 NOS.) | SET | 4 |  | Included | 0 | 0 | 0
122 | 7000029485 | 340 | Tel BOQ Supply Kishanpur-Kishtwar-Dulhas | 1000034950 | 85176990 |  | 18% |  | ETHERNET INTERFACE 10/100 BASE T WITH LAYER-2 SWITCHING (MIN 8INTERFACES PER CARD) | EA | 4 |  | Included | 0 | 0 | 0
123 | 7000029485 | 350 | Tel BOQ Supply Kishanpur-Kishtwar-Dulhas | 1000031381 | 85176290 |  | 18% |  | TRIBUTARY INTERFACE-GIGABIT ETHERNET INTERFACES 10/100 MBPS WITH LAYER-2 SWITCHING (MINIMUM 2 NOS.) | SET | 2 |  | Included | 0 | 0 | 0
124 | 7000029485 | 360 | Tel BOQ Supply Kishanpur-Kishtwar-Dulhas | 1000026228 | 85176290 |  | 18% |  | Equipment Cabinets For SDH | EA | 2 |  | Included | 0 | 0 | 0
125 | 7000029485 | 380 | Tel Spare Kishanpur-Kishtwar-Dulhasti | 1000031369 | 85176260 |  | 18% |  | SDH EQUIPMENT (STM-16 MADM UPTO 5 MSP PROTECTED DIRECTIONS)-COMMONCARDS, CROSS-CONNECT/CONTROL CARDS, OPTICAL BASE CARD, POWER SUPPLYCARDS, POWER CABLING, OTHER HARDWARE & ACCESSORIES (EACH). | SET | 1 |  | Included | 0 | 0 | 0
126 | 7000029485 | 390 | Tel Spare Kishanpur-Kishtwar-Dulhasti | 1000018706 | 85176990 |  | 18% |  | S16.1 SFP | EA | 1 |  | Included | 0 | 0 | 0
127 | 7000029485 | 400 | Tel Spare Kishanpur-Kishtwar-Dulhasti | 1000014273 | 85176990 |  | 18% |  | L16.2 SFP | EA | 1 |  | Included | 0 | 0 | 0
128 | 7000029485 | 410 | Tel Spare Kishanpur-Kishtwar-Dulhasti | 1000019315 | 85176290 |  | 18% |  | Optical Line Interface card (to support minimum 150 kms) | EA | 1 |  | Included | 0 | 0 | 0
129 | 7000029485 | 420 | Tel Spare Kishanpur-Kishtwar-Dulhasti | 1000031405 | 85176290 |  | 18% |  | OPTICAL INTERFACE CARD (TO SUPPORT MINIMUM 225 KMS) FOR STM-16 | EA | 1 |  | Included | 0 | 0 | 0
130 | 7000029485 | 430 | Tel Spare Kishanpur-Kishtwar-Dulhasti | 1000031374 | 85176290 |  | 18% |  | TRIBUTARY INTERFACE- E1 INTERFACE (MINIMUM 16 NOS.) | SET | 1 |  | Included | 0 | 0 | 0
131 | 7000029485 | 440 | Tel Spare Kishanpur-Kishtwar-Dulhasti | 1000034950 | 85176990 |  | 18% |  | ETHERNET INTERFACE 10/100 BASE T WITH LAYER-2 SWITCHING (MIN 8INTERFACES PER CARD) | EA | 1 |  | Included | 0 | 0 | 0
132 | 7000029485 | 450 | Tel Spare Kishanpur-Kishtwar-Dulhasti | 1000031381 | 85176290 |  | 18% |  | TRIBUTARY INTERFACE-GIGABIT ETHERNET INTERFACES 10/100 MBPS WITH LAYER-2 SWITCHING (MINIMUM 2 NOS.) | SET | 1 |  | Included | 0 | 0 | 0
133 | 7000029485 | 460 | Tel Spare Kishanpur-Kishtwar-Dulhasti | 1000026228 | 85176290 |  | 18% |  | Equipment Cabinets For SDH | EA | 1 |  | Included | 0 | 0 | 0
134 | 7000029485 | 470 | Tel Spare Kishanpur-Kishtwar-Dulhasti | 1000031398 | 85171890 |  | 18% |  | PRE CONNECTORIZED OPTICAL FIBER PATCH CORDS(10 MTRS) â€“ PACK OF SIXPATCH CORDS | SET | 2 |  | Included | 0 | 0 | 0
IV | Upgrade 400kV bay eqpt @Samba | [13 empty] | Revaluation of J column | Tax Calculation
135 | 7000029485 | 480 | 400kV AIS Equipment | 1000004463 | 85359090 |  | 18% |  | 420 kV, 3000A, 63KA, 1-Phase CurrentTransformer with 120% extended currentrating | EA | 27 |  | Included | 0 | 0 | 0
136 | 7000029485 | 490 | 400kV AIS Equipment | 1000004498 | 85353090 |  | 18% |  | 420kV, 3150A, 63KA, Isolator (3-phase)(Double Break) with one E/S | EA | 20 |  | Included | 0 | 0 | 0
137 | 7000029485 | 500 | 400kV AIS Equipment | 1000010641 | 85176290 |  | 18% |  | DIGITAL TELE PROTECTION COUPLER | EA | 8 |  | Included | 0 | 0 | 0
138 | 7000029485 | 510 | 400kV AIS Equipment | 1000004290 | 85176210 |  | 18% |  | 400kV,3150A,0.5mH ,63kA Line Trap | EA | 8 |  | Included | 0 | 0 | 0
139 | 7000029485 | 520 | 400kV AIS Equipment | 1000004499 | 85353090 |  | 18% |  | 420kV, 3150A, 63KA Isolator (3-phase)(Double Break) with two E/S | EA | 2 |  | Included | 0 | 0 | 0
140 | 7000029485 | 530 | 400kV AIS Equipment | 1000004501 | 85352913 |  | 18% |  | 420kV, 3150A, 63kA Circuit Breaker (3-Phase) without closing resistorand with Support Structure | EA | 12 |  | Included | 0 | 0 | 0
141 | 7000029485 | 550 | Erection Hardware | 1000011322 | 72169990 |  | 18% |  | Erection Hardware for 400kV I type layout-Line bay as per technicalspecification | SET | 4 |  | Included | 0 | 0 | 0
142 | 7000029485 | 540 | Erection Hardware | 1000011317 | 72169990 |  | 18% |  | Erection Hardware for 400kV I type layout-Bus Reactor bay as pertechnical specification | SET | 1 |  | Included | 0 | 0 | 0
143 | 7000029485 | 560 | Erection Hardware | 1000011327 | 72169990 |  | 18% |  | Erection Hardware for 400kV I type layout-Transformer bay as pertechnical specification | SET | 3 |  | Included | 0 | 0 | 0
144 | 7000029485 | 570 | Mandatory Spare | 1000019919 | 85353090 |  | 18% |  | Spares for 420kV Double break Isolator | LS | 1 |  | Included | 0 | 0 | 0
145 | 7000029485 | 580 | Mandatory Spare | 1000025941 | 85389000 |  | 18% |  | Spare-420kV CT 1 | SET | 1 |  | Included | 0 | 0 | 0
146 | 7000029485 | 590 | Mandatory Spare | 1000019918 | 85359090 |  | 18% |  | Spares for 420kV Circuit Breaker | LS | 1 |  | Included | 0 | 0 | 0
147 | 7000029485 | 620 | Supply of Foundation Bolts | 1000012366 | 73082011 |  | 18% |  | Fabrication, galvanising and supply of 28mm dia foundation boltsincluding nuts, checknuts, washers and packplates. | EA | 300 |  | Included | 0 | 0 | 0
148 | 7000029485 | 650 | STRUCTURE | 1000015952 | 73082011 |  | 18% |  | Fabrication, galvanising and supply of Equipment Support (Pipe)Structures to be designed during detailed engineering | MT | 51 |  | Included | 0 | 0 | 0
149 | 7000029485 | 660 | STRUCTURE | 1000012373 | 73082011 |  | 18% |  | Fabrication, galvanising and supply of foundation bolts including nuts,checknut and washers for lattice and pipe structures to be designedduring detailed engineering | MT | 5 |  | Included | 0 | 0 | 0
150 | 7000029485 | 680 | POWER & CONTROL CABLE | 1000031964 | 85446020 |  | 18% |  | 1.1KV GRADE 3CX2.5 SQMM CONTROL CABLE | KM | 6 |  | Included | 0 | 0 | 0
151 | 7000029485 | 690 | POWER & CONTROL CABLE | 1000031987 | 85446020 |  | 18% |  | 1.1KV GRADE 5CX2.5 SQMM CONTROL CABLE | KM | 6 |  | Included | 0 | 0 | 0
152 | 7000029485 | 700 | POWER & CONTROL CABLE | 1000031887 | 85446020 |  | 18% |  | 1.1KV GRADE 10CX2.5 SQMM CONTROL CABLE | KM | 12 |  | Included | 0 | 0 | 0
153 | 7000029485 | 710 | POWER & CONTROL CABLE | 1000056264 | 85446020 |  | 18% |  | 1.1KV GRADE 19CX1.5 SQMM CONTROL CABLE | KM | 20 |  | Included | 0 | 0 | 0
154 | 7000029485 | 720 | POWER & CONTROL CABLE | 1000056265 | 85446020 |  | 18% |  | 1.1KV GRADE 27CX1.5 SQMM CONTROL CABLE | KM | 6 |  | Included | 0 | 0 | 0
155 | 7000029485 | 730 | POWER & CONTROL CABLE | 1000031976 | 85446020 |  | 18% |  | 1.1KV GRADE 4CX16 SQMM (PVC) POWER CABLE | KM | 6 |  | Included | 0 | 0 | 0
156 | 7000029485 | 740 | POWER & CONTROL CABLE | 1000031985 | 85446020 |  | 18% |  | 1.1KV GRADE 4CX6 SQMM (PVC) POWER CABLE | KM | 6 |  | Included | 0 | 0 | 0
157 | 7000029485 | 760 | Tel BOQ Supply Samba-Jallandhar-Nakodar | 1000031367 | 85176260 |  | 18% |  | SDH EQUIPMENT (STM-16 MADM UPTO 5 MSP PROTECTED DIRECTIONS)-BASEEQUIPMENT (COMMON CARDS, CROSS CONNECT/CONTROL CARDS, OPTICAL BASECARDS, POWER SUPPLY CARDS, POWER CABLING, OTHER HARDWARE ANDACCESSORIES INCLUDING SUB RACKS, PATCH CORD, DDF ETC FULLY EQUIPEDEXCLUDING OPTICAL INTERFACE & TRIBUTARY CARDS | EA | 3 |  | Included | 0 | 0 | 0
158 | 7000029485 | 770 | Tel BOQ Supply Samba-Jallandhar-Nakodar | 1000018706 | 85176990 |  | 18% |  | S16.1 SFP | EA | 4 |  | Included | 0 | 0 | 0
159 | 7000029485 | 780 | Tel BOQ Supply Samba-Jallandhar-Nakodar | 1000014273 | 85176990 |  | 18% |  | L16.2 SFP | EA | 2 |  | Included | 0 | 0 | 0
160 | 7000029485 | 790 | Tel BOQ Supply Samba-Jallandhar-Nakodar | 1000023721 | 85176260 |  | 18% |  | SFP S4.1 | EA | 8 |  | Included | 0 | 0 | 0
161 | 7000029485 | 800 | Tel BOQ Supply Samba-Jallandhar-Nakodar | 1000019315 | 85176290 |  | 18% |  | Optical Line Interface card (to support minimum 150 kms) | EA | 4 |  | Included | 0 | 0 | 0
162 | 7000029485 | 810 | Tel BOQ Supply Samba-Jallandhar-Nakodar | 1000031405 | 85176290 |  | 18% |  | OPTICAL INTERFACE CARD (TO SUPPORT MINIMUM 225 KMS) FOR STM-16 | EA | 6 |  | Included | 0 | 0 | 0
163 | 7000029485 | 820 | Tel BOQ Supply Samba-Jallandhar-Nakodar | 1000031374 | 85176290 |  | 18% |  | TRIBUTARY INTERFACE- E1 INTERFACE (MINIMUM 16 NOS.) | SET | 6 |  | Included | 0 | 0 | 0
164 | 7000029485 | 830 | Tel BOQ Supply Samba-Jallandhar-Nakodar | 1000034950 | 85176990 |  | 18% |  | ETHERNET INTERFACE 10/100 BASE T WITH LAYER-2 SWITCHING (MIN 8INTERFACES PER CARD) | EA | 6 |  | Included | 0 | 0 | 0
165 | 7000029485 | 840 | Tel BOQ Supply Samba-Jallandhar-Nakodar | 1000031381 | 85176290 |  | 18% |  | TRIBUTARY INTERFACE-GIGABIT ETHERNET INTERFACES 10/100 MBPS WITH LAYER-2 SWITCHING (MINIMUM 2 NOS.) | SET | 3 |  | Included | 0 | 0 | 0
166 | 7000029485 | 850 | Tel BOQ Supply Samba-Jallandhar-Nakodar | 1000026228 | 85176290 |  | 18% |  | Equipment Cabinets For SDH | EA | 3 |  | Included | 0 | 0 | 0
167 | 7000029485 | 870 | Tel BOQ Spares Samba-Jallandhar-Nakodar | 1000031369 | 85176260 |  | 18% |  | SDH EQUIPMENT (STM-16 MADM UPTO 5 MSP PROTECTED DIRECTIONS)-COMMONCARDS, CROSS-CONNECT/CONTROL CARDS, OPTICAL BASE CARD, POWER SUPPLYCARDS, POWER CABLING, OTHER HARDWARE & ACCESSORIES (EACH). | SET | 1 |  | Included | 0 | 0 | 0
168 | 7000029485 | 880 | Tel BOQ Spares Samba-Jallandhar-Nakodar | 1000018706 | 85176990 |  | 18% |  | S16.1 SFP | EA | 1 |  | Included | 0 | 0 | 0
169 | 7000029485 | 890 | Tel BOQ Spares Samba-Jallandhar-Nakodar | 1000014273 | 85176990 |  | 18% |  | L16.2 SFP | EA | 1 |  | Included | 0 | 0 | 0
170 | 7000029485 | 900 | Tel BOQ Spares Samba-Jallandhar-Nakodar | 1000023721 | 85176260 |  | 18% |  | SFP S4.1 | EA | 1 |  | Included | 0 | 0 | 0
171 | 7000029485 | 910 | Tel BOQ Spares Samba-Jallandhar-Nakodar | 1000019315 | 85176290 |  | 18% |  | Optical Line Interface card (to support minimum 150 kms) | EA | 1 |  | Included | 0 | 0 | 0
172 | 7000029485 | 920 | Tel BOQ Spares Samba-Jallandhar-Nakodar | 1000031405 | 85176290 |  | 18% |  | OPTICAL INTERFACE CARD (TO SUPPORT MINIMUM 225 KMS) FOR STM-16 | EA | 1 |  | Included | 0 | 0 | 0
173 | 7000029485 | 930 | Tel BOQ Spares Samba-Jallandhar-Nakodar | 1000031374 | 85176290 |  | 18% |  | TRIBUTARY INTERFACE- E1 INTERFACE (MINIMUM 16 NOS.) | SET | 1 |  | Included | 0 | 0 | 0
174 | 7000029485 | 940 | Tel BOQ Spares Samba-Jallandhar-Nakodar | 1000034950 | 85176990 |  | 18% |  | ETHERNET INTERFACE 10/100 BASE T WITH LAYER-2 SWITCHING (MIN 8INTERFACES PER CARD) | EA | 1 |  | Included | 0 | 0 | 0
175 | 7000029485 | 950 | Tel BOQ Spares Samba-Jallandhar-Nakodar | 1000031381 | 85176290 |  | 18% |  | TRIBUTARY INTERFACE-GIGABIT ETHERNET INTERFACES 10/100 MBPS WITH LAYER-2 SWITCHING (MINIMUM 2 NOS.) | SET | 1 |  | Included | 0 | 0 | 0
176 | 7000029485 | 960 | Tel BOQ Spares Samba-Jallandhar-Nakodar | 1000026228 | 85176290 |  | 18% |  | Equipment Cabinets For SDH | EA | 2 |  | Included | 0 | 0 | 0
0
[7 empty] | Total Ex-works Price | [5 empty] | 0
[7 empty] | Total Type Test charges as per Schedule-7 | [5 empty] | 0
[7 empty] | Total Ex-works Price including Type Test charges | [5 empty] | 0
[7 empty] | Total GST Tax as confirmed by Bidder | [5 empty] | 0
Note : | Specify amount of GST on the transaction between the Contractor and the Employer.
* | In case the bidder leaves the cell for confirmation of the HSN code and/or GST rate “blank”, the HSN code and corresponding GST rate indicated by the Employer shall be deemed to be the one confirmed by the Bidder.
Date : | --
Place : | [10 empty] | Printed Name :
Designation :
Click for Sch-2

## Sch-1 dis (hidden)
Specification No.: CC/NT/W-COND/DOM/A06/24/14818 | [5 empty] | Schedule - 1 |  |  |  | Direct Total | 0 | Sole Bidder | `
[10 empty] | BO Total | #REF! | 0
Re-conductoring Package OH01 associated with Transmission Scheme for evacuation of power from Ratle HEP (850 MW) and Kiru HEP (624 MW):Part-B
(SCHEDULE OF RATES AND PRICES : EX-WORKS PRICES)
Bidder’s Name and Address (Sole Bidder) : |  |  |  | To:
Contract Services
Name : | …….. …….. …….. …….. …….. …….. |  |  | Power Grid Corporation of India Ltd., | [7 empty] | …….. …….. …….. …….. …….. …….. , & …….. …….. …….. …….. …….. ……..
Address : | …….. …….. …….. …….. …….. …….. |  |  | "Saudamini", Plot No.-2
| …….. …….. …….. …….. …….. …….. |  |  | Sector-29,
| …….. …….. …….. …….. …….. …….. |  |  | Gurgaon (Haryana) - 122001
Plant and Equipment (including Mandatory Spares Parts) to be supplied, including Type Test Charges for Tests to be conducted. | [10 empty] | Direct
[6 empty] | All Prices are in Indian Rupees. |  |  |  |  | Bought-Out
SI. No. | Item Description | Unit | Qty. | Unit Ex-works price | Total Ex-works price | Mode of Transaction (Direct / Bought-out)
1 | 2 | 3 | 4 | 5 | 6 = 4 x 5 | 7
0 | 0
#REF! | #REF!
0 | 0
#REF! | #REF! | #REF! | #REF! | #REF! | #REF! | #REF!
#REF! | #REF! | #REF! | #REF! | #REF! | #REF! | #REF!
#REF! | #REF!
#REF! | #REF! | #REF! | #REF! | #REF! | #REF! | #REF!
#REF! | #REF! | #REF! | #REF! | #REF! | #REF! | #REF!
#REF! | #REF!
#REF! | #REF! | #REF! | #REF! | #REF! | #REF! | #REF!
#REF! | #REF! | #REF! | #REF! | #REF! | #REF! | #REF!
#REF! | #REF!
#REF! | #REF!
#REF! | #REF! | #REF! | #REF! | #REF! | #REF! | #REF!
#REF! | #REF! | #REF! | #REF! | #REF! | #REF! | #REF!
#REF! | #REF!
#REF! | #REF! | #REF! | #REF! | #REF! | #REF! | #REF!
#REF! | #REF! | #REF! | #REF! | #REF! | #REF! | #REF!
#REF! | #REF! | #REF! | #REF! | #REF! | #REF! | #REF!
#REF! | #REF! | #REF! | #REF! | #REF! | #REF! | #REF!
#REF! | #REF! | #REF! | #REF! | #REF! | #REF! | #REF!
#REF! | #REF! | #REF! | #REF! | #REF! | #REF! | #REF!
#REF! | #REF!
#REF! | #REF! | #REF! | #REF! | #REF! | #REF! | #REF!
#REF! | #REF!
#REF! | #REF! | #REF! | #REF! | #REF! | #REF! | #REF!
#REF! | #REF! | #REF! | #REF! | #REF! | #REF! | #REF!
#REF! | #REF! | #REF! | #REF! | #REF! | #REF! | #REF!
#REF! | #REF! | #REF! | #REF! | #REF! | #REF! | #REF!
#REF! | #REF!
#REF! | #REF! | #REF! | #REF! | #REF! | #REF! | #REF!
#REF! | #REF! | #REF! | #REF! | #REF! | #REF! | #REF!
#REF! | #REF! | #REF! | #REF! | #REF! | #REF! | #REF!
#REF! | #REF!
#REF! | #REF! | #REF! | #REF! | #REF! | #REF! | #REF!
#REF! | #REF! | #REF! | #REF! | #REF! | #REF! | #REF!
#REF! | #REF! | #REF! | #REF! | #REF! | #REF! | #REF!
#REF! | #REF! | #REF! | #REF! | #REF! | #REF! | #REF!
#REF! | #REF! | #REF! | #REF! | #REF! | #REF! | #REF!
#REF! | #REF!
| #REF! | #REF! | #REF! | #REF! | #REF! | #REF!
#REF!
| #REF! | #REF! | #REF! | #REF! | #REF! | #REF!
| #REF! | #REF! | #REF! | #REF! | #REF! | #REF!
| Total Ex-Works Price Direct |  |  |  | 0 | Direct
| Total Ex-Works Price Bought Out |  |  |  | 0
| Total Ex-Works Price |  |  |  | 0
| Total Type Test charges as per Schedule-7 |  |  |  | #REF! |  |  | #REF! |  | #REF!
| Total Ex-works Price including Type Test charges |  |  |  | #REF! |  |  | #REF! |  | #REF!
[7 empty] | Discount Sch-1 | #REF! | MPD Sch-1 | #REF!
[7 empty] | Dis Alert | #REF!
Note : | Specify amount of Excise Duty, Sales Tax/'VAT and other taxes payable on the transaction between the Contractor and the Employer and octroi/entry tax as applicable for destination site/state on all items of supply including bought-out finished items (to be identified in the Contract), which shall be dispatched directly from the sub-vendor’s works to the Employer’s site (sale-in-transit), separately in Schedule-5. Excise Duty, Sales tax and other levies for all the bought-out items are to be included in the EXW Price (Col. No. 5) only and not to be indicated in Schedule-5.
Date : | --
Place : |  |  | Printed Name :
Designation :
Click for Sch-2

## Sch-2
Specification No.: CC/NT/W-COND/DOM/A06/24/14818 | [8 empty] | Schedule - 2
Re-conductoring Package OH01 associated with Transmission Scheme for evacuation of power from Ratle HEP (850 MW) and Kiru HEP (624 MW):Part-B
(SCHEDULE OF RATES AND PRICES)
Bidder’s Name and Address (Sole Bidder) : | [7 empty] | To:
Contracts Services, 3rd Floor
Name : |  | …….. …….. …….. …….. …….. …….. | [5 empty] | Power Grid Corporation of India Ltd.,
Address : |  | …….. …….. …….. …….. …….. …….. | [5 empty] | "Saudamini", Plot No.-2
|  | …….. …….. …….. …….. …….. …….. | [5 empty] | Sector-29,
|  | …….. …….. …….. …….. …….. …….. | [5 empty] | Gurgaon (Haryana) - 122001
LOCAL TRANSPORTATION, IN-TRANSIT INSURANCE, LOADING AND UNLOADING
All Prices are in Indian Rupees.
SI. No. | PR No | PR Line Item No | Activity Description | Material Code | Description | Unit | Quantity | Unit Freight, In-transit Insurance, loading & unloading Charges | Total Freight, In-transit Insurance, loading & unloading Charges
1 | 2 | 3 | 4 | 5 | 6 | 7 | 8 | 9 | 10= 8 x 9
I | Recond 400KV SC Kishanpur-Kishtwar TL
1 | 7000029484 | 10 | Conductor | 1000057049 | HTLS CONDUCTOR FOR 400KV TL | KM | 711 |  | Included
2 | 7000029484 | 20 | HTLS CLAMPS & FITTINGS | 1000057055 | SUSPENSION CLAMP SUITABLE FOR SUSPENSION PILOT INSULATOR STRING FORHTLS CONDUCTOR FOR 400KV TL | EA | 2840 |  | Included
3 | 7000029484 | 30 | HTLS CLAMPS & FITTINGS | 1000057048 | DEAD END CLAMP SUITABLE FOR TENSION INSULATOR STRING FOR HTLSCONDUCTOR FOR 400KV TL | EA | 4272 |  | Included
4 | 7000029484 | 40 | HTLS CLAMPS & FITTINGS | 1000019783 | Hardware Fittings for Twin HTLS Conductor-Single I Suspension String(Pilot)(without clamps) | SET | 1420 |  | Included
5 | 7000029484 | 50 | HTLS CLAMPS & FITTINGS | 1000010803 | Hardware Fittings for Twin HTLS Conductor-Double TensionString(without clamps) | SET | 2136 |  | Included
6 | 7000029484 | 60 | Conductor Accessories | 1000057050 | MID SPAN COMPRESSION JOINT FOR HTLS CONDUCTOR FOR 400KV TL | EA | 313 |  | Included
7 | 7000029484 | 70 | Conductor Accessories | 1000057051 | REPAIR SLEEVE FOR HTLS CONDUCTOR FOR 400KV TL | EA | 94 |  | Included
8 | 7000029484 | 80 | Conductor Accessories | 1000057053 | SPACER DAMPER FOR HTLS CONDUCTOR-FOR 400KV TL | EA | 6408 |  | Included
9 | 7000029484 | 90 | Conductor Accessories | 1000057052 | RIGID SPACER FOR HTLS CONDUCTOR-FOR 400KV TL | EA | 3204 |  | Included
10 | 7000029484 | 100 | Conductor Accessories | 1000057056 | T-CONNECTOR FOR HTLS CONDUCTOR-FOR 400KV TL | EA | 32 |  | Included
11 | 7000029484 | 140 | SPARE- HTLS CONDUCTOR | 1000057049 | HTLS CONDUCTOR FOR 400KV TL | KM | 40 |  | Included
12 | 7000029484 | 150 | SPARE- CLAMP FITTINGS | 1000057055 | SUSPENSION CLAMP SUITABLE FOR SUSPENSION PILOT INSULATOR STRING FORHTLS CONDUCTOR FOR 400KV TL | EA | 12 |  | Included
13 | 7000029484 | 160 | SPARE- CLAMP FITTINGS | 1000057048 | DEAD END CLAMP SUITABLE FOR TENSION INSULATOR STRING FOR HTLSCONDUCTOR FOR 400KV TL | EA | 48 |  | Included
14 | 7000029484 | 170 | SPARE- CLAMP FITTINGS | 1000019783 | Hardware Fittings for Twin HTLS Conductor-Single I Suspension String(Pilot)(without clamps) | SET | 28 |  | Included
15 | 7000029484 | 180 | SPARE- CLAMP FITTINGS | 1000010803 | Hardware Fittings for Twin HTLS Conductor-Double TensionString(without clamps) | SET | 43 |  | Included
16 | 7000029484 | 190 | SPARE-CONDUCTOR ACCESSORIES | 1000057050 | MID SPAN COMPRESSION JOINT FOR HTLS CONDUCTOR FOR 400KV TL | EA | 50 |  | Included
17 | 7000029484 | 200 | SPARE-CONDUCTOR ACCESSORIES | 1000057051 | REPAIR SLEEVE FOR HTLS CONDUCTOR FOR 400KV TL | EA | 50 |  | Included
18 | 7000029484 | 210 | SPARE-CONDUCTOR ACCESSORIES | 1000057053 | SPACER DAMPER FOR HTLS CONDUCTOR-FOR 400KV TL | EA | 252 |  | Included
19 | 7000029484 | 220 | SPARE-CONDUCTOR ACCESSORIES | 1000057052 | RIGID SPACER FOR HTLS CONDUCTOR-FOR 400KV TL | EA | 18 |  | Included
20 | 7000029484 | 230 | FABRICATION & SUPPLY | 1000064591 | SUPPLY OF ASSORTED TOWER MEMBERS HT | MT | 1 |  | Included
21 | 7000029484 | 240 | FABRICATION & SUPPLY | 1000064592 | SUPPLY OF ASSORTED TOWER MEMBERS MS | MT | 1 |  | Included
22 | 7000029484 | 250 | FABRICATION & SUPPLY | 1000013472 | Supply of Hexagonal Bolts & Nuts fortowers including Step Bolts,SpringWashers etc. | MT | 1 |  | Included
23 | 7000029484 | 260 | FABRICATION & SUPPLY | 1000013391 | Fabrication, galvanising & supply ofvarious types of towers & towerparts,tower/leg extensions (complete)excluding step bolt, stubs andbolts &nuts but including hangers, D-Shackles,pack washers etc.-HTSteel for NormalTowers | MT | 5 |  | Included
24 | 7000029484 | 270 | FABRICATION & SUPPLY | 1000015274 | Fabrication, galvanising & supply ofvarious types of towers & towerparts,tower/leg extensions (complete)excluding step bolt, stubs andbolts &nuts but including hangers, D-Shackles,pack washers etc.-MSSteel for NormalTowers | MT | 10 |  | Included
25 | 7000029484 | 290 | EARTHING | 1000019718 | Supply of Shieldwire EarthingincludingPG clamps, downlead clampsbutexcluding Earthwire bits for Pipetypeearthing | EA | 10 |  | Included
26 | 7000029484 | 300 | EARTHING | 1000019717 | Supply of Shieldwire EarthingincludingPG clamps, downlead clampsbutexcluding Earthwire bitsforCounterpoise type earthing | EA | 15 |  | Included
27 | 7000029484 | 310 | EARTHING | 1000017587 | Supply of Pipe Type Earthing | EA | 15 |  | Included
28 | 7000029484 | 320 | EARTHING | 1000010003 | Supply of Counterpoise type earthing (120 mlength) | EA | 20 |  | Included
29 | 7000029484 | 350 | COMPOSITE LONG ROD INSULATOR | 1000076217 | COMPOSITE LONG ROD INSULATORS FOR 400KV TRANSMISSION LINE-120 KN(LENGTH-3625 MM, CREEPAGE-14080 MM) | EA | 1420 |  | Included
30 | 7000029484 | 360 | COMPOSITE LONG ROD INSULATOR | 1000076218 | COMPOSITE LONG ROD INSULATORS FOR 400KV TRANSMISSION LINE-160 KN(LENGTH-4250 MM, CREEPAGE-14080 MM) | EA | 4272 |  | Included
31 | 7000029484 | 370 | SPARE- CLR INSULATOR | 1000076217 | COMPOSITE LONG ROD INSULATORS FOR 400KV TRANSMISSION LINE-120 KN(LENGTH-3625 MM, CREEPAGE-14080 MM) | EA | 142 |  | Included
32 | 7000029484 | 380 | SPARE- CLR INSULATOR | 1000076218 | COMPOSITE LONG ROD INSULATORS FOR 400KV TRANSMISSION LINE-160 KN(LENGTH-4250 MM, CREEPAGE-14080 MM) | EA | 427 |  | Included
33 | 7000029484 | 390 | SUPPLY OF TOWER ACCESSORIES | 1000010539 | Danger Plate for 400kV | EA | 343 |  | Included
34 | 7000029484 | 400 | SUPPLY OF TOWER ACCESSORIES | 1000015971 | Number Plate for 400kV | EA | 343 |  | Included
35 | 7000029484 | 410 | SUPPLY OF TOWER ACCESSORIES | 1000017508 | Phase Plate (Set of three) | SET | 343 |  | Included
36 | 7000029484 | 420 | SUPPLY OF TOWER ACCESSORIES | 1000006779 | Supply of Anti-Climbing Devices ofBarbedWire Type | SET | 343 |  | Included
37 | 7000029484 | 430 | EARTHWIRE | 1000030841 | 7/3.66 G.S. EARTHWIRE | KM | 3 |  | Included
38 | 7000029484 | 450 | SPECIAL TOOLS & TACKLES FOR HTLS | 8000002295 | SUPPLY OF ONE SET OF ALL THE SPECIAL TOOLS & TACKLES REQUIRED FORSTRINGING OF THE OFFERED HTLS CONDUCTOR | LS | 1 |  | Included
39 | 7000029484 | 470 | OPGW Supply | 1000030940 | 24 FIBRE (DWSM) OPGW FIBRE OPTIC CABLE | KM | 125.511 |  | Included
40 | 7000029484 | 480 | OPGW Supply | 1000033144 | TENSION ASSEMBLY - DEAD END FOR 24 FIBEROPGW | SET | 2 |  | Included
41 | 7000029484 | 490 | OPGW Supply | 1000031039 | TENSION FITTINGS ASSEMBLY FOR 24F OPGWINCLUDING ALL ACCESSORIES FORJOINT BOX(SPLICING) LOCATION | SET | 41 |  | Included
42 | 7000029484 | 500 | OPGW Supply | 1000033146 | TENSION ASSEMBLY - DOUBLE TENSION PASSTHROUGH ASSEMBLY FOR 24 FIBEROPGW | SET | 314 |  | Included
43 | 7000029484 | 510 | OPGW Supply | 1000022417 | Vibration Damper for 24 fibre OPGW | EA | 2138 |  | Included
44 | 7000029484 | 520 | OPGW Supply | 1000010817 | Down Lead clamp Assembly for 24 fibreOPGW | EA | 1290 |  | Included
45 | 7000029484 | 530 | OPGW Supply | 1000014198 | Joint Box for 24 fibre OPGW | EA | 43 |  | Included
46 | 7000029484 | 540 | OPGW Supply | 1000030942 | 24F (DWSM) APPROACH FIBRE OPTIC CABLE INCLUDING ALL INSTALLATIONHARDWARE SET | KM | 2.5 |  | Included
47 | 7000029484 | 550 | OPGW Supply | 1000023471 | OPGW Fibre Optic Distribution Panel (FODP): Indoor Type: 96F | EA | 5 |  | Included
48 | 7000029484 | 560 | OPGW spares | 1000030940 | 24 FIBRE (DWSM) OPGW FIBRE OPTIC CABLE | KM | 4.393 |  | Included
49 | 7000029484 | 570 | OPGW spares | 1000033144 | TENSION ASSEMBLY - DEAD END FOR 24 FIBEROPGW | SET | 1 |  | Included
50 | 7000029484 | 580 | OPGW spares | 1000031039 | TENSION FITTINGS ASSEMBLY FOR 24F OPGWINCLUDING ALL ACCESSORIES FORJOINT BOX(SPLICING) LOCATION | SET | 2 |  | Included
51 | 7000029484 | 590 | OPGW spares | 1000033146 | TENSION ASSEMBLY - DOUBLE TENSION PASSTHROUGH ASSEMBLY FOR 24 FIBEROPGW | SET | 11 |  | Included
52 | 7000029484 | 600 | OPGW spares | 1000022417 | Vibration Damper for 24 fibre OPGW | EA | 75 |  | Included
53 | 7000029484 | 610 | OPGW spares | 1000010817 | Down Lead clamp Assembly for 24 fibreOPGW | EA | 46 |  | Included
54 | 7000029484 | 620 | OPGW spares | 1000014198 | Joint Box for 24 fibre OPGW | EA | 2 |  | Included
55 | 7000029484 | 630 | OPGW spares | 1000030942 | 24F (DWSM) APPROACH FIBRE OPTIC CABLE INCLUDING ALL INSTALLATIONHARDWARE SET | KM | 1 |  | Included
II | Bypass Kishenpur-Samba-Jalandh 400kV D/C
56 | 7000029484 | 650 | FABRICATION AND SUPPLY | 1000013391 | Fabrication, galvanising & supply ofvarious types of towers & towerparts,tower/leg extensions (complete)excluding step bolt, stubs andbolts &nuts but including hangers, D-Shackles,pack washers etc.-HTSteel for NormalTowers | MT | 16 |  | Included
57 | 7000029484 | 660 | FABRICATION AND SUPPLY | 1000015274 | Fabrication, galvanising & supply ofvarious types of towers & towerparts,tower/leg extensions (complete)excluding step bolt, stubs andbolts &nuts but including hangers, D-Shackles,pack washers etc.-MSSteel for NormalTowers | MT | 6 |  | Included
58 | 7000029484 | 670 | FABRICATION AND SUPPLY | 1000013393 | Fabrication, galvanising & supply ofstubs with cleats for varioustypes oftowers and tower extensions(complete)with packwashers excluding supply ofbolts & nuts-HT Steel for Normal Towers | MT | 1 |  | Included
59 | 7000029484 | 680 | FABRICATION AND SUPPLY | 1000013472 | Supply of Hexagonal Bolts & Nuts fortowers including Step Bolts,SpringWashers etc. | MT | 0.8 |  | Included
60 | 7000029484 | 690 | FABRICATION AND SUPPLY | 1000007847 | Supply of Bolts & Nuts for Stubsincluding Spring Washers etc. | MT | 0.2 |  | Included
61 | 7000029484 | 700 | EARTHING OF TOWERS | 1000017587 | Supply of Pipe Type Earthing | EA | 1 |  | Included
62 | 7000029484 | 710 | EARTHING OF TOWERS | 1000019718 | Supply of Shieldwire EarthingincludingPG clamps, downlead clampsbutexcluding Earthwire bits for Pipetypeearthing | EA | 1 |  | Included
63 | 7000029484 | 720 | EARTHING OF TOWERS | 1000038340 | ROD TYPE EARTHING | EA | 1 |  | Included
64 | 7000029484 | 730 | SUPPLY OF TOWER ACCESSORIES | 1000010539 | Danger Plate for 400kV | EA | 1 |  | Included
65 | 7000029484 | 740 | SUPPLY OF TOWER ACCESSORIES | 1000015971 | Number Plate for 400kV | EA | 1 |  | Included
66 | 7000029484 | 750 | SUPPLY OF TOWER ACCESSORIES | 1000017508 | Phase Plate (Set of three) | SET | 2 |  | Included
67 | 7000029484 | 760 | SUPPLY OF TOWER ACCESSORIES | 1000009119 | Circuit Plate (Set of two) | SET | 1 |  | Included
68 | 7000029484 | 770 | SUPPLY OF TOWER ACCESSORIES | 1000006779 | Supply of Anti-Climbing Devices ofBarbedWire Type | SET | 1 |  | Included
69 | 7000029484 | 780 | EARTHWIRE | 1000030841 | 7/3.66 G.S. EARTHWIRE | KM | 1 |  | Included
70 | 7000029484 | 790 | CONDUCTOR | 1000030860 | ACSR MOOSE CONDUCTOR | KM | 7 |  | Included
71 | 7000029484 | 800 | CONDUCTOR & EARTHWIRE ACCESSORIES | 1000015503 | Mid Span Compression Joint for Conductor-ACSR Moose | EA | 3 |  | Included
72 | 7000029484 | 810 | CONDUCTOR & EARTHWIRE ACCESSORIES | 1000018443 | Repair Sleeve for Conductor-ACSR Moose | EA | 1 |  | Included
73 | 7000029484 | 820 | CONDUCTOR & EARTHWIRE ACCESSORIES | 1000020516 | T-Connector-ACSR Moose | EA | 64 |  | Included
74 | 7000029484 | 830 | CONDUCTOR & EARTHWIRE ACCESSORIES | 1000015505 | Mid Span Compression Joint -7/3.66mmEarth Wire | EA | 1 |  | Included
75 | 7000029484 | 840 | CONDUCTOR & EARTHWIRE ACCESSORIES | 1000022420 | Vibration damper -7/3.66mm Earth Wire | EA | 8 |  | Included
76 | 7000029484 | 850 | CONDUCTOR & EARTHWIRE ACCESSORIES | 1000020991 | Tension clamp assembly-7/3.66mm EarthWire | EA | 4 |  | Included
77 | 7000029484 | 860 | CONDUCTOR & EARTHWIRE ACCESSORIES | 1000034136 | FLEXIBLE ALUMUNIUM BOND | EA | 2 |  | Included
78 | 7000029484 | 870 | CONDUCTOR & EARTHWIRE ACCESSORIES | 1000022431 | Vibration Damper for Conductor-ACSR Moose | EA | 96 |  | Included
79 | 7000029484 | 880 | CONDUCTOR & EARTHWIRE ACCESSORIES | 1000007935 | Bundle Spacer for Conductor-Twin ACSR Moose | EA | 72 |  | Included
80 | 7000029484 | 890 | CONDUCTOR & EARTHWIRE ACCESSORIES | 1000018559 | Rigid Spacer for Jumper-Twin ACSR Moose | EA | 36 |  | Included
81 | 7000029484 | 900 | HARDWARE FITTINGS | 1000019788 | Hardware Fittings for 400kV AC with Twin ACSR Moose Conductor-Single ISuspension String (Pilot) | SET | 6 |  | Included
82 | 7000029484 | 910 | HARDWARE FITTINGS | 1000010800 | Hardware Fittings for 400kV AC with Twin ACSR Moose Conductor-DoubleTension String | SET | 24 |  | Included
83 | 7000029484 | 920 | CLR INSULATOR | 1000009325 | Composite long rod Insulators for 400kV Transmission Line-120 KN(Length-3335 mm, Creepage-13020 mm) | EA | 6 |  | Included
84 | 7000029484 | 930 | CLR INSULATOR | 1000009328 | Composite long rod Insulators for 400kV Transmission Line-160 KN(Length-3910 mm, Creepage-13020 mm) | EA | 48 |  | Included
85 | 7000029484 | 940 | CLR INSULATOR | 1000009325 | Composite long rod Insulators for 400kV Transmission Line-120 KN(Length-3335 mm, Creepage-13020 mm) | EA | 1 |  | Included
86 | 7000029484 | 950 | CLR INSULATOR | 1000009328 | Composite long rod Insulators for 400kV Transmission Line-160 KN(Length-3910 mm, Creepage-13020 mm) | EA | 5 |  | Included
87 | 7000029484 | 1010 | OPGW cable & Hardware Accessories | 1000030940 | 24 FIBRE (DWSM) OPGW FIBRE OPTIC CABLE | KM | 3 |  | Included
88 | 7000029484 | 1020 | OPGW cable & Hardware Accessories | 1000031039 | TENSION FITTINGS ASSEMBLY FOR 24F OPGWINCLUDING ALL ACCESSORIES FORJOINT BOX(SPLICING) LOCATION | SET | 2 |  | Included
89 | 7000029484 | 1030 | OPGW cable & Hardware Accessories | 1000033146 | TENSION ASSEMBLY - DOUBLE TENSION PASSTHROUGH ASSEMBLY FOR 24 FIBEROPGW | SET | 8 |  | Included
90 | 7000029484 | 1040 | OPGW cable & Hardware Accessories | 1000031041 | TENSION FITTINGS ASSEMBLY ON SUSPENSIONTOWER FOR 24F OPGW INCLUDINGALLACCESSORIES AT JOINT BOX (SPLICING)LOCATION | SET | 1 |  | Included
91 | 7000029484 | 1050 | OPGW cable & Hardware Accessories | 1000022417 | Vibration Damper for 24 fibre OPGW | EA | 66 |  | Included
92 | 7000029484 | 1060 | OPGW cable & Hardware Accessories | 1000010817 | Down Lead clamp Assembly for 24 fibreOPGW | EA | 80 |  | Included
93 | 7000029484 | 1070 | OPGW cable & Hardware Accessories | 1000014198 | Joint Box for 24 fibre OPGW | EA | 2 |  | Included
94 | 7000029484 | 1080 | OPGW cable & Hardware Accessories | 1000020444 | Suspension clamp assembly for 24 fibreOPGW | EA | 2 |  | Included
III | Upgrade 400kV bay eqpt @Kishenpur
95 | 7000029485 | 10 | 400kV AIS Equipment | 1000004463 | 420 kV, 3000A, 63KA, 1-Phase CurrentTransformer with 120% extended currentrating | EA | 15 |  | Included
96 | 7000029485 | 20 | 400kV AIS Equipment | 1000004498 | 420kV, 3150A, 63KA, Isolator (3-phase)(Double Break) with one E/S | EA | 4 |  | Included
97 | 7000029485 | 30 | 400kV AIS Equipment | 1000010641 | DIGITAL TELE PROTECTION COUPLER | EA | 2 |  | Included
98 | 7000029485 | 40 | 400kV AIS Equipment | 1000004290 | 400kV,3150A,0.5mH ,63kA Line Trap | EA | 2 |  | Included
99 | 7000029485 | 50 | 400kV AIS Equipment | 1000004499 | 420kV, 3150A, 63KA Isolator (3-phase)(Double Break) with two E/S | EA | 2 |  | Included
100 | 7000029485 | 60 | 400kV AIS Equipment | 1000004501 | 420kV, 3150A, 63kA Circuit Breaker (3-Phase) without closing resistorand with Support Structure | EA | 3 |  | Included
101 | 7000029485 | 70 | Erection Hardware | 1000011322 | Erection Hardware for 400kV I type layout-Line bay as per technicalspecification | SET | 1 |  | Included
102 | 7000029485 | 80 | Erection Hardware | 1000011327 | Erection Hardware for 400kV I type layout-Transformer bay as pertechnical specification | SET | 1 |  | Included
103 | 7000029485 | 90 | Mandatory Spare | 1000019919 | Spares for 420kV Double break Isolator | LS | 1 |  | Included
104 | 7000029485 | 100 | Mandatory Spare | 1000025941 | Spare-420kV CT 1 | SET | 1 |  | Included
105 | 7000029485 | 110 | Mandatory Spare | 1000019918 | Spares for 420kV Circuit Breaker | LS | 1 |  | Included
106 | 7000029485 | 130 | Supply of Foundation Bolts | 1000012366 | Fabrication, galvanising and supply of 28mm dia foundation boltsincluding nuts, checknuts, washers and packplates. | EA | 300 |  | Included
107 | 7000029485 | 160 | STRUCTURE | 1000015952 | Fabrication, galvanising and supply of Equipment Support (Pipe)Structures to be designed during detailed engineering | MT | 17 |  | Included
108 | 7000029485 | 170 | STRUCTURE | 1000012373 | Fabrication, galvanising and supply of foundation bolts including nuts,checknut and washers for lattice and pipe structures to be designedduring detailed engineering | MT | 2 |  | Included
109 | 7000029485 | 200 | POWER & CONTROL CABLE | 1000031964 | 1.1KV GRADE 3CX2.5 SQMM CONTROL CABLE | KM | 3 |  | Included
110 | 7000029485 | 210 | POWER & CONTROL CABLE | 1000031987 | 1.1KV GRADE 5CX2.5 SQMM CONTROL CABLE | KM | 3 |  | Included
111 | 7000029485 | 220 | POWER & CONTROL CABLE | 1000031887 | 1.1KV GRADE 10CX2.5 SQMM CONTROL CABLE | KM | 6 |  | Included
112 | 7000029485 | 230 | POWER & CONTROL CABLE | 1000056264 | 1.1KV GRADE 19CX1.5 SQMM CONTROL CABLE | KM | 15 |  | Included
113 | 7000029485 | 240 | POWER & CONTROL CABLE | 1000056265 | 1.1KV GRADE 27CX1.5 SQMM CONTROL CABLE | KM | 3 |  | Included
114 | 7000029485 | 250 | POWER & CONTROL CABLE | 1000031976 | 1.1KV GRADE 4CX16 SQMM (PVC) POWER CABLE | KM | 3 |  | Included
115 | 7000029485 | 260 | POWER & CONTROL CABLE | 1000031985 | 1.1KV GRADE 4CX6 SQMM (PVC) POWER CABLE | KM | 3 |  | Included
116 | 7000029485 | 280 | Tel BOQ Supply Kishanpur-Kishtwar-Dulhas | 1000031367 | SDH EQUIPMENT (STM-16 MADM UPTO 5 MSP PROTECTED DIRECTIONS)-BASEEQUIPMENT (COMMON CARDS, CROSS CONNECT/CONTROL CARDS, OPTICAL BASECARDS, POWER SUPPLY CARDS, POWER CABLING, OTHER HARDWARE ANDACCESSORIES INCLUDING SUB RACKS, PATCH CORD, DDF ETC FULLY EQUIPEDEXCLUDING OPTICAL INTERFACE & TRIBUTARY CARDS | EA | 2 |  | Included
117 | 7000029485 | 290 | Tel BOQ Supply Kishanpur-Kishtwar-Dulhas | 1000018706 | S16.1 SFP | EA | 8 |  | Included
118 | 7000029485 | 300 | Tel BOQ Supply Kishanpur-Kishtwar-Dulhas | 1000014273 | L16.2 SFP | EA | 2 |  | Included
119 | 7000029485 | 310 | Tel BOQ Supply Kishanpur-Kishtwar-Dulhas | 1000019315 | Optical Line Interface card (to support minimum 150 kms) | EA | 8 |  | Included
120 | 7000029485 | 320 | Tel BOQ Supply Kishanpur-Kishtwar-Dulhas | 1000031405 | OPTICAL INTERFACE CARD (TO SUPPORT MINIMUM 225 KMS) FOR STM-16 | EA | 2 |  | Included
121 | 7000029485 | 330 | Tel BOQ Supply Kishanpur-Kishtwar-Dulhas | 1000031374 | TRIBUTARY INTERFACE- E1 INTERFACE (MINIMUM 16 NOS.) | SET | 4 |  | Included
122 | 7000029485 | 340 | Tel BOQ Supply Kishanpur-Kishtwar-Dulhas | 1000034950 | ETHERNET INTERFACE 10/100 BASE T WITH LAYER-2 SWITCHING (MIN 8INTERFACES PER CARD) | EA | 4 |  | Included
123 | 7000029485 | 350 | Tel BOQ Supply Kishanpur-Kishtwar-Dulhas | 1000031381 | TRIBUTARY INTERFACE-GIGABIT ETHERNET INTERFACES 10/100 MBPS WITH LAYER-2 SWITCHING (MINIMUM 2 NOS.) | SET | 2 |  | Included
124 | 7000029485 | 360 | Tel BOQ Supply Kishanpur-Kishtwar-Dulhas | 1000026228 | Equipment Cabinets For SDH | EA | 2 |  | Included
125 | 7000029485 | 380 | Tel Spare Kishanpur-Kishtwar-Dulhasti | 1000031369 | SDH EQUIPMENT (STM-16 MADM UPTO 5 MSP PROTECTED DIRECTIONS)-COMMONCARDS, CROSS-CONNECT/CONTROL CARDS, OPTICAL BASE CARD, POWER SUPPLYCARDS, POWER CABLING, OTHER HARDWARE & ACCESSORIES (EACH). | SET | 1 |  | Included
126 | 7000029485 | 390 | Tel Spare Kishanpur-Kishtwar-Dulhasti | 1000018706 | S16.1 SFP | EA | 1 |  | Included
127 | 7000029485 | 400 | Tel Spare Kishanpur-Kishtwar-Dulhasti | 1000014273 | L16.2 SFP | EA | 1 |  | Included
128 | 7000029485 | 410 | Tel Spare Kishanpur-Kishtwar-Dulhasti | 1000019315 | Optical Line Interface card (to support minimum 150 kms) | EA | 1 |  | Included
129 | 7000029485 | 420 | Tel Spare Kishanpur-Kishtwar-Dulhasti | 1000031405 | OPTICAL INTERFACE CARD (TO SUPPORT MINIMUM 225 KMS) FOR STM-16 | EA | 1 |  | Included
130 | 7000029485 | 430 | Tel Spare Kishanpur-Kishtwar-Dulhasti | 1000031374 | TRIBUTARY INTERFACE- E1 INTERFACE (MINIMUM 16 NOS.) | SET | 1 |  | Included
131 | 7000029485 | 440 | Tel Spare Kishanpur-Kishtwar-Dulhasti | 1000034950 | ETHERNET INTERFACE 10/100 BASE T WITH LAYER-2 SWITCHING (MIN 8INTERFACES PER CARD) | EA | 1 |  | Included
132 | 7000029485 | 450 | Tel Spare Kishanpur-Kishtwar-Dulhasti | 1000031381 | TRIBUTARY INTERFACE-GIGABIT ETHERNET INTERFACES 10/100 MBPS WITH LAYER-2 SWITCHING (MINIMUM 2 NOS.) | SET | 1 |  | Included
133 | 7000029485 | 460 | Tel Spare Kishanpur-Kishtwar-Dulhasti | 1000026228 | Equipment Cabinets For SDH | EA | 1 |  | Included
134 | 7000029485 | 470 | Tel Spare Kishanpur-Kishtwar-Dulhasti | 1000031398 | PRE CONNECTORIZED OPTICAL FIBER PATCH CORDS(10 MTRS) â€“ PACK OF SIXPATCH CORDS | SET | 2 |  | Included
IV | Upgrade 400kV bay eqpt @Samba
135 | 7000029485 | 480 | 400kV AIS Equipment | 1000004463 | 420 kV, 3000A, 63KA, 1-Phase CurrentTransformer with 120% extended currentrating | EA | 27 |  | Included
136 | 7000029485 | 490 | 400kV AIS Equipment | 1000004498 | 420kV, 3150A, 63KA, Isolator (3-phase)(Double Break) with one E/S | EA | 20 |  | Included
137 | 7000029485 | 500 | 400kV AIS Equipment | 1000010641 | DIGITAL TELE PROTECTION COUPLER | EA | 8 |  | Included
138 | 7000029485 | 510 | 400kV AIS Equipment | 1000004290 | 400kV,3150A,0.5mH ,63kA Line Trap | EA | 8 |  | Included
139 | 7000029485 | 520 | 400kV AIS Equipment | 1000004499 | 420kV, 3150A, 63KA Isolator (3-phase)(Double Break) with two E/S | EA | 2 |  | Included
140 | 7000029485 | 530 | 400kV AIS Equipment | 1000004501 | 420kV, 3150A, 63kA Circuit Breaker (3-Phase) without closing resistorand with Support Structure | EA | 12 |  | Included
141 | 7000029485 | 550 | Erection Hardware | 1000011322 | Erection Hardware for 400kV I type layout-Line bay as per technicalspecification | SET | 4 |  | Included
142 | 7000029485 | 540 | Erection Hardware | 1000011317 | Erection Hardware for 400kV I type layout-Bus Reactor bay as pertechnical specification | SET | 1 |  | Included
143 | 7000029485 | 560 | Erection Hardware | 1000011327 | Erection Hardware for 400kV I type layout-Transformer bay as pertechnical specification | SET | 3 |  | Included
144 | 7000029485 | 570 | Mandatory Spare | 1000019919 | Spares for 420kV Double break Isolator | LS | 1 |  | Included
145 | 7000029485 | 580 | Mandatory Spare | 1000025941 | Spare-420kV CT 1 | SET | 1 |  | Included
146 | 7000029485 | 590 | Mandatory Spare | 1000019918 | Spares for 420kV Circuit Breaker | LS | 1 |  | Included
147 | 7000029485 | 620 | Supply of Foundation Bolts | 1000012366 | Fabrication, galvanising and supply of 28mm dia foundation boltsincluding nuts, checknuts, washers and packplates. | EA | 300 |  | Included
148 | 7000029485 | 650 | STRUCTURE | 1000015952 | Fabrication, galvanising and supply of Equipment Support (Pipe)Structures to be designed during detailed engineering | MT | 51 |  | Included
149 | 7000029485 | 660 | STRUCTURE | 1000012373 | Fabrication, galvanising and supply of foundation bolts including nuts,checknut and washers for lattice and pipe structures to be designedduring detailed engineering | MT | 5 |  | Included
150 | 7000029485 | 680 | POWER & CONTROL CABLE | 1000031964 | 1.1KV GRADE 3CX2.5 SQMM CONTROL CABLE | KM | 6 |  | Included
151 | 7000029485 | 690 | POWER & CONTROL CABLE | 1000031987 | 1.1KV GRADE 5CX2.5 SQMM CONTROL CABLE | KM | 6 |  | Included
152 | 7000029485 | 700 | POWER & CONTROL CABLE | 1000031887 | 1.1KV GRADE 10CX2.5 SQMM CONTROL CABLE | KM | 12 |  | Included
153 | 7000029485 | 710 | POWER & CONTROL CABLE | 1000056264 | 1.1KV GRADE 19CX1.5 SQMM CONTROL CABLE | KM | 20 |  | Included
154 | 7000029485 | 720 | POWER & CONTROL CABLE | 1000056265 | 1.1KV GRADE 27CX1.5 SQMM CONTROL CABLE | KM | 6 |  | Included
155 | 7000029485 | 730 | POWER & CONTROL CABLE | 1000031976 | 1.1KV GRADE 4CX16 SQMM (PVC) POWER CABLE | KM | 6 |  | Included
156 | 7000029485 | 740 | POWER & CONTROL CABLE | 1000031985 | 1.1KV GRADE 4CX6 SQMM (PVC) POWER CABLE | KM | 6 |  | Included
157 | 7000029485 | 760 | Tel BOQ Supply Samba-Jallandhar-Nakodar | 1000031367 | SDH EQUIPMENT (STM-16 MADM UPTO 5 MSP PROTECTED DIRECTIONS)-BASEEQUIPMENT (COMMON CARDS, CROSS CONNECT/CONTROL CARDS, OPTICAL BASECARDS, POWER SUPPLY CARDS, POWER CABLING, OTHER HARDWARE ANDACCESSORIES INCLUDING SUB RACKS, PATCH CORD, DDF ETC FULLY EQUIPEDEXCLUDING OPTICAL INTERFACE & TRIBUTARY CARDS | EA | 3 |  | Included
158 | 7000029485 | 770 | Tel BOQ Supply Samba-Jallandhar-Nakodar | 1000018706 | S16.1 SFP | EA | 4 |  | Included
159 | 7000029485 | 780 | Tel BOQ Supply Samba-Jallandhar-Nakodar | 1000014273 | L16.2 SFP | EA | 2 |  | Included
160 | 7000029485 | 790 | Tel BOQ Supply Samba-Jallandhar-Nakodar | 1000023721 | SFP S4.1 | EA | 8 |  | Included
161 | 7000029485 | 800 | Tel BOQ Supply Samba-Jallandhar-Nakodar | 1000019315 | Optical Line Interface card (to support minimum 150 kms) | EA | 4 |  | Included
162 | 7000029485 | 810 | Tel BOQ Supply Samba-Jallandhar-Nakodar | 1000031405 | OPTICAL INTERFACE CARD (TO SUPPORT MINIMUM 225 KMS) FOR STM-16 | EA | 6 |  | Included
163 | 7000029485 | 820 | Tel BOQ Supply Samba-Jallandhar-Nakodar | 1000031374 | TRIBUTARY INTERFACE- E1 INTERFACE (MINIMUM 16 NOS.) | SET | 6 |  | Included
164 | 7000029485 | 830 | Tel BOQ Supply Samba-Jallandhar-Nakodar | 1000034950 | ETHERNET INTERFACE 10/100 BASE T WITH LAYER-2 SWITCHING (MIN 8INTERFACES PER CARD) | EA | 6 |  | Included
165 | 7000029485 | 840 | Tel BOQ Supply Samba-Jallandhar-Nakodar | 1000031381 | TRIBUTARY INTERFACE-GIGABIT ETHERNET INTERFACES 10/100 MBPS WITH LAYER-2 SWITCHING (MINIMUM 2 NOS.) | SET | 3 |  | Included
166 | 7000029485 | 850 | Tel BOQ Supply Samba-Jallandhar-Nakodar | 1000026228 | Equipment Cabinets For SDH | EA | 3 |  | Included
167 | 7000029485 | 870 | Tel BOQ Spares Samba-Jallandhar-Nakodar | 1000031369 | SDH EQUIPMENT (STM-16 MADM UPTO 5 MSP PROTECTED DIRECTIONS)-COMMONCARDS, CROSS-CONNECT/CONTROL CARDS, OPTICAL BASE CARD, POWER SUPPLYCARDS, POWER CABLING, OTHER HARDWARE & ACCESSORIES (EACH). | SET | 1 |  | Included
168 | 7000029485 | 880 | Tel BOQ Spares Samba-Jallandhar-Nakodar | 1000018706 | S16.1 SFP | EA | 1 |  | Included
169 | 7000029485 | 890 | Tel BOQ Spares Samba-Jallandhar-Nakodar | 1000014273 | L16.2 SFP | EA | 1 |  | Included
170 | 7000029485 | 900 | Tel BOQ Spares Samba-Jallandhar-Nakodar | 1000023721 | SFP S4.1 | EA | 1 |  | Included
171 | 7000029485 | 910 | Tel BOQ Spares Samba-Jallandhar-Nakodar | 1000019315 | Optical Line Interface card (to support minimum 150 kms) | EA | 1 |  | Included
172 | 7000029485 | 920 | Tel BOQ Spares Samba-Jallandhar-Nakodar | 1000031405 | OPTICAL INTERFACE CARD (TO SUPPORT MINIMUM 225 KMS) FOR STM-16 | EA | 1 |  | Included
173 | 7000029485 | 930 | Tel BOQ Spares Samba-Jallandhar-Nakodar | 1000031374 | TRIBUTARY INTERFACE- E1 INTERFACE (MINIMUM 16 NOS.) | SET | 1 |  | Included
174 | 7000029485 | 940 | Tel BOQ Spares Samba-Jallandhar-Nakodar | 1000034950 | ETHERNET INTERFACE 10/100 BASE T WITH LAYER-2 SWITCHING (MIN 8INTERFACES PER CARD) | EA | 1 |  | Included
175 | 7000029485 | 950 | Tel BOQ Spares Samba-Jallandhar-Nakodar | 1000031381 | TRIBUTARY INTERFACE-GIGABIT ETHERNET INTERFACES 10/100 MBPS WITH LAYER-2 SWITCHING (MINIMUM 2 NOS.) | SET | 1 |  | Included
176 | 7000029485 | 960 | Tel BOQ Spares Samba-Jallandhar-Nakodar | 1000026228 | Equipment Cabinets For SDH | EA | 2 |  | Included
[5 empty] | Total F&I Price |  |  |  | 0
#
Bidders to note that the item description under various schedules are through unique material ID for respective items under SAP ERP System and therefore, identical item description appears in schedule-1(Ex-works) & schedule-2(F&I). However, the prices to be quoted in Price Schedule-2(F&I) shall be towards Local Transportation, Insurance and other Incidental Services only in line with clause ITB 11.4(b).
Date: | --
Place: | [6 empty] | Printed Name :
Designation :
Click for Sch-3

## Sch-2 Dis (hidden)
Specification No.: CC/NT/W-COND/DOM/A06/24/14818 |  |  |  |  | Schedule - 2 Dis
Re-conductoring Package OH01 associated with Transmission Scheme for evacuation of power from Ratle HEP (850 MW) and Kiru HEP (624 MW):Part-B | [5 empty] | As per Lum-sum |  | 0
(SCHEDULE OF RATES AND PRICES : FREIGHT & INSURANCE CHARGES) | [5 empty] | AS per Percent |  | #REF!
[6 empty] | As per lum-sum on Sch-2 |  | 0%
Bidder’s Name and Address (Sole Bidder) : |  |  |  | To: |  | As per Percent on Sch-2 |  | #REF!
|  |  |  | Contracts Services, 3rd Floor |  | Total Discount |  | #REF!
Name : | …….. …….. …….. …….. …….. …….. |  |  | Power Grid Corporation of India Ltd.,
Address : | …….. …….. …….. …….. …….. …….. |  |  | "Saudamini", Plot No.-2
| …….. …….. …….. …….. …….. …….. |  |  | Sector-29, |  | Multipackage Discount |  | 0%
| …….. …….. …….. …….. …….. …….. |  |  | Gurgaon (Haryana) - 122001
[5 empty] | All Prices are in Indian Rupees. |  | Amount after Discount (Rs.) |  | Dis Alert | Amount after MPD (Rs.)
SI. No. | Description | Unit | Quantity | Unit Freight & Insurance Charges | Total Freight & Insurance Charges |  | Unit Freight & Insurance Charges | Total Freight & Insurance Charges |  | Unit Freight & Insurance Charges | Total Freight & Insurance Charges
1 | 2 | 3 | 4 | 5 | 6 = 4 x 5 |  | 5 | 6 = 4 x 5 |  | 5 | 6 = 4 x 5
#REF! | #REF!
#REF! | #REF! | #REF! | #REF! | #REF! | #REF!
#REF! | #REF! | #REF! | #REF! | #REF! | #REF!
#REF! | #REF!
#REF! | #REF! | #REF! | #REF! | #REF! | #REF!
#REF! | #REF! | #REF! | #REF! | #REF! | #REF!
#REF! | #REF!
#REF! | #REF! | #REF! | #REF! | #REF! | #REF!
#REF! | #REF! | #REF! | #REF! | #REF! | #REF!
#REF! | #REF! | #REF! | #REF! | #REF! | #REF!
#REF! | #REF! | #REF! | #REF! | #REF! | #REF!
#REF! | #REF! | #REF! | #REF! | #REF! | #REF!
#REF! | #REF! | #REF! | #REF! | #REF! | #REF!
#REF! | #REF!
#REF! | #REF! | #REF! | #REF! | #REF! | #REF!
#REF! | #REF!
#REF! | #REF! | #REF! | #REF! | #REF! | #REF!
#REF! | #REF! | #REF! | #REF! | #REF! | #REF!
#REF! | #REF! | #REF! | #REF! | #REF! | #REF!
#REF! | #REF! | #REF! | #REF! | #REF! | #REF!
#REF! | #REF!
#REF! | #REF! | #REF! | #REF! | #REF! | #REF!
#REF! | #REF! | #REF! | #REF! | #REF! | #REF!
#REF! | #REF! | #REF! | #REF! | #REF! | #REF!
#REF! | #REF! | #REF! | #REF! | #REF! | #REF!
#REF! | #REF! | #REF! | #REF! | #REF! | #REF!
#REF! | #REF! | #REF! | #REF! | #REF! | #REF!
#REF! | #REF! | #REF! | #REF! | #REF! | #REF!
#REF! | #REF! | #REF! | #REF! | #REF! | #REF!
#REF! | #REF!
| #REF! | #REF! | #REF! | #REF! | #REF!
#REF! | #REF! | #REF! | #REF! | #REF! | #REF!
#REF! | #REF! | #REF! | #REF! | #REF! | #REF!
| Total F&I Price |  |  |  | #REF!
Date : | --
Place : |  |  | Printed Name :
Designation :
Click for Sch-3

## Sch-3
Specification No.: CC/NT/W-COND/DOM/A06/24/14818 | [14 empty] | Schedule - 3
Re-conductoring Package OH01 associated with Transmission Scheme for evacuation of power from Ratle HEP (850 MW) and Kiru HEP (624 MW):Part-B | [18 empty] | As per Lum-sum |  | 0%
(SCHEDULE OF RATES AND PRICES ) | [18 empty] | AS per Percent |  | #REF!
[19 empty] | As per lum-sum on Sch-3 |  | 0%
Bidder’s Name and Address (Sole Bidder) : | [11 empty] | To: | [6 empty] | As per Percent on Sch-3 |  | #REF!
[12 empty] | Contracts Services, 3rd Floor | [6 empty] | Total Discount |  | #REF!
Name : |  | …….. …….. …….. …….. …….. …….. | [9 empty] | Power Grid Corporation of India Ltd.,
Address : |  | …….. …….. …….. …….. …….. …….. | [9 empty] | "Saudamini", Plot No.-2
|  | …….. …….. …….. …….. …….. …….. | [9 empty] | Sector-29, | [6 empty] | Multipackage lum-sum |  | 0%
|  | …….. …….. …….. …….. …….. …….. | [9 empty] | Gurgaon (Haryana) - 122001
[7 empty] | INSTALLATION CHARGES | [12 empty] | Amount after Discount (Rs.) |  | Dis Alert | Amount after MPD (Rs.)
All Prices are in Indian Rupees.
SI. No. | PR No | PR Line Item No | Activity Header | PR Activity No | Activity Description | Service Code | SAC (Service Accounting Codes) | Whether SAC in column '8’ is confirmed. If not indicate applicable the SAC * | Rate of GST applicable ( in %) | Whether rate of GST in column ‘10’ is confirmed. If not indicate applicable rate of GST * | Description | Unit | Quantity | Unit Charges | Total Charges | Total GST as confirmed by Bidder |  |  |  | Unit Erection Charges | Total Erection Charges |  | Unit Erection Charges | Total Erection Charges
1 | 2 | 3 | 4 | 5 | 6 | 7 | 8 | 9 | 10 | 11 | 12 | 13 | 14 | 15 | 16 = 14 x 15 | 17 |  |  |  | 5 | 6 = 4 x 5 |  | 5 | 6 = 4 x 5
I | Upgrade 400kV bay eqpt @Kishenpur | [15 empty] | Revaluation of J column | Tax Calculation
1 | 7000029485 | 190 | 11 | 10 | 400KV AIS Equipment | 100000287 | 998736 |  | 18% |  | 420kV, 3150A, 63KA, Isolator (3-phase)(Double Break) with one E/S | EA | 6 |  | Included | 0 | 0 | 0
2 | 7000029485 | 190 | 11 | 20 | 400KV AIS Equipment | 100000274 | 998736 |  | 18% |  | 420 kV, 3000A, 63KA, 1-Phase CurrentTransformer with 120% extended currentrating | EA | 15 |  | Included | 0 | 0 | 0
3 | 7000029485 | 190 | 11 | 30 | 400KV AIS Equipment | 100000891 | 998734 |  | 18% |  | Digital Protection Coupler | EA | 2 |  | Included | 0 | 0 | 0
4 | 7000029485 | 190 | 11 | 40 | 400KV AIS Equipment | 100002042 | 998734 |  | 18% |  | 400kV,3150A,0.5mH ,63kA Line Trap | EA | 2 |  | Included | 0 | 0 | 0
5 | 7000029485 | 190 | 11 | 50 | 400KV AIS Equipment | 100000267 | 998736 |  | 18% |  | 420kV, 3150A, 63kA Circuit Breaker(3-Phase) without closing resistor(with support structure) | EA | 3 |  | Included | 0 | 0 | 0
6 | 7000029485 | 190 | 11 | 60 | 400KV AIS Equipment | 100000288 | 998736 |  | 18% |  | 420kV, 3150A, 63KA Isolator (3-phase)(Double Break) with two E/S | EA | 2 |  | Included | 0 | 0 | 0
7 | 7000029485 | 190 | 11 | 70 | 400KV AIS Equipment | 100001559 | 995429 |  | 18% |  | Dismantling of 400kV CB | EA | 3 |  | Included | 0 | 0 | 0
8 | 7000029485 | 190 | 11 | 80 | 400KV AIS Equipment | 100001560 | 995429 |  | 18% |  | Dismantling of 400kV CT | EA | 15 |  | Included | 0 | 0 | 0
9 | 7000029485 | 190 | 11 | 90 | 400KV AIS Equipment | 100004468 | 995429 |  | 18% |  | DISMANTLING & STORING of Wave traps (voltage level as per TS-Section project) | EA | 2 |  | Included | 0 | 0 | 0
10 | 7000029485 | 190 | 11 | 100 | 400KV AIS Equipment | 100001562 | 995429 |  | 18% |  | Dismantling of 400kV Isolators | EA | 8 |  | Included | 0 | 0 | 0
11 | 7000029485 | 120 | 50 | 30 | Erection Hardware | 100000329 | 998731 |  | 18% |  | Erection Hardware for 400kV I type layout-Line bay as per specification | SET | 1 |  | Included | 0 | 0 | 0
12 | 7000029485 | 120 | 50 | 40 | Erection Hardware | 100002305 | 998731 |  | 18% |  | Erection Hardware for 400kV I type layout-Transformer bay as per technical specification(including its Tertiary Loading arrangement) | SET | 1 |  | Included | 0 | 0 | 0
13 | 7000029485 | 140 | 70 | 10 | Civil Works | 100004518 | 995433 |  | 18% |  | Excavation in all kind of soil including rock for all leads and lifts, backfilling, disposal of surplus earth within a lead up to2Km as per technical specification. The surplus earth shall be roughly graded . | M3 | 411 |  | Included | 0 | 0 | 0
14 | 7000029485 | 140 | 70 | 20 | Civil Works | 100001325 | 995454 |  | 18% |  | Providing and laying of Plain Cement Concrete (PCC) (1:4:8) | M3 | 17 |  | Included | 0 | 0 | 0
15 | 7000029485 | 140 | 70 | 30 | Civil Works | 100001327 | 995454 |  | 18% |  | Providing and laying of Reinforced Cement Concrete M25 mix including pre cast, shuttering, Grouting of pockets & underpinning butexcluding steel reinforcement | M3 | 98 |  | Included | 0 | 0 | 0
16 | 7000029485 | 140 | 70 | 40 | Civil Works | 100001329 | 995454 |  | 18% |  | Steel Reinforcement | MT | 7 |  | Included | 0 | 0 | 0
17 | 7000029485 | 140 | 70 | 50 | Civil Works | 100004748 | 995454 |  | 18% |  | Providing and laying Plain Cement Concrete 1:5:10 (1 cement : 5 sand : 10 brick aggregate) including a layer of cement slurry of mix1:6 (1 cement : 6 fine sand) shall be laid uniformly over cement concrete layer. The cement consumption for cement slurry shall notbe less than 150 kg per 100 sq.m. | M3 | 557 |  | Included | 0 | 0 | 0
18 | 7000029485 | 140 | 70 | 60 | Civil Works | 100001713 | 995424 |  | 18% |  | Antiweed treatment | M2 | 7425 |  | Included | 0 | 0 | 0
19 | 7000029485 | 140 | 70 | 70 | Civil Works | 100001712 | 995428 |  | 18% |  | Removing,cleaning and washing of existing stones and respreading of stones in switchyard excluding PCC | M2 | 7425 |  | Included | 0 | 0 | 0
20 | 7000029485 | 140 | 70 | 80 | Civil Works | 100001454 | 995429 |  | 18% |  | Demolishing RCC work including stacking of steel bars and disposal of unserviceable material. | M3 | 90 |  | Included | 0 | 0 | 0
21 | 7000029485 | 150 | 80 | 10 | ERECTION OF FOUNDATION BOLTS | 100001674 | 995455 |  | 18% |  | Erection of 28mm dia foundation bolts including nuts, checknuts, washers and packplates. | EA | 300 |  | Included | 0 | 0 | 0
22 | 7000029485 | 180 | 100 | 10 | STRUCTURE | 100001241 | 995455 |  | 18% |  | Erection of Equipment Support (Pipe) Structures to be designed during detailed engineering. | MT | 17 |  | Included | 0 | 0 | 0
23 | 7000029485 | 180 | 100 | 20 | STRUCTURE | 100001681 | 995455 |  | 18% |  | Erection of foundation bolts including nuts, checknut and washers for lattice and pipe structures to be designed during detailedengineering | MT | 2 |  | Included | 0 | 0 | 0
24 | 7000029485 | 270 | 130 | 10 | POWER & CONTROL CABLE | 100002182 | 998736 |  | 18% |  | 1.1kV grade Control Cables (PVCinsulated) along withlugs,glands,straight joints &accessories,etc. | LS | 1 |  | Included | 0 | 0 | 0
25 | 7000029485 | 270 | 130 | 20 | POWER & CONTROL CABLE | 100002181 | 998736 |  | 18% |  | 1.1kV grade Power Cables (PVCinsulated)along withlugs,glands,straight joints &accessories,etc. | LS | 1 |  | Included | 0 | 0 | 0
26 | 7000029485 | 370 | 170 | 10 | Tel BOQ Serv Kishanpur-Kishtwar-Dulhasti | 100002812 | 998734 |  | 18% |  | SDH Equipment (STM-16 MADM upto 5 MSP protected directions)-Base Equipment (Common cards, Cross Connect/control cards, optical basecards, power supply cards, power cabling, other hardware and accessories including sub racks, patch cord, DDF etc fully equipedexcluding optical interface & Tributary cards | EA | 2 |  | Included | 0 | 0 | 0
27 | 7000029485 | 370 | 170 | 20 | Tel BOQ Serv Kishanpur-Kishtwar-Dulhasti | 170000433 | 998734 |  | 18% |  | Optical Interface Cards/SFP# -S16.1 for SDH Equipment-STM-16 | EA | 8 |  | Included | 0 | 0 | 0
28 | 7000029485 | 370 | 170 | 30 | Tel BOQ Serv Kishanpur-Kishtwar-Dulhasti | 170000435 | 998734 |  | 18% |  | Optical Interface Cards/SFP# -L16.2 for SDH Equipment-STM-16 | EA | 2 |  | Included | 0 | 0 | 0
29 | 7000029485 | 370 | 170 | 40 | Tel BOQ Serv Kishanpur-Kishtwar-Dulhasti | 170000374 | 998734 |  | 18% |  | Optical Interface Card (to support minimum 150 kms) for STM-16 | EA | 8 |  | Included | 0 | 0 | 0
30 | 7000029485 | 370 | 170 | 50 | Tel BOQ Serv Kishanpur-Kishtwar-Dulhasti | 100002822 | 998734 |  | 18% |  | Optical Interface Card (to support minimum 225 kms) for STM-16 | EA | 2 |  | Included | 0 | 0 | 0
31 | 7000029485 | 370 | 170 | 60 | Tel BOQ Serv Kishanpur-Kishtwar-Dulhasti | 100002825 | 998734 |  | 18% |  | Tributary interface- E1 interface (Minimum 16 nos.) | SET | 4 |  | Included | 0 | 0 | 0
32 | 7000029485 | 370 | 170 | 70 | Tel BOQ Serv Kishanpur-Kishtwar-Dulhasti | 170000550 | 998336 |  | 18% |  | Ethernet Interface 10/100 Base T with Layer-2 switching (Min 8 Interfaces per card) | EA | 4 |  | Included | 0 | 0 | 0
33 | 7000029485 | 370 | 170 | 80 | Tel BOQ Serv Kishanpur-Kishtwar-Dulhasti | 100002829 | 998734 |  | 18% |  | Tributary interface-Gigabit Ethernet Interfaces 10/100 Mbps with Layer -2 Switching (minimum 2 nos.) | SET | 2 |  | Included | 0 | 0 | 0
34 | 7000029485 | 370 | 170 | 90 | Tel BOQ Serv Kishanpur-Kishtwar-Dulhasti | 170000375 | 998734 |  | 18% |  | Equipment Cabinets-For SDH Equipments | EA | 2 |  | Included | 0 | 0 | 0
II | Upgrade 400kV bay eqpt @Samba | [15 empty] | Revaluation of J column | Tax Calculation
35 | 7000029485 | 600 | 40 | 50 | 400kV AIS Equipment | 100000287 | 998736 |  | 18% |  | 420kV, 3150A, 63KA, Isolator (3-phase)(Double Break) with one E/S | EA | 20 |  | Included | 0 | 0 | 0
36 | 7000029485 | 600 | 40 | 60 | 400kV AIS Equipment | 100000274 | 998736 |  | 18% |  | 420 kV, 3000A, 63KA, 1-Phase CurrentTransformer with 120% extended currentrating | EA | 27 |  | Included | 0 | 0 | 0
37 | 7000029485 | 600 | 40 | 70 | 400kV AIS Equipment | 100000891 | 998734 |  | 18% |  | Digital Protection Coupler | EA | 8 |  | Included | 0 | 0 | 0
38 | 7000029485 | 600 | 40 | 80 | 400kV AIS Equipment | 100002042 | 998734 |  | 18% |  | 400kV,3150A,0.5mH ,63kA Line Trap | EA | 8 |  | Included | 0 | 0 | 0
39 | 7000029485 | 600 | 40 | 90 | 400kV AIS Equipment | 100000267 | 998736 |  | 18% |  | 420kV, 3150A, 63kA Circuit Breaker(3-Phase) without closing resistor(with support structure) | EA | 12 |  | Included | 0 | 0 | 0
40 | 7000029485 | 600 | 40 | 100 | 400kV AIS Equipment | 100000288 | 998736 |  | 18% |  | 420kV, 3150A, 63KA Isolator (3-phase)(Double Break) with two E/S | EA | 2 |  | Included | 0 | 0 | 0
41 | 7000029485 | 600 | 40 | 110 | 400kV AIS Equipment | 100001559 | 995429 |  | 18% |  | Dismantling of 400kV CB | EA | 12 |  | Included | 0 | 0 | 0
42 | 7000029485 | 600 | 40 | 120 | 400kV AIS Equipment | 100001560 | 995429 |  | 18% |  | Dismantling of 400kV CT | EA | 36 |  | Included | 0 | 0 | 0
43 | 7000029485 | 600 | 40 | 130 | 400kV AIS Equipment | 100004468 | 995429 |  | 18% |  | DISMANTLING & STORING of Wave traps (voltage level as per TS-Section project) | EA | 8 |  | Included | 0 | 0 | 0
44 | 7000029485 | 600 | 40 | 140 | 400kV AIS Equipment | 100001562 | 995429 |  | 18% |  | Dismantling of 400kV Isolators | EA | 22 |  | Included | 0 | 0 | 0
45 | 7000029485 | 610 | 50 | 30 | Erection Hardware | 100000329 | 998731 |  | 18% |  | Erection Hardware for 400kV I type layout-Line bay as per specification | SET | 4 |  | Included | 0 | 0 | 0
46 | 7000029485 | 610 | 50 | 40 | Erection Hardware | 100002305 | 998731 |  | 18% |  | Erection Hardware for 400kV I type layout-Transformer bay as per technical specification(including its Tertiary Loading arrangement) | SET | 3 |  | Included | 0 | 0 | 0
47 | 7000029485 | 610 | 50 | 50 | Erection Hardware | 100000331 | 998731 |  | 18% |  | Erection Hardware for 400kV I type layout-Bus Reactor bay as per specification as per specification | SET | 1 |  | Included | 0 | 0 | 0
48 | 7000029485 | 630 | 70 | 10 | Civil Works | 100004518 | 995433 |  | 18% |  | Excavation in all kind of soil including rock for all leads and lifts, backfilling, disposal of surplus earth within a lead up to2Km as per technical specification. The surplus earth shall be roughly graded . | M3 | 1276 |  | Included | 0 | 0 | 0
49 | 7000029485 | 630 | 70 | 20 | Civil Works | 100001325 | 995454 |  | 18% |  | Providing and laying of Plain Cement Concrete (PCC) (1:4:8) | M3 | 52 |  | Included | 0 | 0 | 0
50 | 7000029485 | 630 | 70 | 30 | Civil Works | 100001327 | 995454 |  | 18% |  | Providing and laying of Reinforced Cement Concrete M25 mix including pre cast, shuttering, Grouting of pockets & underpinning butexcluding steel reinforcement | M3 | 316 |  | Included | 0 | 0 | 0
51 | 7000029485 | 630 | 70 | 40 | Civil Works | 100001329 | 995454 |  | 18% |  | Steel Reinforcement | MT | 22 |  | Included | 0 | 0 | 0
52 | 7000029485 | 630 | 70 | 50 | Civil Works | 100004748 | 995454 |  | 18% |  | Providing and laying Plain Cement Concrete 1:5:10 (1 cement : 5 sand : 10 brick aggregate) including a layer of cement slurry of mix1:6 (1 cement : 6 fine sand) shall be laid uniformly over cement concrete layer. The cement consumption for cement slurry shall notbe less than 150 kg per 100 sq.m. | M3 | 51 |  | Included | 0 | 0 | 0
53 | 7000029485 | 630 | 70 | 60 | Civil Works | 100001714 | 995428 |  | 18% |  | Stone spreading in switchyard excluding PCC | M2 | 100 |  | Included | 0 | 0 | 0
54 | 7000029485 | 630 | 70 | 70 | Civil Works | 100001713 | 995424 |  | 18% |  | Antiweed treatment | M2 | 675 |  | Included | 0 | 0 | 0
55 | 7000029485 | 630 | 70 | 80 | Civil Works | 100001712 | 995428 |  | 18% |  | Removing,cleaning and washing of existing stones and respreading of stones in switchyard excluding PCC | M2 | 575 |  | Included | 0 | 0 | 0
56 | 7000029485 | 630 | 70 | 90 | Civil Works | 100001454 | 995429 |  | 18% |  | Demolishing RCC work including stacking of steel bars and disposal of unserviceable material. | M3 | 325 |  | Included | 0 | 0 | 0
57 | 7000029485 | 640 | 80 | 10 | ERECTION OF FOUNDATION BOLTS | 100001674 | 995455 |  | 18% |  | Erection of 28mm dia foundation bolts including nuts, checknuts, washers and packplates. | EA | 300 |  | Included | 0 | 0 | 0
58 | 7000029485 | 670 | 100 | 10 | STRUCTURE | 100001241 | 995455 |  | 18% |  | Erection of Equipment Support (Pipe) Structures to be designed during detailed engineering. | MT | 51 |  | Included | 0 | 0 | 0
59 | 7000029485 | 670 | 100 | 20 | STRUCTURE | 100001681 | 995455 |  | 18% |  | Erection of foundation bolts including nuts, checknut and washers for lattice and pipe structures to be designed during detailedengineering | MT | 5 |  | Included | 0 | 0 | 0
60 | 7000029485 | 750 | 130 | 10 | POWER & CONTROL CABLE | 100002182 | 998736 |  | 18% |  | 1.1kV grade Control Cables (PVCinsulated) along withlugs,glands,straight joints &accessories,etc. | LS | 1 |  | Included | 0 | 0 | 0
61 | 7000029485 | 750 | 130 | 20 | POWER & CONTROL CABLE | 100002181 | 998736 |  | 18% |  | 1.1kV grade Power Cables (PVCinsulated)along withlugs,glands,straight joints &accessories,etc. | LS | 1 |  | Included | 0 | 0 | 0
62 | 7000029485 | 860 | 160 | 10 | Tel BOQ Service Samba-Jallandhar-Nakodar | 100002812 | 998734 |  | 18% |  | SDH Equipment (STM-16 MADM upto 5 MSP protected directions)-Base Equipment (Common cards, Cross Connect/control cards, optical basecards, power supply cards, power cabling, other hardware and accessories including sub racks, patch cord, DDF etc fully equipedexcluding optical interface & Tributary cards | EA | 3 |  | Included | 0 | 0 | 0
63 | 7000029485 | 860 | 160 | 20 | Tel BOQ Service Samba-Jallandhar-Nakodar | 170000433 | 998734 |  | 18% |  | Optical Interface Cards/SFP# -S16.1 for SDH Equipment-STM-16 | EA | 4 |  | Included | 0 | 0 | 0
64 | 7000029485 | 860 | 160 | 30 | Tel BOQ Service Samba-Jallandhar-Nakodar | 170000435 | 998734 |  | 18% |  | Optical Interface Cards/SFP# -L16.2 for SDH Equipment-STM-16 | EA | 2 |  | Included | 0 | 0 | 0
65 | 7000029485 | 860 | 160 | 40 | Tel BOQ Service Samba-Jallandhar-Nakodar | 170000427 | 998734 |  | 18% |  | Optical Interface Cards/SFP# -S4.1 SDH Equipment -STM-4 | EA | 8 |  | Included | 0 | 0 | 0
66 | 7000029485 | 860 | 160 | 50 | Tel BOQ Service Samba-Jallandhar-Nakodar | 170000374 | 998734 |  | 18% |  | Optical Interface Card (to support minimum 150 kms) for STM-16 | EA | 4 |  | Included | 0 | 0 | 0
67 | 7000029485 | 860 | 160 | 60 | Tel BOQ Service Samba-Jallandhar-Nakodar | 100002822 | 998734 |  | 18% |  | Optical Interface Card (to support minimum 225 kms) for STM-16 | EA | 6 |  | Included | 0 | 0 | 0
68 | 7000029485 | 860 | 160 | 70 | Tel BOQ Service Samba-Jallandhar-Nakodar | 100002825 | 998734 |  | 18% |  | Tributary interface- E1 interface (Minimum 16 nos.) | SET | 6 |  | Included | 0 | 0 | 0
69 | 7000029485 | 860 | 160 | 80 | Tel BOQ Service Samba-Jallandhar-Nakodar | 170000550 | 998336 |  | 18% |  | Ethernet Interface 10/100 Base T with Layer-2 switching (Min 8 Interfaces per card) | EA | 6 |  | Included | 0 | 0 | 0
70 | 7000029485 | 860 | 160 | 90 | Tel BOQ Service Samba-Jallandhar-Nakodar | 100002829 | 998734 |  | 18% |  | Tributary interface-Gigabit Ethernet Interfaces 10/100 Mbps with Layer -2 Switching (minimum 2 nos.) | SET | 3 |  | Included | 0 | 0 | 0
71 | 7000029485 | 860 | 160 | 100 | Tel BOQ Service Samba-Jallandhar-Nakodar | 170000375 | 998734 |  | 18% |  | Equipment Cabinets-For SDH Equipments | EA | 3 |  | Included | 0 | 0 | 0
III | Recond 400KV SC Kishanpur-Kishtwar TL | [15 empty] | Revaluation of J column | Tax Calculation
72 | 7000029484 | 110 | 80 | 10 | PROFILING-EXISTING LINE | 100002803 | 998344 |  | 18% |  | Profiling of existing line route covering ground profile, locating towers, verification of sag profile of high capacity conductor atmaximum operating temperature & varification of clearances etc. employing Total Stations & PLSS CAD software. | KM | 117.3 |  | Included | 0 | 0 | 0
73 | 7000029484 | 120 | 90 | 10 | DESTRINGING | 100001307 | 995468 |  | 18% |  | Destringing of existing 400kV S/C line and transportation to store | KM | 115.67 |  | Included | 0 | 0 | 0
74 | 7000029484 | 120 | 90 | 20 | DESTRINGING | 100002200 | 995468 |  | 18% |  | De-Stringing of ACSR Twin MOOSE conductor (one circuit only of D/C tower) and winding of Conductor on the empty drum andtransportation of condutor Drums as well as hardware & accessories of existing line to the designated stores | KM | 1.63 |  | Included | 0 | 0 | 0
75 | 7000029484 | 130 | 110 | 10 | STRINGING | 100018010 | 995468 |  | 18% |  | Installation of necessary hardware, hoisting of insulator Strings, Installing and Stringing of Twin High capacity conductorincluding fixing of conductor accessories,Installing & stringing of earthwire/OPGW including fixing of earthwire/OPGW accessoriesfor reconductoring of existing line -Single circuit tower | KM | 115.67 |  | Included | 0 | 0 | 0
76 | 7000029484 | 130 | 110 | 20 | STRINGING | 100017979 | 995468 |  | 18% |  | Installation of necessary hardware, hoisting of insulator Strings, Installing and Stringing of Twin High capacity conductorincluding fixing of conductor accessories for reconductoring of existing line-Single circuit on Double circuit towers | KM | 1.63 |  | Included | 0 | 0 | 0
77 | 7000029484 | 280 | 180 | 10 | ERECTION | 100038034 | 995455 |  | 18% |  | Fixing of Asrt Tower parts in Erct Tower | MT | 3 |  | Included | 0 | 0 | 0
78 | 7000029484 | 280 | 180 | 20 | ERECTION | 100001248 | 995455 |  | 18% |  | Erection of various types of towers, tower extensions (complete), bolts & nuts, hangers, d-shackles, step bolts, pack washers etc.including tack welding & supply & application of zinc rich paint : Normal towers | MT | 15 |  | Included | 0 | 0 | 0
79 | 7000029484 | 330 | 200 | 10 | INSTALLATION EARTHING | 100002202 | 995468 |  | 18% |  | Installation of Shieldwire Earthingincluding PG clamps, Downlead clampsand Earthwire bits i.e Shield wireearthing (Pipe Type/counterpoise type)shall be an addition to earthing oftowers (Pipe type/ counterpoisetype)-Pipe type | EA | 10 |  | Included | 0 | 0 | 0
80 | 7000029484 | 330 | 200 | 20 | INSTALLATION EARTHING | 100002203 | 995468 |  | 18% |  | Installation of Shieldwire Earthingincluding PG clamps, Downlead clampsand Earthwire bits i.e Shield wireearthing (Pipe Type/counterpoise type)shall be an addition to earthing oftowers (Pipe type/counterpoisetype)-Counterpoise type | EA | 15 |  | Included | 0 | 0 | 0
81 | 7000029484 | 330 | 200 | 30 | INSTALLATION EARTHING | 100001269 | 995468 |  | 18% |  | Installation of earthing of towers: Pipe Type | EA | 15 |  | Included | 0 | 0 | 0
82 | 7000029484 | 330 | 200 | 40 | INSTALLATION EARTHING | 100001270 | 995468 |  | 18% |  | Installation of earthing of towers: Counterpoise type (120 m length) | EA | 20 |  | Included | 0 | 0 | 0
83 | 7000029484 | 340 | 210 | 10 | POWERLINE CROSSING UNDER LIVE LINE COND. | 100004829 | 995468 |  | 18% |  | Installation of insulator strings complete with arcing horns and necessary hardware, installation and stringing of conductorincluding fixing of conductor accessories, installation and stringing of earthwire/OPGW including fixing of earthwire/OPGWaccessories for powerline crossing location under live line condition. | EA | 2 |  | Included | 0 | 0 | 0
84 | 7000029484 | 440 | 270 | 10 | INSTALLATION OF TOWER ACCESSORIES | 100001274 | 995444 |  | 18% |  | Installation of tower accessories : Danger Plate | EA | 343 |  | Included | 0 | 0 | 0
85 | 7000029484 | 440 | 270 | 20 | INSTALLATION OF TOWER ACCESSORIES | 100001275 | 995444 |  | 18% |  | Installation of tower accessories: Number Plate | EA | 343 |  | Included | 0 | 0 | 0
86 | 7000029484 | 440 | 270 | 30 | INSTALLATION OF TOWER ACCESSORIES | 100001276 | 995444 |  | 18% |  | Installation of tower accessories: Phase Plate (Set of three) | SET | 343 |  | Included | 0 | 0 | 0
87 | 7000029484 | 440 | 270 | 40 | INSTALLATION OF TOWER ACCESSORIES | 100001277 | 995444 |  | 18% |  | Installation of tower accessories: Anti-Climbing Devices | EA | 343 |  | Included | 0 | 0 | 0
88 | 7000029484 | 460 | 310 | 10 | LABOUR ESTABLISHMENT | 100023085 | 995455 |  | 18% |  | ESTABLISHMENT OF LABOUR CAMPS AS PER PROVISION UNDER FACILITIES TO BE INCORPORATED FOR LABOURERS IN TECHNICAL SPECIFICATION | LS | 1 |  | Included | 0 | 0 | 0
89 | 7000029484 | 640 | 340 | 10 | OPGW Services | 170000356 | 998336 |  | 18% |  | Fibre Optic Distribution Panel (FODP): Indoor Type: FC Coupling and mounted on ETSI 19" rack or slimline rack: Type 2 (96 Fibre) | EA | 5 |  | Included | 0 | 0 | 0
90 | 7000029484 | 640 | 340 | 20 | OPGW Services | 170000265 | 998716 |  | 18% |  | Installation of Joint box above ground (Including Splicing & Testing) : 24 fibres | EA | 43 |  | Included | 0 | 0 | 0
91 | 7000029484 | 640 | 340 | 30 | OPGW Services | 100002882 | 998336 |  | 18% |  | Fibre Optic Approach cabling: Including installation hardware like ties/clips/cleats, conduits, ducts, supports, fittings,accessories etc.: 24 Fibre | KM | 2.5 |  | Included | 0 | 0 | 0
92 | 7000029484 | 640 | 340 | 40 | OPGW Services | 170000498 | 998336 |  | 18% |  | Installation of 24Fibre (DWSM) OPGW Cable alongwith associated Hardware fittings & vibration dampers in Off-line condition | KM | 1.63 |  | Included | 0 | 0 | 0
93 | 7000029484 | 640 | 340 | 50 | OPGW Services | 100008187 | 998631 |  | 18% |  | Rewinding of EARTHWIRE including supply of wooden drums | KM | 1.63 |  | Included | 0 | 0 | 0
IV | Bypass Kishenpur-Samba-Jalandh 400kV D/C | [15 empty] | Revaluation of J column | Tax Calculation
94 | 7000029484 | 960 | 90 | 30 | SURVEY | 100001243 | 998344 |  | 18% |  | Check survey | KM | 0.5 |  | Included | 0 | 0 | 0
95 | 7000029484 | 960 | 90 | 40 | SURVEY | 100001242 | 998344 |  | 18% |  | Detailed survey including route alignment, profiling and tower spotting | KM | 0.5 |  | Included | 0 | 0 | 0
96 | 7000029484 | 970 | 100 | 10 | SOIL INVESTIGATION | 100001244 | 998342 |  | 18% |  | Detailed soil investigation: All kinds of soils except fissured rock and hard rock | EA | 1 |  | Included | 0 | 0 | 0
97 | 7000029484 | 980 | 120 | 10 | WORK ASSOCIATED WITH TOWER FOUNDATION | 100001255 | 995433 |  | 18% |  | Excavation : Dry Soil | M3 | 278 |  | Included | 0 | 0 | 0
98 | 7000029484 | 980 | 120 | 30 | WORK ASSOCIATED WITH TOWER FOUNDATION | 100001260 | 995454 |  | 18% |  | Concreting (including all associated works related to foundation not covered in excavation and reinforcemt steel works : concreting(1:1.5:3) | M3 | 30 |  | Included | 0 | 0 | 0
99 | 7000029484 | 980 | 120 | 40 | WORK ASSOCIATED WITH TOWER FOUNDATION | 100001261 | 995454 |  | 18% |  | Concreting (including all associated works related to foundation not covered in excavation and reinforcemt steel works : LeanConcrete (1:3:6) | M3 | 4 |  | Included | 0 | 0 | 0
100 | 7000029484 | 980 | 120 | 50 | WORK ASSOCIATED WITH TOWER FOUNDATION | 100001262 | 995454 |  | 18% |  | Reinforcement Steel : Supply and placement | MT | 2 |  | Included | 0 | 0 | 0
101 | 7000029484 | 980 | 120 | 60 | WORK ASSOCIATED WITH TOWER FOUNDATION | 100001263 | 995455 |  | 18% |  | Installation of stub including bolts and nuts : For Normal Towers | MT | 1 |  | Included | 0 | 0 | 0
102 | 7000029484 | 990 | 130 | 10 | ERECTION | 100001248 | 995455 |  | 18% |  | Erection of various types of towers, tower extensions (complete), bolts & nuts, hangers, d-shackles, step bolts, pack washers etc.including tack welding & supply & application of zinc rich paint : Normal towers | MT | 23 |  | Included | 0 | 0 | 0
103 | 7000029484 | 1000 | 140 | 10 | STRINGING | 100044592 | 995469 |  | 18% |  | Installation of Insulator strings complete with arcing horns and necessary hardware, Installing and stringing of conductor includingfixing of conductor accessories, Installing and stringing of earthwire in one peak including fixing of earthwire accessories for 400kV double circuit towers with twin bundle conductor. | KM | 0.5 |  | Included | 0 | 0 | 0
104 | 7000029484 | 1090 | 270 | 10 | DE-STRINGING | 100001308 | 995468 |  | 18% |  | Destringing of existing 400kV D/C line and transportation to store | KM | 1.1 |  | Included | 0 | 0 | 0
105 | 7000029484 | 1100 | 280 | 10 | DISMANTLING-TOWER | 100005605 | 995455 |  | 18% |  | Dismantling of existing 400 kV tower including transportation and stacking of dismantled material at specified location | MT | 314 |  | Included | 0 | 0 | 0
106 | 7000029484 | 1110 | 290 | 10 | DISMANTLING-FOUNDATION | 100007352 | 995429 |  | 18% |  | Dismantling of foundation . | LS | 3 |  | Included | 0 | 0 | 0
107 | 7000029484 | 1120 | 300 | 10 | OPGW Services | 170000265 | 998716 |  | 18% |  | Installation of Joint box above ground (Including Splicing & Testing) : 24 fibres | EA | 2 |  | Included | 0 | 0 | 0
108 | 7000029484 | 1120 | 300 | 20 | OPGW Services | 170000498 | 998336 |  | 18% |  | Installation of 24Fibre (DWSM) OPGW Cable alongwith associated Hardware fittings & vibration dampers in Off-line condition | KM | 2 |  | Included | 0 | 0 | 0
109 | 7000029484 | 1120 | 300 | 30 | OPGW Services | 100006674 | 995468 |  | 18% |  | De-stringing of OPGW . | KM | 0.5 |  | Included | 0 | 0 | 0
[11 empty] | Total Installation Charges |  |  |  | 0 |  |  | 0
[11 empty] | Total GST as confirmed by Bidder |  |  |  |  | 0
* | In case the bidder leaves the cell for confirmation of the SAC and/or GST rate “blank”, the SAC and corresponding GST rate indicated by the Employer shall be deemed to be the one confirmed by the Bidder.
Date : |  |  | --
Place : | [11 empty] | Printed Name :
Designation :
Click for Sch-4

## Sch-3 Dis (hidden)
Specification No.: CC/NT/W-COND/DOM/A06/24/14818 |  |  |  |  | Schedule - 3
Re-conductoring Package OH01 associated with Transmission Scheme for evacuation of power from Ratle HEP (850 MW) and Kiru HEP (624 MW):Part-B | [7 empty] | As per Lum-sum |  | 0%
(SCHEDULE OF RATES AND PRICES : ERECTION CHARGES) | [7 empty] | AS per Percent |  | #REF!
[8 empty] | As per lum-sum on Sch-3 |  | 0%
Bidder’s Name and Address (Sole Bidder) : |  |  |  | To: |  |  |  | As per Percent on Sch-3 |  | #REF!
|  |  |  | Contracts Services, 3rd Floor |  |  |  | Total Discount |  | #REF!
Name : | …….. …….. …….. …….. …….. …….. |  |  | Power Grid Corporation of India Ltd.,
Address : | …….. …….. …….. …….. …….. …….. |  |  | "Saudamini", Plot No.-2
| …….. …….. …….. …….. …….. …….. |  |  | Sector-29, |  |  |  | Multipackage lum-sum |  | 0%
| …….. …….. …….. …….. …….. …….. |  |  | Gurgaon (Haryana) - 122001
[5 empty] | All Prices are in Indian Rupees. |  |  |  | Amount after Discount (Rs.) |  | Dis Alert | Amount after MPD (Rs.)
SI. No. | Description | Unit | Quantity | Unit Erection Charges | Total Erection Charges |  |  |  | Unit Erection Charges | Total Erection Charges |  | Unit Erection Charges | Total Erection Charges
1 | 2 | 3 | 4 | 5 | 6 = 4 x 5 |  |  |  | 5 | 6 = 4 x 5 |  | 5 | 6 = 4 x 5
#REF! | #REF!
#REF! | #REF!
| #REF! | #REF! | #REF! | #REF! | #REF!
| #REF! | #REF! | #REF! | #REF! | #REF!
#REF! | #REF! |  |  |  |  | (a) | Detailed Soil Investigation
| #REF! | #REF! | #REF! | #REF! | #REF! | (b) | All kinds of soil except fissured rock & hard rock
| #REF! | #REF! | #REF! | #REF! | #REF! | (e) | River Crossing Location
| #REF! | #REF! | #REF! | #REF! | #REF! | (f)
#REF! | #REF!
| #REF! | #REF! | #REF! | #REF! | #REF!
| #REF! | #REF! | #REF! | #REF! | #REF!
| #REF! | #REF! | #REF! | #REF! | #REF!
#REF! | #REF!
#REF! | #REF!
| #REF! | #REF! | #REF! | #REF! | #REF!
| #REF! | #REF! | #REF! | #REF! | #REF!
| #REF! | #REF! | #REF! | #REF! | #REF!
| #REF! | #REF! | #REF! | #REF! | #REF!
| #REF! | #REF! | #REF! | #REF! | #REF!
#REF! | #REF!
| #REF! | #REF! | #REF! | #REF! | #REF!
| #REF! | #REF! | #REF! | #REF! | #REF!
#REF! | #REF! | #REF! | #REF! | #REF! | #REF!
#REF! | #REF! | #REF! | #REF! | #REF! | #REF!
#REF! | #REF!
| #REF! | #REF! | #REF! | #REF! | #REF!
#REF! | #REF!
| #REF! | #REF! | #REF! | #REF! | #REF!
| #REF! | #REF! | #REF! | #REF! | #REF!
#REF! | #REF!
| #REF! | #REF! | #REF! | #REF! | #REF!
| #REF! | #REF! | #REF! | #REF! | #REF!
| #REF! | #REF! | #REF! | #REF! | #REF!
| #REF! | #REF! | #REF! | #REF! | #REF!
| #REF! | #REF! | #REF! | #REF! | #REF!
| #REF! | #REF! | #REF! | #REF! | #REF!
#REF!
| #REF! | #REF! | #REF! | #REF! | #REF!
| #REF! | #REF! | #REF! | #REF! | #REF!
| #REF! | #REF! | #REF! | #REF! | #REF!
| #REF! | #REF! | #REF! | #REF! | #REF!
#REF! | #REF!
#REF!
| #REF! | #REF! | #REF! | #REF! | #REF!
#REF! | #REF!
#REF! | #REF! | #REF! | #REF! | #REF! | #REF!
#REF! | #REF!
#REF! | #REF! | #REF! | #REF! | #REF! | #REF!
#REF! | #REF! | #REF! | #REF! | #REF! | #REF!
#REF! | #REF!
| #REF! | #REF! | #REF! | #REF! | #REF!
| Total Erection Price (A+B) |  |  |  | #REF!
Date : | --
Place : |  |  | Printed Name :
Designation :
Click for Sch-4

## Sch-4
Specification No.: CC/NT/W-COND/DOM/A06/24/14818 | [15 empty] | Schedule - 4
Re-conductoring Package OH01 associated with Transmission Scheme for evacuation of power from Ratle HEP (850 MW) and Kiru HEP (624 MW):Part-B
(SCHEDULE OF RATES AND PRICES )
Bidder’s Name and Address (Sole Bidder) : | [14 empty] | To:
Contracts Services, 3rd Floor
Name : | …….. …….. …….. …….. …….. …….. | [13 empty] | Power Grid Corporation of India Ltd.,
Address : | …….. …….. …….. …….. …….. …….. | [13 empty] | "Saudamini", Plot No.-2
| …….. …….. …….. …….. …….. …….. | [13 empty] | Sector-29,
| …….. …….. …….. …….. …….. …….. | [13 empty] | Gurgaon (Haryana) - 122001
Training Charges for Training to be imparted
SI. No. | PR No | PR Line Item No | Activity Header | PR Activity No | Activity Description | Service Code | SAC (Service Accounting Codes) | Whether SAC in column '8’ is confirmed. If not indicate applicable the SAC * | Rate of GST applicable ( in %) | Whether rate of GST in column ‘10’ is confirmed. If not indicate applicable rate of GST * | Description | Unit | Quantity | Unit Training Charges excluding GST | Total Training Charges excluding GST | Total GST as confirmed by Bidder
1 | 2 | 3 | 4 | 5 | 6 | 7 | 8 | 9 | 10 | 11 | 12 | 13 | 14 | 15 | 16 = 14 x 15 | 17
[17 empty] | Revaluation of J column | Tax Calculation
[6 empty] | NOT APPLICABLE | [10 empty] | 0 | 0
[17 empty] | 0 | 0
[9 empty] | Total Training Charges | [5 empty] | 0 |  |  | #REF!
[9 empty] | Total GST as confirmed by Bidder | [6 empty] | 0
Date : | -- | [12 empty] | Printed Name :
Place : | [13 empty] | Designation :
Click for Sch-5

## Sch-4b (hidden)
Specification No.: CC/NT/W-COND/DOM/A06/24/14818 | [15 empty] | Schedule - 4b
Re-conductoring Package OH01 associated with Transmission Scheme for evacuation of power from Ratle HEP (850 MW) and Kiru HEP (624 MW):Part-B
(SCHEDULE OF RATES AND PRICES )
Bidder’s Name and Address (Sole Bidder) : | [14 empty] | To:
Contracts Services, 3rd Floor
Name : | …….. …….. …….. …….. …….. …….. | [13 empty] | Power Grid Corporation of India Ltd.,
Address : | …….. …….. …….. …….. …….. …….. | [13 empty] | "Saudamini", Plot No.-2
| …….. …….. …….. …….. …….. …….. | [13 empty] | Sector-29,
| …….. …….. …….. …….. …….. …….. | [13 empty] | Gurgaon (Haryana) - 122001
Maintenance Charges during & after Defect Laibility Period
SI. No. | PR No | PR Line Item No | Activity Header | PR Activity No | Activity Description | Service Code | SAC (Service Accounting Codes) | Whether SAC in column '8’ is confirmed. If not indicate applicable the SAC * | Rate of GST applicable ( in %) | Whether rate of GST in column ‘4’ is confirmed. If not indicate applicable rate of GST * | Description | Unit | Quantity | Unit Maintenance Charges excluding GST | Total Maintenance Charges excluding GST | Total GST as confirmed by Bidder
1 | 2 | 3 | 4 | 5 | 6 | 7 | 8 | 9 | 10 | 11 | 12 | 13 | 14 | 15 | 16 = 14 x 15 | 17
| 0 | [15 empty] | Revaluation of P column | Tax Calculation
A. | #REF! | [15 empty] | Revaluation of P column | Tax Calculation
1 | [14 empty] | Included | 0 | 0 | 0
2 | [14 empty] | Included | 0 | 0 | 0
3 | [14 empty] | Included | 0 | 0 | 0
4 | [14 empty] | Included | 0 | 0 | 0
B. | #REF! | [15 empty] | Revaluation of P column | Tax Calculation
1 | [14 empty] | Included | 0 | 0 | 0
2 | [14 empty] | Included | 0 | 0 | 0
3 | [14 empty] | Included | 0 | 0 | 0
4 | [14 empty] | Included | 0 | 0 | 0
[9 empty] | Total Maintenance Charges during and after Defect Liabilty Period | [5 empty] | 0 |  |  | 0
[9 empty] | Total GST as confirmed by Bidder | [6 empty] | 0
Date : | -- | [12 empty] | Printed Name :
Place : | [13 empty] | Designation :
Click for Sch-5

## Sch-5
Specification No.: CC/NT/W-COND/DOM/A06/24/14818 |  |  |  | Schedule - 5
Re-conductoring Package OH01 associated with Transmission Scheme for evacuation of power from Ratle HEP (850 MW) and Kiru HEP (624 MW):Part-B
(SUMMARY OF TAXES & DUTIES APPLICABLE ON PLANT & EQUIPMENT)
Bidder’s Name and Address (Sole Bidder) : |  |  | To:
Contracts Services, 3rd Floor
Name : | …….. …….. …….. …….. …….. …….. |  | Power Grid Corporation of India Ltd.,
Address : | …….. …….. …….. …….. …….. …….. |  | "Saudamini", Plot No.-2
| …….. …….. …….. …….. …….. …….. |  | Sector-29,
| …….. …….. …….. …….. …….. …….. |  | Gurgaon (Haryana) - 122001
Sl. No. | Item Nos. |  | Total Price (INR) |  | After Discount |  | After MPDiscount
1 | TOTAL GST ON GOODS |  |  |  | Excise Duty | #REF! | Excise Duty | #REF!
| Total GST for Supply of Goods (inter-alia including Type Test Charges) between the Contractor and the Employer (identified in Schedule 1') which are not included in the Ex-works price as per the provision of the Bidding Documents, as applicable. |  | 0
2 | TOTAL GST ON SERVICES |  |  |  | Sales Tax | 0 | Sales Tax | 0
| Total GST on Installation Services (Schedule-3), Training to be imparted in India (Schedule-4) |  | 0 |  | #REF! | 0 | #REF! | 0
| GRAND TOTAL [1+2] |  | 0 |  | Grand Total after Discount | #REF! | Grand Total after MPD | #REF!
Date : | -- | Printed Name :
Place : |  | Designation :
Click for Sch-6

## Sch-5 Dis (hidden)
Specification No.: CC/NT/W-COND/DOM/A06/24/14818 |  |  |  | Schedule - 5
Re-conductoring Package OH01 associated with Transmission Scheme for evacuation of power from Ratle HEP (850 MW) and Kiru HEP (624 MW):Part-B
SUMMARY OF TAXES & DUTIES APPLICABLE ON GOODS
Bidder’s Name and Address (Sole Bidder) : |  |  | To:
Contracts Services, 3rd Floor
Name : | …….. …….. …….. …….. …….. …….. |  | Power Grid Corporation of India Ltd.,
Address : | …….. …….. …….. …….. …….. …….. |  | "Saudamini", Plot No.-2
| …….. …….. …….. …….. …….. …….. |  | Sector-29,
| …….. …….. …….. …….. …….. …….. |  | Gurgaon (Haryana) - 122001
Sl. No. | Item Nos. |  | Total Price (INR)
1 | TOTAL GST ON GOODS |  | 0
Total GST for Supply of Goods (inter-alia including Type Test Charges) between the Contractor and the Employer (identified in Schedule 1') which are not included in the Ex-works price as per the provision of the Bidding Documents, as applicable.
2 | TOTAL GST ON SERVICES |  | 0
Total GST on Installation Services (Schedule-3), Training to be imparted in India (Schedule-4a) and Maintenance Charges during and after Defect Liabilty Period (Schedule-4b)
| GRAND TOTAL [1+2] |  | 0
Date : | -- | Printed Name :
Place : |  | Designation :
Click for Sch-6

## Sch-6
Specification No.: CC/NT/W-COND/DOM/A06/24/14818 |  |  | Schedule - 6
Re-conductoring Package OH01 associated with Transmission Scheme for evacuation of power from Ratle HEP (850 MW) and Kiru HEP (624 MW):Part-B
(GRAND SUMMARY)
Bidder’s Name and Address (Sole Bidder) : |  |  | To:
Contracts Services, 3rd Floor
Name : | …….. …….. …….. …….. …….. …….. |  | Power Grid Corporation of India Ltd.,
Address : | …….. …….. …….. …….. …….. …….. |  | "Saudamini", Plot No.-2
| …….. …….. …….. …….. …….. …….. |  | Sector-29,
| …….. …….. …….. …….. …….. …….. |  | Gurgaon (Haryana) - 122001
Sl. No. | Description |  | Total Price (INR)
1 | TOTAL SCHEDULE NO. 1 |  | 0
Ex-works price of Plant and Equipment including Type Test Charges
2 | TOTAL SCHEDULE NO. 2 |  | 0
Local Transportation, In-transit Insurance, loading & unloading
3 | TOTAL SCHEDULE NO. 3 |  | 0
Installation Charges
4 | TOTAL SCHEDULE NO. 4 |  | 0
Training Charges
4b | TOTAL SCHEDULE NO. 4b |  | 0
Maintenance Charges during & after Defect Laibility Period
5 | TOTAL SCHEDULE NO. 5 |  | 0
Taxes and Duties
6 | TOTAL SCHEDULE NO. 7 |  | 0
Type Test Charges [Total of this Schedule is included in Schedule - 1 above.]
| GRAND TOTAL [1+2+3+4+5] |  | 0
Date : | -- | Printed Name :
Place : |  | Designation :
Click for Sch-7

## Sch-6 After Discount
Specification No.: CC/NT/W-COND/DOM/A06/24/14818 |  |  | Schedule - 6 After Discount
Re-conductoring Package OH01 associated with Transmission Scheme for evacuation of power from Ratle HEP (850 MW) and Kiru HEP (624 MW):Part-B
(GRAND SUMMARY)
Bidder’s Name and Address (Sole Bidder) : |  |  | To:
Contracts Services, 3rd Floor
Name : | …….. …….. …….. …….. …….. …….. |  | Power Grid Corporation of India Ltd.,
Address : | …….. …….. …….. …….. …….. …….. |  | "Saudamini", Plot No.-2
| …….. …….. …….. …….. …….. …….. |  | Sector-29,
| …….. …….. …….. …….. …….. …….. |  | Gurgaon (Haryana) - 122001
Sl. No. | Description |  | Total Price (INR)
1 | TOTAL SCHEDULE NO. 1 |  | 0
Ex-works price of Plant and Equipment including Type Test Charges
2 | TOTAL SCHEDULE NO. 2 |  | 0
Local Transportation, In-transit Insurance, loading & unloading
3 | TOTAL SCHEDULE NO. 3 |  | 0
Installation Charges
4 | TOTAL SCHEDULE NO. 4 |  | 0
Training Charges
4b | TOTAL SCHEDULE NO. 4b |  | 0
Maintenance Charges during & after Defect Laibility Period
5 | TOTAL SCHEDULE NO. 5 |  | 0
Taxes and Duties
6 | TOTAL SCHEDULE NO. 7 |  | 0
Type Test Charges [Total of this Schedule is included in Schedule - 1 above.]
| GRAND TOTAL [1+2+3+4+5] |  | 0
Date : | -- | Printed Name :
Place : |  | Designation :
Click for Sch-7

## Sch-7
Specification No.: CC/NT/W-COND/DOM/A06/24/14818 | [11 empty] | Schedule 7
Re-conductoring Package OH01 associated with Transmission Scheme for evacuation of power from Ratle HEP (850 MW) and Kiru HEP (624 MW):Part-B | [15 empty] | As per Lum-sum |  | 0%
(SCHEDULE OF RATES AND PRICES ) | [15 empty] | AS per Percent |  | #REF!
[16 empty] | As per lum-sum on Sch-7 |  | 0%
Bidder’s Name and Address (Sole Bidder) : | [9 empty] | To: | [5 empty] | As per Percent on Sch-7 |  | #REF!
[10 empty] | Contracts Services, 3rd Floor | [5 empty] | Total Discount |  | #REF!
Name : | [7 empty] | …….. …….. …….. …….. …….. …….. |  | Power Grid Corporation of India Ltd.,
Address : | [7 empty] | …….. …….. …….. …….. …….. …….. |  | "Saudamini", Plot No.-2
[8 empty] | …….. …….. …….. …….. …….. …….. |  | Sector-29, | [5 empty] | Multipackage Discount |  | 0%
[8 empty] | …….. …….. …….. …….. …….. …….. |  | Gurgaon (Haryana) - 122001
Type tests on Earthwire, Hardwar Fittings & accessories of conductor & earthwire:
SL. NO. | PR No | Line Item No | Code | HSN Code | Whether HSN in column ‘2’ is confirmed. If not indicate applicable the HSN code * | Rate of GST applicable ( in %) | Whether rate of GST in column ‘4’ is confirmed. If not indicate applicable rate of GST * | Description of Test | Unit | Quantity | Unit Test Charge | Total Test Charges (Rs.) | Total GST as confirmed by Bidder | Revaluation of M column | Tax Calculation |  | Total Test Charges After Discount (Rs.) |  | Dis Alert | Total Test Charges After MPD (Rs.)
1 | 2 | 3 | 4 | 5 | 6 | 7 | 8 | 9 | 10 | 11 | 12 | 13 = 10 x 11 | 14
I
1 | [11 empty] | Included | 0 | 0 | 0
2 | [11 empty] | Included | 0 | 0 | 0
NOT APPLICABLE
[8 empty] | TOTAL TYPE TEST CHARGES |  |  |  | 0
[8 empty] | Total GST as confirmed by Bidder |  |  |  |  | 0
Date : |  |  |  | -- |  |  |  |  | Printed Name :
Place : | [8 empty] | Designation :
Note : |  |  |  | Bidder should indicate the name of test laboratories where type tests are proposed to be conducted
Specification No.: CC/NT/W-COND/DOM/A06/24/14818
Re-conductoring Package OH01 associated with Transmission Scheme for evacuation of power from Ratle HEP (850 MW) and Kiru HEP (624 MW):Part-B | [7 empty] | 0 | 0
(SCHEDULE OF RATES AND PRICES ) | [7 empty] | 0 | 0
Bidder’s Name and Address (Sole Bidder) :
[8 empty] | 0 | 0
Name : | [7 empty] | …….. …….. …….. …….. …….. …….. | 0
Address : | [7 empty] | …….. …….. …….. …….. …….. …….. | 0
[8 empty] | …….. …….. …….. …….. …….. …….. | 0
[8 empty] | …….. …….. …….. …….. …….. …….. | 0
SL. NO. | [7 empty] | Description of Test | #REF!
#REF! | [7 empty] | #REF! | #REF!
#REF! | [7 empty] | #REF!
#REF! | [7 empty] | #REF! | #REF!
#REF! | [7 empty] | #REF! | #REF!
[8 empty] | #REF! | #REF!
#REF! | [7 empty] | #REF!
#REF! | [7 empty] | #REF!
#REF! | [7 empty] | #REF!
#REF! | [7 empty] | #REF! | #REF!
#REF! | [7 empty] | #REF! | #REF!
#REF! | [7 empty] | #REF! | #REF!
#REF! | [7 empty] | #REF! | #REF!
[8 empty] | #REF! | #REF!
#REF! | [7 empty] | #REF!
#REF! | [7 empty] | #REF! | #REF!
#REF! | [7 empty] | #REF! | #REF!
#REF! | [7 empty] | #REF! | #REF!
#REF! | [7 empty] | #REF! | #REF!
[8 empty] | #REF! | #REF!
#REF! | [7 empty] | #REF!
#REF! | [7 empty] | #REF! | #REF!
#REF! | [7 empty] | #REF! | #REF!
#REF! | [7 empty] | #REF! | #REF!
[8 empty] | #REF! | #REF!
#REF! | [7 empty] | #REF!
#REF! | [7 empty] | #REF! | #REF!
#REF! | [7 empty] | #REF! | #REF!
#REF! | [7 empty] | #REF! | #REF!
[8 empty] | #REF! | #REF!
#REF! | [7 empty] | #REF!
#REF! | [7 empty] | #REF! | #REF!
#REF! | [7 empty] | #REF! | #REF!
#REF! | [7 empty] | #REF! | #REF!
#REF! | [7 empty] | #REF! | #REF!
[8 empty] | #REF! | #REF!
[8 empty] | #REF! | #REF!
#REF! | [7 empty] | #REF!
#REF! | [7 empty] | #REF!
#REF! | [7 empty] | #REF! | #REF!
#REF! | [7 empty] | #REF! | #REF!
#REF! | [7 empty] | #REF! | #REF!
[8 empty] | #REF! | #REF!
[8 empty] | #REF! | #REF!
#REF! | [7 empty] | #REF!
#REF! | [7 empty] | #REF!
#REF! | [7 empty] | #REF! | #REF!
#REF! | [7 empty] | #REF! | #REF!
#REF! | [7 empty] | #REF! | #REF!
#REF! | [7 empty] | #REF! | #REF!
#REF! | [7 empty] | #REF! | #REF!
[8 empty] | #REF! | #REF!
#REF! | [7 empty] | #REF!
#REF! | [7 empty] | #REF! | #REF!
#REF! | [7 empty] | #REF! | #REF!
#REF! | [7 empty] | #REF! | #REF!
#REF! | [7 empty] | #REF! | #REF!
#REF! | [7 empty] | #REF! | #REF!
#REF! | [7 empty] | #REF! | #REF!
[8 empty] | #REF! | #REF!
#REF! | [7 empty] | #REF!
#REF! | [7 empty] | #REF! | #REF!
#REF! | [7 empty] | #REF! | #REF!
#REF! | [7 empty] | #REF! | #REF!
#REF! | [7 empty] | #REF! | #REF!
#REF! | [7 empty] | #REF! | #REF!
#REF! | [7 empty] | #REF! | #REF!
#REF! | [7 empty] | #REF! | #REF!
#REF! | [7 empty] | #REF! | #REF!
#REF! | [7 empty] | #REF! | #REF!
[8 empty] | #REF! | #REF!
#REF! | [7 empty] | #REF!
#REF! | [7 empty] | #REF! | #REF!
#REF! | [7 empty] | #REF! | #REF!
#REF! | [7 empty] | #REF! | #REF!
[8 empty] | #REF! | #REF!
#REF! | [7 empty] | #REF!
#REF! | [7 empty] | #REF! | #REF!
#REF! | [7 empty] | #REF! | #REF!
#REF! | [7 empty] | #REF! | #REF!
[8 empty] | #REF! | #REF!
#REF! | [7 empty] | #REF!
#REF! | [7 empty] | #REF! | #REF!
#REF! | [7 empty] | #REF! | #REF!
[8 empty] | #REF! | #REF!
#REF! | [7 empty] | #REF!
#REF! | [7 empty] | #REF! | #REF!
#REF! | [7 empty] | #REF! | #REF!
#REF! | [7 empty] | #REF! | #REF!
#REF! | [7 empty] | #REF! | #REF!
#REF! | [7 empty] | #REF! | #REF!
#REF! | [7 empty] | #REF! | #REF!
[8 empty] | #REF! | #REF!
#REF! | [7 empty] | #REF!
#REF! | [7 empty] | #REF! | #REF!
#REF! | [7 empty] | #REF! | #REF!
#REF! | [7 empty] | #REF! | #REF!
#REF! | [7 empty] | #REF! | #REF!
#REF! | [7 empty] | #REF!
#REF! | [7 empty] | #REF! | #REF!
#REF! | [7 empty] | #REF! | #REF!
#REF! | [7 empty] | #REF! | #REF!
#REF! | [7 empty] | #REF! | #REF!
[8 empty] | #REF! | #REF!
[8 empty] | #REF! | #REF!
[8 empty] | #REF! | #REF!
Click for Bid Form 2nd Envelope

## Sch-7 Dis (hidden)
Specification No.: CC/NT/W-COND/DOM/A06/24/14818
Re-conductoring Package OH01 associated with Transmission Scheme for evacuation of power from Ratle HEP (850 MW) and Kiru HEP (624 MW):Part-B | [6 empty] | As per Lum-sum |  | 0%
(SCHEDULE OF RATES AND PRICES : TYPE TEST CHARGES) | [6 empty] | AS per Percent |  | #REF!
[7 empty] | As per lum-sum on Sch-7 |  | 0%
Bidder’s Name and Address (Sole Bidder) : |  |  |  | To: |  |  | As per Percent on Sch-7 |  | #REF!
|  |  |  | Contracts Services, 3rd Floor |  |  | Total Discount |  | #REF!
Name : | …….. …….. …….. …….. …….. …….. |  |  | Power Grid Corporation of India Ltd.,
Address : | …….. …….. …….. …….. …….. …….. |  |  | "Saudamini", Plot No.-2
| …….. …….. …….. …….. …….. …….. |  |  | Sector-29, |  |  | Multipackage Discount |  | 0%
| …….. …….. …….. …….. …….. …….. |  |  | Gurgaon (Haryana) - 122001
Type Tests on Earthwire
SL. NO. | Description of Test | Unit | Quantity | Unit Test Charge | Total Test Charges (Rs.) |  |  | Total Test Charges After Discount (Rs.) |  | Dis Alert | Total Test Charges After MPD (Rs.)
I | #REF!
(a) | #REF! | #REF! | #REF! | #REF! | #REF!
(b) | #REF! | #REF! | #REF! | #REF! | #REF!
| Sub-Total (I) |  |  |  | #REF!
| TOTAL TEST CHARGES (I) |  |  |  | #REF!
[7 empty] | Discount Sche-7 | #REF! |  | MPD Sche-7 | #REF!
[7 empty] | Dis Alert | #REF!
Signature :
Date : | -- | Printed Name :
Place : |  | Designation :
Common Seal :
Note : | Bidder should indicate the name of test laboratories where type tests are proposed to be conducted
Specification No.: CC/NT/W-COND/DOM/A06/24/14818
Re-conductoring Package OH01 associated with Transmission Scheme for evacuation of power from Ratle HEP (850 MW) and Kiru HEP (624 MW):Part-B | 0 | 0 |  |  |  | 0
(SCHEDULE OF RATES AND PRICES : TYPE TEST CHARGES) | 0 | 0 |  |  |  | 0
Bidder’s Name and Address (Sole Bidder) : | [5 empty] | 0
| 0 | 0 |  |  |  | 0
Name : | …….. …….. …….. …….. …….. …….. | 0 |  |  |  | 0
Address : | …….. …….. …….. …….. …….. …….. | 0 |  |  |  | 0
| …….. …….. …….. …….. …….. …….. | 0 |  |  |  | 0
| …….. …….. …….. …….. …….. …….. | 0 |  |  |  | 0
SL. NO. | Description of Test | 0
#REF! | #REF! | #REF!
#REF! | #REF!
#REF! | #REF! | #REF!
#REF! | #REF! | #REF!
| #REF! | #REF!
#REF! | #REF!
#REF! | #REF!
#REF! | #REF!
#REF! | #REF! | #REF!
#REF! | #REF! | #REF!
#REF! | #REF! | #REF!
#REF! | #REF! | #REF!
| #REF! | #REF!
#REF! | #REF!
#REF! | #REF! | #REF!
#REF! | #REF! | #REF!
#REF! | #REF! | #REF!
#REF! | #REF! | #REF!
| #REF! | #REF!
#REF! | #REF!
#REF! | #REF! | #REF!
#REF! | #REF! | #REF!
#REF! | #REF! | #REF!
| #REF! | #REF!
#REF! | #REF!
#REF! | #REF! | #REF!
#REF! | #REF! | #REF!
#REF! | #REF! | #REF!
| #REF! | #REF!
#REF! | #REF!
#REF! | #REF! | #REF!
#REF! | #REF! | #REF!
#REF! | #REF! | #REF!
#REF! | #REF! | #REF!
| #REF! | #REF!
| #REF! | #REF!
#REF! | #REF!
#REF! | #REF!
#REF! | #REF! | #REF!
#REF! | #REF! | #REF!
#REF! | #REF! | #REF!
| #REF! | #REF!
| #REF! | #REF!
#REF! | #REF!
#REF! | #REF!
#REF! | #REF! | #REF!
#REF! | #REF! | #REF!
#REF! | #REF! | #REF!
#REF! | #REF! | #REF!
#REF! | #REF! | #REF!
| #REF! | #REF!
#REF! | #REF!
#REF! | #REF! | #REF!
#REF! | #REF! | #REF!
#REF! | #REF! | #REF!
#REF! | #REF! | #REF!
#REF! | #REF! | #REF!
#REF! | #REF! | #REF!
| #REF! | #REF!
#REF! | #REF!
#REF! | #REF! | #REF!
#REF! | #REF! | #REF!
#REF! | #REF! | #REF!
#REF! | #REF! | #REF!
#REF! | #REF! | #REF!
#REF! | #REF! | #REF!
#REF! | #REF! | #REF!
#REF! | #REF! | #REF!
#REF! | #REF! | #REF!
| #REF! | #REF!
#REF! | #REF!
#REF! | #REF! | #REF!
#REF! | #REF! | #REF!
#REF! | #REF! | #REF!
| #REF! | #REF!
#REF! | #REF!
#REF! | #REF! | #REF!
#REF! | #REF! | #REF!
#REF! | #REF! | #REF!
| #REF! | #REF!
#REF! | #REF!
#REF! | #REF! | #REF!
#REF! | #REF! | #REF!
| #REF! | #REF!
#REF! | #REF!
#REF! | #REF! | #REF!
#REF! | #REF! | #REF!
#REF! | #REF! | #REF!
#REF! | #REF! | #REF!
#REF! | #REF! | #REF!
#REF! | #REF! | #REF!
| #REF! | #REF!
#REF! | #REF!
#REF! | #REF! | #REF!
#REF! | #REF! | #REF!
#REF! | #REF! | #REF!
#REF! | #REF! | #REF!
#REF! | #REF!
#REF! | #REF! | #REF!
#REF! | #REF! | #REF!
#REF! | #REF! | #REF!
#REF! | #REF! | #REF!
| #REF! | #REF!
| #REF! | #REF!
| #REF! | #REF!
Click for Bid Form 2nd Envelope

## Discount
This letter of discount is optional. Bidder may / may not offer any discount.
Specification No.: CC/NT/W-COND/DOM/A06/24/14818 |  |  |  |  | Letter of Discount
LETTER OF DISCOUNT
To:
Contract Services
Power Grid Corporation of India Ltd.,
"Saudamini", Plot No.-2
Sector-29, (near IFFCO Chowk)
Gurgaon (Haryana) - 122001
Subject : |  | Re-conductoring Package OH01 associated with Transmission Scheme for evacuation of power from Ratle HEP (850 MW) and Kiru HEP (624 MW):Part-B
Dear Sir
With reference to the subject tender, we hereby offer unconditional discount on the prices quoted by us as per details given here below : | [6 empty] | Eq Weightage of Rs/ % | Final Discount Factor
| 1 | Discount on lum-sum basis on total price quoted by us without Taxes & Duties. [The discount shall be proportionately applicable on all the items of all the Schdules i.e. Sch-1 (without type test charges), Sch-2, Sch-3, Sch-4a, Sch-4b & Sch-7] In Rs. |  |  |  | 0 | 0%
| 2 | Discount on percent basis on total price quoted by us without Taxes & Duties. [The discount shall be applicable on all the items of all the Schdules i.e. Sch-1 (without type test charges), Sch-2 , Sch-3, Sch-4a, Sch-4b & Sch-7] In Percent (%) |  |  |  | 0 | 0%
| 3 | Discount on lum-sum basis on the Schedules as given below : [The discount shall be proportionately applicable on all the relevent items of the respective Schdules.] In Rs.
|  | Schedule-1 : Ex works prices |  | In Rs. |  | 0 | 0% | Schedule-1 : Ex-Works Price | 0%
|  | Schedule-2 : Freight & Insurance |  | In Rs. |  | 0 | 0% | Schedule-2 : Freight & Insurance | 0%
|  | Schedule-3 : Erection Charges |  | In Rs. |  | 0 | 0% | Schedule-3 : Erection Charges | 0%
|  | Schedule-4a : Training Charges |  | In Rs. |  | 0 | 0% | Schedule-4a : Training Charges | 0%
|  | Schedule-4b : Maintenance Charges during and after DLP |  | In Rs. |  | 0 | 0% | Schedule-4b : Maintenance Charges | 0%
|  | Schedule-7 : Type Test Charges |  | In Rs. |  | 0 | 0% | Schedule-7 : Type Test Charges | 0%
| 4 | Discount on percent basis on the Schedules as given below : [The discount shall be applicable on all the relevent items of the respective Schdules.] In Percent (%)
|  | Schedule-1 : Ex works prices |  | In Percent (%) |  | 0 | 0%
|  | Schedule-2 : Freight & Insurance |  | In Percent (%) |  | 0 | 0%
|  | Schedule-3 : Erection Charges |  | In Percent (%) |  | 0 | 0%
|  | Schedule-4a : Training Charges |  | In Percent (%) |  | 0 | 0%
|  | Schedule-4b : Maintenance Charges during and after DLP |  | In Percent (%) |  | 0 | 0%
|  | Schedule-7 : Type Test Charges |  | In Percent (%) |  | 0 | 0%
Discount(s) offered at sl. No. 1 to 4 will get displayed and accounted for automatically in the respective items of the Schedules.
| 5 | We hereby offer Multi-package discount as given below:
Multi-Package Discount(s) offered at sl. No. 5 will not get automatically accounted for in the respective items of the Schedules. The same shall be worked out saparately for evaluation.
Please consider this letter of discount as the integral part of our price bid.
Thanking you, we remain,
Yours faithfully,
For and on behalf of …….. …….. …….. …….. …….. ……..
Date : |  | -- | Printed Name :
Place : |  |  | Designation :
Click for Bid Form

## Octroi (hidden)
Details of Octroi
Sl No. | Description of Items | Amount on which Octroi is applicable | Rate of Octroi | Octroi
(1) | (2) | (3) | (4) | (5) =(3) x (4)
1 |  |  |  | 0
2 |  |  |  | 0
3 |  |  |  | 0
4 |  |  |  | 0
5 |  |  |  | 0
6 |  |  |  | 0
7 |  |  |  | 0
8 |  |  |  | 0
9 |  |  |  | 0
10 |  |  |  | 0
| Total |  |  | 0
Back to Sch 5

## Entry Tax (hidden)
Details of Entry Tax
Sl No. | Description of Items | Amount on which Entry Tax is applicable | Rate of Entry Tax | Entry Tax
(1) | (2) | (3) | (4) | (5) =(3) x (4)
1 |  |  |  | 0
2 |  |  |  | 0
3 |  |  |  | 0
4 |  |  |  | 0
5 |  |  |  | 0
6 |  |  |  | 0
7 |  |  |  | 0
8 |  |  |  | 0
9 |  |  |  | 0
10 |  |  |  | 0
| Total |  |  | 0
Back to Sch 5

## Other Taxes & Duties (hidden)
Details of Other Taxes & Duties
Sl No. | Description of Items | Amount on which Other Taxes & Duties are applicable | Description of Taxes & Duties | Rate of Taxes & Duties | Amount of Taxes & Duties
(1) | (2) | (3) | (4) | (5) | (6) =(3) x (4)
1 |  |  |  |  | 0
2 |  |  |  |  | 0
3 |  |  |  |  | 0
4 |  |  |  |  | 0
5 |  |  |  |  | 0
6 |  |  |  |  | 0
7 |  |  |  |  | 0
8 |  |  |  |  | 0
9 |  |  |  |  | 0
10 |  |  |  |  | 0
| Total |  |  |  | 0
Back to Sch 5

## Bid Form 2nd Envelope
Specification No.: CC/NT/W-COND/DOM/A06/24/14818 |  |  |  | Bid Form 2nd Envelope |  | Sole Bidder |  |  |  | 1 | st |  | 1 | January
[6 empty] | 0 |  |  |  | 2 | nd |  | 2 | February
BID FORM (Second Envelope) | [9 empty] | 3 | rd |  | 3 | March
[10 empty] | 4 | th |  | 4 | April
Bid Proposal Ref. No. | [9 empty] | 5 | th |  | 5 | May
Date : | -- | [8 empty] | 6 | th | #VALUE! | 6 | June
[10 empty] | 7 | th | #VALUE! | 7 | July
To: | [9 empty] | 8 | th | #VALUE! | 8 | August
Contracts Services, 3rd Floor | [9 empty] | 9 | th | #VALUE! | 9 | September
Power Grid Corporation of India Ltd., | [9 empty] | 10 | th |  | 10 | October
"Saudamini", Plot No.-2 | [9 empty] | 11 | th |  | 11 | November
Sector-29, | [9 empty] | 12 | th |  | 12 | December
Gurgaon (Haryana) - 122001 | [9 empty] | 13 | th
[10 empty] | 14 | th
Name of Contract : | Re-conductoring Package OH01 associated with Transmission Scheme for evacuation of power from Ratle HEP (850 MW) and Kiru HEP (624 MW):Part-B | [8 empty] | 15 | th
Dear Ladies and/or Gentlemen, | [9 empty] | 16 | th
1 | In continuation of First Envelope of our Bid, we hereby submit the Second Envelope of the Bid, both of which shall be read together and in conjunction with each other, and shall be construed as an integral part of our Bid. Accordingly, we the undersigned, offer to design, manufacture, test, deliver, install and commission (including carrying out Trial Operation, Performance & Guarantee Test as per provision of Technical Specification) under the above-named package in full conformity with the said Bidding Documents for the sum of Rs. 0 (Rs. Zero Only ) or such other sums as may be determined in accordance with the terms and conditions of the Bidding Documents. |  |  |  |  | In continuation of First Envelope of our Bid, we hereby submit the Second Envelope of the Bid, both of which shall be read together and in conjunction with each other, and shall be construed as an integral part of our Bid. Accordingly, we the undersigned, offer to design, manufacture, test, deliver, install and commission (including carrying out Trial Operation, Performance & Guarantee Test as per provision of Technical Specification) under the above-named package in full conformity with the said Bidding Documents for the sum of Rs. | or such other sums as may be determined in accordance with the terms and conditions of the Bidding Documents. | 0 | (Rs. Zero Only ) | 17 | th
| The above amounts are in accordance with the price schedules attached herewith and are made part of this bid. | [8 empty] | 18 | th
2 | Price Schedules | [8 empty] | 19 | th
2.1 | In line with the requirements of the Bidding documents, we enclose herewith the following Price Schedules, duly filled - in as per your proforma: | [8 empty] | 20 | th
| Schedule 1 | Plant and Equipment (Including Mandatory Spare Parts) to be supplied, including Type Test Charges. | [7 empty] | 21 | st
| Schedule 2 | Local Transportation, In-transit Insurance, loading and unloading | [7 empty] | 22 | th
| Schedule 3 | Installation Charges. | [7 empty] | 23 | th
| Schedule 4 | Training charges for training to be imparted. | [7 empty] | 24 | th
| Schedule 4b | Maintenance Charges during & after Defect Laibility Period.
| Schedule 5 | Taxes and Duties not included in Schedule 1 | [7 empty] | 25 | th
| Schedule 6 | Grand Summary [Schedule 1to 5] | [7 empty] | 26 | th
| Schedule 7 | Break-up of Type Test Charges for Type Tests to be conducted | [7 empty] | 27 | th
2.2 | We are aware that the Price Schedules do not generally give a full description of the Work to be performed under each item and we shall be deemed to have read the Technical Specifications and other sections of the Bidding Documents and Drawings to ascertain the full scope of Work included in each item while filling-in the rates and prices. We agree that the entered rates and prices shall be deemed to include for the full scope as aforesaid, including overheads and profit. | [8 empty] | 28 | th
2.3 | We declare that as specified in Clause 11.5, Section –II:ITB, Vol.-I of the Bidding Documents, prices quoted by us in the Price Schedules shall be subject to Price Adjustment during the execution of Contract in accordance with Appendix-2 (Price Adjustment) to the Contract Agreement. | [8 empty] | 29 | th
2.4 | We understand that in the price schedules, where there are errors between the total of the amounts given under the column for the price Breakdown and the amount given under the Total Price, the former shall prevail and the latter will be corrected accordingly. We further understand that where there are discrepancies between amounts stated in figures and amounts stated in words, the amount stated in words shall prevail. Similarly, any discrepancy in the total bid price and that of the summation of Schedule price (price indicated in a Schedule indicating the total of that schedule), the total bid price shall be corrected to reflect the actual summation of the Schedule prices. | [8 empty] | 30 | th
2.5 | We declare that items left blank in the Schedules will be deemed to have been included in other items. The TOTAL for each Schedule and the TOTAL of Grand Summary shall be deemed to be the total price for executing the Facilities and sections thereof in complete accordance with the Contract, whether or not each individual item has been priced. | [8 empty] | 31 | st
3 | We confirm that except as otherwise specifically provided our Bid Prices in this Second Envelope include all taxes, duties, levies and charges as may be assessed on us/our Associate (applicable for Foreign Bidder), our Sub-Contractor/Sub-Vendor or their employees by all municipal, state or national government authorities in connection with the Facilities, in and outside of India.
3.1 | 100% of applicable Taxes and Duties i.e GST which are payable by the Employer under the Contract, shall be reimbursed by the Employer on production of satisfactory documentary evidence by the Contractor in accordance with the provisions of the Bidding Documents.
3.2 | We further understand that notwithstanding 3.0 above, in case of award on us, you shall also bear and pay/reimburse to us, GST applicable on supplies by us to you, imposed on the Plant & Equipment including Mandatory Spare Parts to be incorporated into the Facilities including Type Test charges for Type test to be conducted specified in Schedule No. 1, Installation Services specified in Schedule No. 3, Charges for Training to be imparted specified in Schedule No. 4a and Maintenance Charges during & after Defect Laibility Period specified in Schedule No. 4b of the Price Schedule in this Second Envelope by the Indian Laws.
3.3 | We confirm that we have also registered/we shall also get registered in the GST Network with a GSTIN, in all the states where the project is located and the states from which we shall make our supply of goods.
4 | # (For Joint Venture only) We, the partners of Joint Venture submitting this bid, do agree and confirm that in case of Award of Contract on the Joint Venture, we shall be jointly and severally liable and responsible for the execution of the Contract in accordance with Contract terms and conditions. |  |  |  | 1
5 | We, hereby, declare that only the persons or firms interested in this proposal as principals are named here and that no other persons or firms other than those mentioned herein have any interest in this proposal or in the Contract to be entered into, if the award is made on us, that this proposal is made without any connection with any other person, firm or party likewise submitting a proposal is in all respects for and in good faith, without collusion or fraud.
Thanking you, we remain,
Yours faithfully,
For and on behalf of …….. …….. …….. …….. …….. ……..
Signature :
Date : | -- |  | Printed Name :
Place : |  |  | Designation :
Common Seal :
In case of bid from a Joint Venture, name & designation of representative of JV partner is to be provided and Bid Form is also to be signed by him.
Please provide additional information of the Bidder
Business Address :
Country of Incorporation :
State/Province to be indicated :
Name of Principal Officer :
Address of Principal Officer :
Note: Bidders may note that no prescribed proforma has been enclosed for Attachment 2 : Power of Attorney. Bidders may use their own proforma for furnishing the required information with the bid.
* * *
Back to Cover Page

## Q & C (2) (hidden)
STATEMENT OF QUOTED / CORRECTED PRICES
All Figures are in Rupees
Bidder |  | 0
Sl. No. | Price Component | Quoted Price | Corrected Price
1 | TOTAL SCHEDULE NO. 1:Ex-Works Price of Plant and Equipment including Type Test Charges | 0 |  | 0
2 | TOTAL SCHEDULE NO.2: Local Transportation, Insurance and other Incidental Services. | 0 |  | 0
3 | TOTAL SCHEDULE NO.3: Installation Charges | 0 |  | 0
4 | TOTAL SCHEDULE NO.4: Training Charges | Not Applicable |  | Not Applicable
5 | TOTAL BID PRICE: (Excluding Taxes & Duties) | 0 |  | 0
6 | DISCOUNT | #REF! |  | #REF! | #REF!
7 | NET BID PRICE (Excluding Taxes & Duties) | #REF! |  | #REF!
8 | TAXES & DUTIES PAYABLE ADDITIONALLY
| A) EXCISE DUTY | 0 |  | 0
| B) CENTRAL SALES TAX | 0 |  | 0
| C) VAT | #REF! |  | 0
| D) ENTRY TAX / OCTROI | #REF! |  | 0
E) OTHERS
| F) TOTAL TAXES & DUTIES | #REF! |  | 0
8 | TOTAL BID PRICE (INCLUDING TAXES & DUTIES) | #REF! |  | 0
9 | TOTAL SCHEDULE NO.7: Type Test Charges [Total of this Schedule is included in Schedule-1 above] | 0 |  | 0
I) | Bidder has indicated the following taxes and duties additionally applicable for their bid:
| Excise Duty % as |  |  |  | Excise Duty
| CST % as |  |  |  | CST
| #REF! |  |  |  | VAT | #REF! | #REF!
| #REF! |  |  |  | Entry Tax/ Octroi | #REF! | #REF!
| Others as |  |  |  | Others
II) | With regard to Entry Tax, it may be mentioned that the substations covered under the subject pacakge falls in State of MP, where an entry tax @ 2% of Purchase Price is applicable. In view of the above, the taxes and duties inter-alia including entry tax applicable for the bids are calculated :
a) | Ex-Works Price of Direct Supplies (after discount, if any) |  | Rs. | 0
b) | Excise Duty, as applicable on (a) above at the rate : | 10% | Rs. | 0
c) | Amount on which Sales Tax is applicable | 0 |  | 0
d) | CST, as applicable on (a) + ED (b) above at the rate : | 2% | Rs. | 0
e) | VAT, as applicable on (a) + ED (b) above at the rate : | 1% |  | 0
f) | Others [……………………………………………] |  | Rs.
g) | Purchase Price for Entry Tax (Total Ex-Works+F&I+ED+CST+Others) |  | Rs. | 0
h) | Entry Tax, as applicable on (e) above at the rate : |  | Rs. | 0
Re-conductoring Package OH01 associated with Transmission Scheme for evacuation of power from Ratle HEP (850 MW) and Kiru HEP (624 MW):Part-B |  | Statement of Quoted / Corrected Prices |  | Page
Spec. No. | Specification No.: CC/NT/W-COND/DOM/A06/24/14818

## Q & C (hidden)
STATEMENT OF QUOTED / CORRECTED PRICES
All Figures are in Rupees
Bidder |  | …….. …….. …….. …….. …….. ……..
Sl. No. | Price Component | Quoted Price | Corrected Price
1 | TOTAL SCHEDULE NO. 1:Ex-Works Price of Plant and Equipment including Type Test Charges | 0 |  | 0
2 | TOTAL SCHEDULE NO.2: Local Transportation, Insurance and other Incidental Services. | 0 |  | 0
3 | TOTAL SCHEDULE NO.3: Installation Charges | 0 |  | 0
4 | TOTAL SCHEDULE NO.4: Training Charges | Not Applicable |  | Not Applicable
5 | TOTAL BID PRICE: (Excluding Taxes & Duties) | 0 |  | 0
6 | DISCOUNT | #REF! |  | #REF!
7 | NET BID PRICE (Excluding Taxes & Duties) | #REF! |  | #REF!
8 | TAXES & DUTIES PAYABLE ADDITIONALLY
| A) EXCISE DUTY | #REF! |  | 0
| B) CENTRAL SALES TAX /VAT | #REF! |  | #REF!
| C) ENTRY TAX / OCTROI | #REF! |  | #REF!
| D) OTHERS | #REF! |  | 0
| E) TOTAL TAXES & DUTIES | #REF! |  | #REF!
8 | TOTAL BID PRICE (INCLUDING TAXES & DUTIES) | #REF! |  | #REF!
9 | TOTAL SCHEDULE NO.7: Type Test Charges [Total of this Schedule is included in Schedule-1 above] | 0 |  | 0
I) | Bidder has indicated the following taxes and duties additionally applicable for their bid:
a) | Excise Duty |  | Rs. | #REF!
b) | CST /VAT |  | Rs. | #REF!
c) | Entry Tax / Octroi |  | Rs. | #REF!
d) | Others |  | Rs. | #REF!
II) | Bidder has offered following discount(s)
III) | With regard to Entry Tax, it may be mentioned that the substations covered under the subject pacakge falls in State of MP, where an entry tax @ 1% of Purchase Price is applicable. In view of the above, the taxes and duties inter-alia including entry tax applicable for the bids are calculated : |  |  |  | Details of dicounts
a) | Ex-Works Price of Direct Supplies (after discount, if any) |  | Rs. | 0 | Gross LS | #REF! | #REF! | #REF! | Gross % | #REF! | #REF! | #REF!
b) | Excise Duty @ 10.3% of (a) above |  | Rs. | 0 |  |  |  | #REF! |  |  |  | #REF!
c) | CST / VAT @ 2% of Ex-Works of Direct Supplies (a) + ED (b) above |  | Rs. | #REF! | Sch-1 Direct LS | #REF! | #REF! | #REF! | Sch-1 Direct % | #REF! | #REF! | #REF!
d) | Others |  | Rs. |  | Sch-1 BO LS | #REF! | #REF! | #REF! | Sch-1 BO % | #REF! | #REF! | #REF!
e) | Purchase Price for Entry Tax (Total Ex-Works+F&I+ED+CST+Others) |  | Rs. | #REF! | Sch-2 LS | #REF! | #REF! | #REF! | Sch-2 % | #REF! | #REF! | #REF!
f) | Entry Tax @ 1% of (e) above |  | Rs. | #REF! | Sch-3 LS | #REF! | #REF! | #REF! | Sch-3 % | #REF! | #REF! | #REF!
[5 empty] | Sch-7 LS | #REF! | #REF! | #REF! | Sch-7 % | #REF! | #REF! | #REF!
Re-conductoring Package OH01 associated with Transmission Scheme for evacuation of power from Ratle HEP (850 MW) and Kiru HEP (624 MW):Part-B |  | Statement of Quoted / Corrected Prices |  | Page | Different Manner | #REF!
[5 empty] | Text for Discount | #REF!
#REF!
#REF!

## N to W (hidden)
0
Rs. Zero Only
0
0
0
0
0
0
1 | One
2 | Two
3 | Three
4 | Four
5 | Five
6 | Six
7 | Seven
8 | Eight
9 | Nine
10 | Ten
11 | Eleven
12 | Twelve
13 | Thirteen
14 | Fourteen
15 | Fifteen
16 | Sixteen
17 | Seventeen
18 | Eighteen
19 | Nineteen
20 | Twenty
21 | Twenty One
22 | Twenty Two
23 | Twenty Three
24 | Twenty Four
25 | Twenty Five
26 | Twenty Six
27 | Twenty Seven
28 | Twenty Eight
29 | Twenty Nine
30 | Thirty
31 | Thirty One
32 | Thirty Two
33 | Thirty Three
34 | Thirty Four
35 | Thirty Five
36 | Thirty Six
37 | Thirty Seven
38 | Thirty Eight
39 | Thirty Nine
40 | Forty
41 | Forty One
42 | Forty Two
43 | Forty Three
44 | Forty Four
45 | Forty Five
46 | Forty Six
47 | Forty Seven
48 | Forty Eight
49 | Forty Nine
50 | Fifty
51 | Fifty One
52 | Fifty Two
53 | Fifty Three
54 | Fifty Four
55 | Fifty Five
56 | Fifty Six
57 | Fifty Seven
58 | Fifty Eight
59 | Fifty Nine
60 | Sixty
61 | Sixty One
62 | Sixty Two
63 | Sixty Three
64 | Sixty Four
65 | Sixty Five
66 | Sixty Six
67 | Sixty Seven
68 | Sixty Eight
69 | Sixty Nine
70 | Seventy
71 | Seventy One
72 | Seventy Two
73 | Seventy Three
74 | Seventy Four
75 | Seventy Five
76 | Seventy Six
77 | Seventy Seven
78 | Seventy Eight
79 | Seventy Nine
80 | Eighty
81 | Eighty One
82 | Eighty Two
83 | Eighty Three
84 | Eighty Four
85 | Eighty Five
86 | Eighty Six
87 | Eighty Seven
88 | Eighty Eight
89 | Eighty Nine
90 | Ninety
91 | Ninety One
92 | Ninety Two
93 | Ninety Three
94 | Ninety Four
95 | Ninety Five
96 | Ninety Six
97 | Ninety Seven
98 | Ninety Eight
99 | Ninety Nine
100 | One Hundred