## Basic (hidden)
Package Name | Transformer Package TR34 for a) Supply of 1X 500MVA, 420/220/33kV Auto transformer at Bhadla pooling S/S including associated bays, b) Supply of 1X 500MVA, 420/220/33kV Auto transformer at Shujalpur S/s including associated bays, c) Extension of 220kV Shajhanpur S/S, d) Implementation of 1X 80 MVAR , 765kV Spare Reactor at Bhadla S/S, e) Supply of 1X 500MVA, 420/220/33kV Auto transformer at Kohchi S/S, f) Supply of 1X 500MVA, 420/220/33kV Auto transformer at Hiriyur S/S associated with New ISTS Schemes to be developed under RTM mode
Package Code | TR34
Specification No. | Spec. No.: 5002001872/TRANSFORMER/DOM/A03-CC CS-4
ORIGINAL

## Cover
Price Schedules | Transformer Package TR34 for a) Supply of 1X 500MVA, 420/220/33kV Auto transformer at Bhadla pooling S/S including associated bays, b) Supply of 1X 500MVA, 420/220/33kV Auto transformer at Shujalpur S/s including associated bays, c) Extension of 220kV Shajhanpur S/S, d) Implementation of 1X 80 MVAR , 765kV Spare Reactor at Bhadla S/S, e) Supply of 1X 500MVA, 420/220/33kV Auto transformer at Kohchi S/S, f) Supply of 1X 500MVA, 420/220/33kV Auto transformer at Hiriyur S/S associated with New ISTS Schemes to be developed under RTM mode |  | :Substation Package TR34
Spec. No.: 5002001872/TRANSFORMER/DOM/A03-CC CS-4
| 1 | Fill up only green shaded cells in Sch-1, Sch-2, Sch-3, Sch-4, Sch-7 and Bid Form 2nd Envelope.
| 2 | All the cells in Sch-5 & Sch-6 are auto filled, therefore no cell is required to be filled up there.
| 3 | Instructions / error messages, if any, will be displayed automatically after selecting the cell.
| 4 | After filling up all the schedues, save the file, take print out of all the schedules and Bid form and sign & stamp and submit them as hard copy of the 2nd envelope (Price part) of the bid. Also ensure to submit the soft copy of the the same file on CD/ DVD.
पावर ग्रिड कारपोरेशन ऑफ इण्डिया लिमिटेड
(भारत सरकार का उद्यम)
Power Grid Corporation of India Limited
(A Government of India Enterprises)
Click to skip Instructions & Proceed
Click for Detailed General Instructions
General guidelines for filling up the Price Schedules, Sch-1 to Sch-7

## Instructions
General Instruction to the Bidders for filling up this workbook of Price Schedules
I | While filling up the worksheets following may please be observed :
| (i) | Fill up only green shaded cells.
| (ii) | Certain data type entries have been restricted, such as Numeric values or limits of numeric values.
| (iii) | Select only the options provided in pull down menus.
| (iv) | Do not link any cell of this work book with any other work book.
| (v) | Do not use copy & paste or cut & paste options for filling up the data.
| (vi) | Do not reformat any of the cell of the work book.
II | This Workbook consists of following worksheets :
Cover :
Opening page of the workbook.
Names of Bidder :
| ● | Select Sole Bidder or JV (Joint Venture) from the pull down menu. Do not leave this cell blank.
| ● | Select nos. of the JV Partners other than the Lead Partner from drop down menu.
| ● | In case of JV partners more than 2, enter details of 3rd & more partners along with details of 2nd partner.
| ● | Fill up names and address of the Sole Bidder and /or Joint Venture.
| ● | Fill up date in dd-mmm-yyyy format from drop down menu.
| ● | Click for Sch-1 given at the right top of the worksheet to go to Sch-1.
Sch-1 (Ex-works Prices) :
| ● | Fill up unit rates for all the items in numeric values greater than 0 (zero). If unit rate is left blank, the corresponding item shall be deemed to be included in the total price.
| ● | Corresponding cell for mode of transaction shall be come enable only after filling up the unit rate, therefore first fill up the unit rate and then mode of transaction for the corresponding item.
| ● | Select either Direct or Bought-out from the drop down menu. Do not leave the cell blank the same shall be deemed to be Bought-out if the cell is left blank.
| ● | Total amount shall get calculated automatically.
| ● | Type Test charges shall appear automatically after filling up Sch-7 appropriately.
Sch-2 (Freight & Insurance Charges) :
| ● | Fill up unit rates for all the items in numeric values greater than 0 (zero). If unit rate is left blank, the corresponding item shall be deemed to be included in the total price.
| ● | Total amount shall get calculated automatically.
Sch-3 (Erection Charges) :
| ● | Fill up unit rates for all the items in numeric values greater than 0 (zero). If unit rate is left blank, the corresponding item shall be deemed to be included in the total price.
| ● | Total amount shall get calculated automatically.
Sch-4 (Training Charges) :
| ● | Not applicable, hence no cell is required to be filled up.
Sch-4b (Maintenance Charges during and after Defect Liability Period) :
| ● | Not applicable, hence no cell is required to be filled up.
Sch-5 (Summary of Taxes and Duties applicable on the Goods) :
| ● | No cell is required to be filled in by the bidder in this worksheet.
Sch -6 :
| ● | Summary of all the Schedules without considering discount (mentioned in the work sheet discount) shall be displayed automatically.
| ● | No cell is required to be filled in by the bidder in this worksheet.
Sch-7 (Type Test Charges) : NOT APPLICABLE
| ● | Fill up the rates & location where type tests are proposed.
| ● | Total of this Sch-7 shall automatically appear in Sch-1.
Bid from 2nd Envelope :
| ● | Fill up ref. no. as bidder's ref no. of this letter.
| ● | This letter shall consider the net price as per Sch-6 (After Discount).
| ● | Fill up names & Designation of the representatives of other JV partner(s) if the bidder is JV (Joint Venture) .
| ● | Fill up additional information as required.
* * *
Happy Bidding !
Click to Proceed

## Names of Bidder
Transformer Package TR34 for a) Supply of 1X 500MVA, 420/220/33kV Auto transformer at Bhadla pooling S/S including associated bays, b) Supply of 1X 500MVA, 420/220/33kV Auto transformer at Shujalpur S/s including associated bays, c) Extension of 220kV Shajhanpur S/S, d) Implementation of 1X 80 MVAR , 765kV Spare Reactor at Bhadla S/S, e) Supply of 1X 500MVA, 420/220/33kV Auto transformer at Kohchi S/S, f) Supply of 1X 500MVA, 420/220/33kV Auto transformer at Hiriyur S/S associated with New ISTS Schemes to be developed under RTM mode
Spec. No.: 5002001872/TRANSFORMER/DOM/A03-CC CS-4 |  |  |  |  | Sole Bidder | 1 |  | Sole Bidder | 1
[5 empty] | Joint Venture | 2 or More |  | JV (Joint Venture) | 2 or More
Enter following details of the bidder
Specify type of Bidder [Select from drop down menu] | Sole Bidder |  | Sole Bidder | 1 | 0 | Sole Bidder | 1 | 0
0
Name of Sole Bidder
Address of Sole Bidder
Name of other Partner - 1
Address of other Partner - 1
Name of other Partner - 2 (more, if any)
Address of other Partner - 2 (more, if any)
Printed Name
Designation
email ID of Bid Signatory
Mobile No. of Bid Signatory
Tel No. of Bid Signatory
Fax No. of Bid Signatory
Date |  | 31
Place
Click for Sch-1

## Sch-1
Spec. No.: 5002001872/TRANSFORMER/DOM/A03-CC CS-4 | [13 empty] | Schedule - 1 |  |  |  | Direct Total | 0 | Sole Bidder | `
Transformer Package TR34 for a) Supply of 1X 500MVA, 420/220/33kV Auto transformer at Bhadla pooling S/S including associated bays, b) Supply of 1X 500MVA, 420/220/33kV Auto transformer at Shujalpur S/s including associated bays, c) Extension of 220kV Shajhanpur S/S, d) Implementation of 1X 80 MVAR , 765kV Spare Reactor at Bhadla S/S, e) Supply of 1X 500MVA, 420/220/33kV Auto transformer at Kohchi S/S, f) Supply of 1X 500MVA, 420/220/33kV Auto transformer at Hiriyur S/S associated with New ISTS Schemes to be developed under RTM mode
(SCHEDULE OF RATES AND PRICES)
Bidder’s Name and Address (Sole Bidder) : | [11 empty] | To:
Contracts Services, 3rd Floor
Name : | [11 empty] | Power Grid Corporation of India Ltd.,
Address : | [11 empty] | "Saudamini", Plot No.-2
Sector-29,
Gurgaon (Haryana) - 122001
PLANT AND EQUIPMENT (INCLUDING MANDATORY SPARES PARTS) TO BE SUPPLIED, INCLUDING TYPE TEST CHARGES FOR TESTS TO BE CONDUCTED | [18 empty] | Direct
[14 empty] | All Prices are in Indian Rupees. |  |  |  |  | Bought-Out
SI. No. | PR No | PR Line Item No | Activity Description | Material Code | HSN Code | Whether HSN in column ‘ 6 ’ is confirmed. If not indicate applicable the HSN code * | Rate of GST applicable ( in %) | Whether rate of GST in column ‘8’ is confirmed. If not indicate applicable rate of GST * (in %) | Item Description | Unit | Qty. | Unit Ex-works price (excluding GST) | Total Ex-works price (excluding GST) | GST Tax as confirmed by Bidder
1 | 2 | 3 | 4 | 5 | 6 | 7 | 8 | 9 | 10 | 11 | 12 | 13 | 14= 12 x 13 | 15
A | BAYS WORKS AT SHAHJAHANPUR S/S | [13 empty] | Revaluation of J column |  | Tax Calculation
1 | 7000014955 | 10 | 220 KV EQUIPMENTS | 1000001671 | 85352912 |  | 18 | Confirmed | 245kV, 1600A, 40KA Circuit Breaker(3-Phase) with support structure | EA | 1 |  | Included | 0 | 0 | 18 | 0
2 | 7000014955 | 20 | 220 KV EQUIPMENTS | 1000001681 | 85359090 |  | 18 | Confirmed | 245 kV, 1600A, 40KA, 1-Phase CurrentTransformer with 120% extended currentrating | EA | 3 |  | Included | 0 | 0 | 18 | 0
3 | 7000014955 | 30 | 220 KV EQUIPMENTS | 1000001772 | 85359090 |  | 18 | Confirmed | 245 kV, 4400pf Capacitive Voltage Transformer (1- Phase) | EA | 3 |  | Included | 0 | 0 | 18 | 0
4 | 7000014955 | 40 | 220 KV EQUIPMENTS | 1000001673 | 85353090 |  | 18 | Confirmed | 245kV, 1600A, 40 KA, 3-phase DoubleBreak Isolator with one E/S | EA | 1 |  | Included | 0 | 0 | 18 | 0
5 | 7000014955 | 50 | 220 KV EQUIPMENTS | 1000001674 | 85353090 |  | 18 | Confirmed | 245kV, 1600A, 40 KA, 3-phase DoubleBreak Isolator with two E/S | EA | 1 |  | Included | 0 | 0 | 18 | 0
6 | 7000014955 | 60 | 220 KV EQUIPMENTS | 1000001794 | 85353090 |  | 18 | Confirmed | 245kV, 1600A, 40 KA, 3-phase DoubleBreak Tandem Isolator without E/S | EA | 2 |  | Included | 0 | 0 | 18 | 0
7 | 7000014955 | 70 | 220 KV EQUIPMENTS | 1000001695 | 85462040 |  | 18 | Confirmed | 245 kV, 1 phase Bus Post Insulator (except for Line Traps) | EA | 14 |  | Included | 0 | 0 | 18 | 0
8 | 7000014955 | 80 | 220 KV EQUIPMENTS | 1000020381 | 85354010 |  | 18 | Confirmed | 216kV, 20 kA ,ZnO (Gapless) type Surge Arrester (1-phase) | EA | 3 |  | Included | 0 | 0 | 18 | 0
9 | 7000014955 | 90 | CRP & SAS | 1000001330 | 85371000 |  | 18 | Confirmed | 220kV Line Protection Panel (with Automation) | EA | 1 |  | Included | 0 | 0 | 18 | 0
10 | 7000014955 | 100 | CRP & SAS | 1000001170 | 85371000 |  | 18 | Confirmed | 220kV Circuit Breaker Relay Panel with Auto Reclose (with Automation) | EA | 1 |  | Included | 0 | 0 | 18 | 0
11 | 7000014955 | 110 | CRP & SAS | 1000006842 | 85371000 |  | 18 | Confirmed | Augmentation of existing 220kV bus bar protection scheme | SET | 1 |  | Included | 0 | 0 | 18 | 0
12 | 7000014955 | 120 | CRP & SAS | 1000025391 | 82032000 |  | 18 | Confirmed | Relay Test kit | EA | 1 |  | Included | 0 | 0 | 18 | 0
13 | 7000014955 | 130 | CRP & SAS | 1000001333 | 85371000 |  | 18 | Confirmed | Augmentation of Substation automation System for 220kV bay as perTechnical Specification | EA | 1 |  | Included | 0 | 0 | 18 | 0
14 | 7000014955 | 140 | ERECTION HARDWARE | 1000011261 | 72169990 |  | 18 | Confirmed | Erection Hardware for 220kV layout (Double Main and TransferScheme)-Line Bay as per technical specification | SET | 1 |  | Included | 0 | 0 | 18 | 0
15 | 7000014955 | 150 | ERECTION HARDWARE | 1000055974 | 72169990 |  | 18 | Confirmed | 220KV SUSPENSION INSULATOR STRING AND ASSOCIATED HARDWARE FITTINGSWITH DROP CLAMP SUITABLE FOR SINGLR CONDUCTOR | EA | 3 |  | Included | 0 | 0 | 18 | 0
16 | 7000014955 | 160 | ERECTION HARDWARE | 1000055982 | 72169990 |  | 18 | Confirmed | 220KV TENSION INSULATOR STRING AND ASSOCIATED HARDWARE FITTINGS WITHTURN BUCKLE SUITABLE FOR SINGLE CONDUCTOR | EA | 3 |  | Included | 0 | 0 | 18 | 0
17 | 7000014955 | 170 | STRUCTURES | 1000020187 | 73045930 |  | 18 | Confirmed | Fabrication, galvanising and supply of Standard Pipe Structure - 220kV CT including nuts, bolts, all type of washers, packplates, stepbolts and gusset plates excluding foundation bolts | EA | 3 |  | Included | 0 | 0 | 18 | 0
18 | 7000014955 | 180 | STRUCTURES | 1000020188 | 73045930 |  | 18 | Confirmed | Fabrication, galvanising and supply of Standard Pipe Structure - 220kV CVT including nuts, bolts, all type of washers, packplates, stepbolts and gusset plates excluding foundation bolts | EA | 3 |  | Included | 0 | 0 | 18 | 0
19 | 7000014955 | 190 | STRUCTURES | 1000020189 | 73045930 |  | 18 | Confirmed | Fabrication, galvanising and supply of Standard Pipe Structure - 220kV ISOLATOR including nuts, bolts, all type of washers, packplates,step bolts and gusset plates excluding foundation bolts | EA | 4 |  | Included | 0 | 0 | 18 | 0
20 | 7000014955 | 200 | STRUCTURES | 1000020190 | 73045930 |  | 18 | Confirmed | Fabrication, galvanising and supply of Standard Pipe Structure - 220kV SA including nuts, bolts, all type of washers, packplates, stepbolts and gusset plates excluding foundation bolts | EA | 3 |  | Included | 0 | 0 | 18 | 0
21 | 7000014955 | 210 | STRUCTURES | 1000017562 | 73045930 |  | 18 | Confirmed | Standard Pipe Structure for 220kV BPI (excluding wave trap) | EA | 11 |  | Included | 0 | 0 | 18 | 0
22 | 7000014955 | 220 | STRUCTURES | 1000017565 | 73045930 |  | 18 | Confirmed | Fabrication, galvanising and supply of Std Pipe Structure - 220 kV highBPI including nuts, bolts, all type of washers, packplates, step boltsand gusset plates excluding foundation bolts | EA | 3 |  | Included | 0 | 0 | 18 | 0
23 | 7000014955 | 230 | ILLUMINATION | 1000020262 | 94059900 |  | 18 | Confirmed | Sub Lighting panel (outdoor) type SLP (Switchyard and Street Lighting) | EA | 1 |  | Included | 0 | 0 | 18 | 0
24 | 7000014955 | 240 | ILLUMINATION | 1000038325 | 94059900 |  | 18 | Confirmed | LIGHTING FIXTURE LED LUMINAIRES TYPE FL2 AS PER TECH. SPECIFICATIONS | EA | 6 |  | Included | 0 | 0 | 18 | 0
25 | 7000014955 | 250 | POWER & CONTROL CABLES | 1000000443 | 85446020 |  | 18 | Confirmed | 1.1kV grade Power Cables (PVCinsulated)along withlugs,glands,straight joints &accessories,etc. | LS | 1 |  | Included | 0 | 0 | 18 | 0
26 | 7000014955 | 260 | POWER & CONTROL CABLES | 1000000442 | 85446020 |  | 18 | Confirmed | 1.1kV grade Control Cables (PVCinsulated) along withlugs,glands,straight joints &accessories,etc. | LS | 1 |  | Included | 0 | 0 | 18 | 0
27 | 7000014955 | 270 | SPARES | 1000025933 | 85389000 |  | 18 | Confirmed | Spare-245kV CT | SET | 1 |  | Included | 0 | 0 | 18 | 0
28 | 7000014955 | 280 | SPARES | 1000025934 | 85359090 |  | 18 | Confirmed | Spare-245kV CVT | SET | 1 |  | Included | 0 | 0 | 18 | 0
29 | 7000014955 | 290 | SPARES | 1000025936 | 85353090 |  | 18 | Confirmed | Spare-245kV Isolator | SET | 1 |  | Included | 0 | 0 | 18 | 0
30 | 7000014955 | 300 | SPARES | 1000025930 | 85354010 |  | 18 | Confirmed | Spare-216kV Surge Arrester | SET | 1 |  | Included | 0 | 0 | 18 | 0
31 | 7000014955 | 310 | SPARES | 1000025935 | 85389000 |  | 18 | Confirmed | Spare-245kV Circuit Breaker | SET | 1 |  | Included | 0 | 0 | 18 | 0
32 | 7000014955 | 320 | SPARES | 1000025949 | 85371000 |  | 18 | Confirmed | Spare-C & R Panel | SET | 1 |  | Included | 0 | 0 | 18 | 0
33 | 7000014955 | 330 | SPARES | 1000019927 | 85389000 |  | 18 | Confirmed | Spares-Substation Automation System | LS | 1 |  | Included | 0 | 0 | 18 | 0
34 | 7000014955 | 410 | Foundation Bolts | 1000012366 | 73082011 |  | 18 | Confirmed | Fabrication, galvanising and supply of 28mm dia foundation boltsincluding nuts, checknuts, washers and packplates. | EA | 188 |  | Included | 0 | 0 | 18 | 0
B | 1x80MVAR,765kV Spare Reactor @ Bhadla-II | [13 empty] | 0 | 0 | 0
1 | 7000014956 | 30 | Foundation Bolts | 1000012366 | 73082011 |  | 18 | Confirmed | Fabrication, galvanising and supply of 28mm dia foundation boltsincluding nuts, checknuts, washers and packplates. | EA | 60 |  | Included | 0 | 0 | 18 | 0
2 | 7000014956 | 40 | 800kV 50kA AIS EQUIPMENT | 1000029259 | 85352919 |  | 18 | Confirmed | 765kV, 3150A, 50kA Circuit Breaker(1-Phase) without closing resistor(Excluding support structure) withoutcontrol switching device | EA | 1 |  | Included | 0 | 0 | 18 | 0
3 | 7000014956 | 50 | 800kV 50kA AIS EQUIPMENT | 1000020421 | 85354010 |  | 18 | Confirmed | 624kV Surge Arrester (1-Phase) | EA | 1 |  | Included | 0 | 0 | 18 | 0
4 | 7000014956 | 60 | 800kV 50kA AIS EQUIPMENT | 1000005791 | 85462040 |  | 18 | Confirmed | 765 kV, 1 phase Bus Post Insulator (except for Line Traps) | EA | 3 |  | Included | 0 | 0 | 18 | 0
5 | 7000014956 | 70 | 145kV, 31.5kV AIS EQUIPMENT | 1000000956 | 85462040 |  | 18 | Confirmed | 145kV, 1 phase Bus Post Insulators | EA | 2 |  | Included | 0 | 0 | 18 | 0
6 | 7000014956 | 80 | Erection Hardware for 765 kV S/Y | 1000011356 | 72169990 |  | 18 | Confirmed | Erection Hardware for 765kV I type layout-Line Reactors including NGRbypass arrangement as per technical specification | SET | 1 |  | Included | 0 | 0 | 18 | 0
7 | 7000014956 | 90 | SAS-AUG | 1000005538 | 85371000 |  | 18 | Confirmed | Augmentation of Substation automation System for 765kV Switchable LineReactor Bay as per Technical Specification | EA | 1 |  | Included | 0 | 0 | 18 | 0
8 | 7000014956 | 100 | POWER & CONTROL CABLE | 1000000443 | 85446020 |  | 18 | Confirmed | 1.1kV grade Power Cables (PVCinsulated)along withlugs,glands,straight joints &accessories,etc. | LS | 1 |  | Included | 0 | 0 | 18 | 0
9 | 7000014956 | 110 | POWER & CONTROL CABLE | 1000000442 | 85446020 |  | 18 | Confirmed | 1.1kV grade Control Cables (PVCinsulated) along withlugs,glands,straight joints &accessories,etc. | LS | 1 |  | Included | 0 | 0 | 18 | 0
10 | 7000014956 | 120 | FIRE FIGHTING SYSTEM | 1000055459 | 84248990 |  | 18 | Confirmed | HVW SPRAY SYSTEM, HYDRANT SYSTEM AND COMPLETE U/G & O/G PIPING ANDACCESSORIES ETC. OUT SIDE THE PUMP HOUSE FOR 765/Ã‚Ë†Å 3 KV SINGLE PHASEREACTOR | SET | 1 |  | Included | 0 | 0 | 18 | 0
11 | 7000014956 | 130 | ILLUMINATION SYSTEM | 1000038385 | 94059900 |  | 18 | Confirmed | FIRE WALL MOUNTED LED LUMINARIE TYPE FL-2 (250W) | EA | 4 |  | Included | 0 | 0 | 18 | 0
12 | 7000014956 | 140 | 765 kV Equipment support structures | 1000020174 | 73082011 |  | 18 | Confirmed | Fabrication, galvanising and supply ofStd 765 kV Support Structure for1-Phase BPI including nuts, bolts, alltype of washers, packplates, step boltsand gusset plates excluding foundationbolts | EA | 3 |  | Included | 0 | 0 | 18 | 0
13 | 7000014956 | 150 | 765 kV Equipment support structures | 1000020178 | 73082011 |  | 18 | Confirmed | Fabrication, galvanising and supply ofStd 765 kV Support Structure for1-Phase LA including nuts, bolts, alltype of washers, packplates, step boltsand gusset plates excluding foundationbolts | EA | 1 |  | Included | 0 | 0 | 18 | 0
14 | 7000014956 | 160 | 132kV Equipment support structures | 1000029035 | 73082011 |  | 18 | Confirmed | Fabrication, galvanising and supply of Std 132 kV Support Structure1Ph BPI including nuts, bolts, all type of washers, packplates, stepboltsand gusset plates excluding foundation bolts | EA | 2 |  | Included | 0 | 0 | 18 | 0
C | 500MVA, 400/220kV ICT at Bhadla PS | [13 empty] | 0 | 0 | 0
1 | 7000014954 | 10 | 400kV POWER TRANSFORMER | 1000004798 | 85042340 |  | 18 | Confirmed | 500MVA, 400KV/220/33 KV, 3-phase Autotransformer excluding insulatingoil | EA | 1 |  | Included | 0 | 0 | 18 | 0
2 | 7000014954 | 20 | 400kV POWER TRANSFORMER | 1000013986 | 85049010 |  | 18 | Confirmed | Insulating Oil for 500MVA, 400KV/220/33 KV, 3-phase Autotransformer | SET | 1 |  | Included | 0 | 0 | 18 | 0
3 | 7000014954 | 30 | 400kV POWER TRANSFORMER | 1000028349 | 85049010 |  | 18 | Confirmed | DIGITAL RTCC PANEL | SET | 1 |  | Included | 0 | 0 | 18 | 0
4 | 7000014954 | 40 | SPARES FOR 400kV POWER TRANSFORMER | 1000028090 | 85049010 |  | 18 | Confirmed | Spare-400kV T/F | LS | 1 |  | Included | 0 | 0 | 18 | 0
D | Bay Works at Bhadla-PS | [13 empty] | 0 | 0 | 0
1 | 7000014954 | 60 | 220 KV GIS Equipments | 1000001571 | 85359030 |  | 18 | Confirmed | 245kV,1600A, 40kA,Single phase, SF6 Gas Insulated Bus Duct(GIB) outside GIS Hall alongwith associated support structure | M | 1800 |  | Included | 0 | 0 | 18 | 0
2 | 7000014954 | 70 | 220 KV GIS Equipments | 1000032764 | 85389000 |  | 18 | Confirmed | 245KV, 1600A, 40KA SINGLE PHASE SF6 TO AIR BUSHING | SET | 6 |  | Included | 0 | 0 | 18 | 0
3 | 7000014954 | 80 | 220 KV HGIS | 1000045815 | 85389000 |  | 18 | Confirmed | 245KV, 1600 A, DM TYPE SF6 MTS/HYBRID GIS ICT/LINEFEEDER BAYSWITCHGEAR ASSEMBLY AS PER SECTION-PROJECT, TECHNICAL SPECIFICATION | EA | 1 |  | Included | 0 | 0 | 18 | 0
4 | 7000014954 | 90 | 420kV, 50kA AIS EQUIPMENT | 1000004489 | 85352913 |  | 18 | Confirmed | 420kV, 3150A, 50kA Circuit Breaker(3-Phase) without closing resistor | EA | 2 |  | Included | 0 | 0 | 18 | 0
5 | 7000014954 | 100 | 420kV, 50kA AIS EQUIPMENT | 1000004461 | 85359090 |  | 18 | Confirmed | 420 kV, 3000A, 50KA, 1-Phase CurrentTransformer with 120% extended currentrating | EA | 6 |  | Included | 0 | 0 | 18 | 0
6 | 7000014954 | 110 | 420kV, 50kA AIS EQUIPMENT | 1000004483 | 85353090 |  | 18 | Confirmed | 420kV, 3150A, 50KA, Isolator (3-phase)(Double Break) with one E/S | EA | 6 |  | Included | 0 | 0 | 18 | 0
7 | 7000014954 | 120 | 420kV, 50kA AIS EQUIPMENT | 1000020419 | 85354010 |  | 18 | Confirmed | 336kV Surge Arrester (1-phase) | EA | 3 |  | Included | 0 | 0 | 18 | 0
8 | 7000014954 | 130 | 420kV, 50kA AIS EQUIPMENT | 1000004401 | 85462040 |  | 18 | Confirmed | 420 kV, 1 phase Bus Post Insulator (except for Line Traps) | EA | 10 |  | Included | 0 | 0 | 18 | 0
9 | 7000014954 | 140 | 245kV, 40kA AIS EQUIPMENT | 1000001695 | 85462040 |  | 18 | Confirmed | 245 kV, 1 phase Bus Post Insulator (except for Line Traps) | EA | 13 |  | Included | 0 | 0 | 18 | 0
10 | 7000014954 | 150 | Erection Hardware for 420 kV I Type S/Y | 1000011326 | 72169990 |  | 18 | Confirmed | Erection Hardware for 400kV I type layout-Spare bay of half dia as pertechnical specification | SET | 1 |  | Included | 0 | 0 | 18 | 0
11 | 7000014954 | 160 | Erection Hardware for 420 kV I Type S/Y | 1000011327 | 72169990 |  | 18 | Confirmed | Erection Hardware for 400kV I type layout-Transformer bay as pertechnical specification | SET | 1 |  | Included | 0 | 0 | 18 | 0
12 | 7000014954 | 170 | 420kV Insulator and Hardware | 1000055984 | 72169990 |  | 18 | Confirmed | 400KV TENSION INSULATOR STRING AND ASSOCIATED HARDWARE FITTINGSWITHOUT TURN BUCKLE SUITABLE FOR QUAD CONDUCTOR | EA | 6 |  | Included | 0 | 0 | 18 | 0
13 | 7000014954 | 180 | 420kV Insulator and Hardware | 1000055991 | 72169990 |  | 18 | Confirmed | 400KV TENSION INSULATOR STRING AND ASSOCIATED HARDWARE FITTINGSWITH TURN BUCKLE SUITABLE FOR QUAD CONDUCTOR | EA | 6 |  | Included | 0 | 0 | 18 | 0
14 | 7000014954 | 190 | 420kV Insulator and Hardware | 1000055986 | 72169990 |  | 18 | Confirmed | 400KV SUSPENSION INSULATOR STRING AND ASSOCIATED HARDWARE FITTINGSWITH DROP CLAMP SUITABLE FOR QUAD CONDUCTOR | EA | 6 |  | Included | 0 | 0 | 18 | 0
15 | 7000014954 | 200 | Erection H/W for 220 kV MTS/HGIS | 1000029216 | 72169990 |  | 18 | Confirmed | Erection Hardware for 220kV DM type layout-Transformer bay as pertechnical specification | SET | 1 |  | Included | 0 | 0 | 18 | 0
16 | 7000014954 | 210 | Earthmat | 1000032055 | 72159090 |  | 18 | Confirmed | 40 MM MS ROD FOR MAIN EARTHMAT | KM | 1 |  | Included | 0 | 0 | 18 | 0
17 | 7000014954 | 220 | CRP for 420kV Bays with SAS | 1000055446 | 85371000 |  | 18 | Confirmed | 400KV CIRCUIT BREAKER RELAY PANEL (WITH AUTOMATION) | EA | 2 |  | Included | 0 | 0 | 18 | 0
18 | 7000014954 | 230 | CRP for 420kV Bays with SAS | 1000004274 | 85371000 |  | 18 | Confirmed | 400kV Transformer Protection Panel (For both HV & MV side)-(withAutomation) | EA | 1 |  | Included | 0 | 0 | 18 | 0
19 | 7000014954 | 240 | CRP for 420kV Bays with SAS | 1000002146 | 85371000 |  | 18 | Confirmed | Augmentation of existing 400kV bus bar protection scheme.(No. of baysas per specification)-(with Automation) | SET | 1 |  | Included | 0 | 0 | 18 | 0
20 | 7000014954 | 250 | CRP for 220kV Bays with SAS | 1000055443 | 85371000 |  | 18 | Confirmed | 220KV CIRCUIT BREAKER RELAY PANEL (WITH AUTOMATION) | EA | 1 |  | Included | 0 | 0 | 18 | 0
21 | 7000014954 | 260 | CRP for 220kV Bays with SAS | 1000001167 | 85371000 |  | 18 | Confirmed | Augmentation of existing 220kV bus bar protection scheme.(No. of baysas per specification)-(with Automation) | SET | 1 |  | Included | 0 | 0 | 18 | 0
22 | 7000014954 | 270 | SAS-AUG | 1000001333 | 85371000 |  | 18 | Confirmed | Augmentation of Substation automation System for 220kV bay as perTechnical Specification | EA | 1 |  | Included | 0 | 0 | 18 | 0
23 | 7000014954 | 280 | SAS-AUG | 1000003411 | 85371000 |  | 18 | Confirmed | Augmentation of Substation automation System for 400kV Tie bay as perTechnical Specification | EA | 1 |  | Included | 0 | 0 | 18 | 0
24 | 7000014954 | 290 | SAS-AUG | 1000003409 | 85371000 |  | 18 | Confirmed | Augmentation of Substation automation System for 400kV Main bay as perTechnical Specification | EA | 1 |  | Included | 0 | 0 | 18 | 0
25 | 7000014954 | 300 | POWER & CONTROL CABLE | 1000000443 | 85446020 |  | 18 | Confirmed | 1.1kV grade Power Cables (PVCinsulated)along withlugs,glands,straight joints &accessories,etc. | LS | 1 |  | Included | 0 | 0 | 18 | 0
26 | 7000014954 | 310 | POWER & CONTROL CABLE | 1000000442 | 85446020 |  | 18 | Confirmed | 1.1kV grade Control Cables (PVCinsulated) along withlugs,glands,straight joints &accessories,etc. | LS | 1 |  | Included | 0 | 0 | 18 | 0
27 | 7000014954 | 320 | FIRE FIGHTING SYSTEM | 1000055456 | 84248990 |  | 18 | Confirmed | HVW SPRAY SYSTEM, HYDRANT SYSTEM AND COMPLETE U/G & O/G PIPING ANDACCESSORIES ETC. OUT SIDE THE PUMP HOUSE FOR 400KV, 3-PHASEAUTOTRANSFORMER | SET | 1 |  | Included | 0 | 0 | 18 | 0
28 | 7000014954 | 330 | ILLUMINATION SYSTEM | 1000014547 | 85371000 |  | 18 | Confirmed | Lighting Panel type ACP-2 as per technical specification | EA | 1 |  | Included | 0 | 0 | 18 | 0
29 | 7000014954 | 340 | ILLUMINATION SYSTEM | 1000038387 | 94051090 |  | 18 | Confirmed | LED FLOOD LIGHT LUMINARIESTYPE FL-1 (150W) AS PER TECHNICALSPECIFICATION | EA | 5 |  | Included | 0 | 0 | 18 | 0
30 | 7000014954 | 350 | ILLUMINATION SYSTEM | 1000038325 | 94059900 |  | 18 | Confirmed | LIGHTING FIXTURE LED LUMINAIRES TYPE FL2 AS PER TECH. SPECIFICATIONS | EA | 5 |  | Included | 0 | 0 | 18 | 0
31 | 7000014954 | 360 | ILLUMINATION SYSTEM | 1000038385 | 94059900 |  | 18 | Confirmed | FIRE WALL MOUNTED LED LUMINARIE TYPE FL-2 (250W) | EA | 4 |  | Included | 0 | 0 | 18 | 0
32 | 7000014954 | 370 | 400kV Equipment support structures | 1000017567 | 73045930 |  | 18 | Confirmed | Standard Pipe Structure for 400kV BPI (excluding wave trap) | EA | 10 |  | Included | 0 | 0 | 18 | 0
33 | 7000014954 | 380 | 400kV Equipment support structures | 1000020192 | 73045930 |  | 18 | Confirmed | Fabrication, galvanising and supply ofStandard Pipe Structure - 400 kV,1-Phase, CT including nuts, bolts, alltype of washers, packplates, step boltsand gusset plates excluding foundationbolts | EA | 6 |  | Included | 0 | 0 | 18 | 0
34 | 7000014954 | 390 | 400kV Equipment support structures | 1000020194 | 73045930 |  | 18 | Confirmed | Fabrication, galvanising and supply ofStandard Pipe Structure - 400 kV,3-Phase, ISOLATOR including nuts,bolts, all type of washers, packplates,step bolts and gusset plates excludingfoundation bolts | EA | 6 |  | Included | 0 | 0 | 18 | 0
35 | 7000014954 | 400 | 400kV Equipment support structures | 1000020195 | 73045930 |  | 18 | Confirmed | Fabrication, galvanising and supply ofStandard Pipe Structure - 400 kV,1-Phase, SA including nuts, bolts,all type of washers, packplates, stepbolts and gusset plates excludingfoundation bolts | EA | 3 |  | Included | 0 | 0 | 18 | 0
36 | 7000014954 | 410 | 220kV Equipment support structures | 1000017562 | 73045930 |  | 18 | Confirmed | Standard Pipe Structure for 220kV BPI (excluding wave trap) | EA | 13 |  | Included | 0 | 0 | 18 | 0
37 | 7000014954 | 580 | Spares for 420kVCB | 1000019918 | 85359090 |  | 18 | Confirmed | Spares for 420kV Circuit Breaker | LS | 1 |  | Included | 0 | 0 | 18 | 0
38 | 7000014954 | 590 | Spares for 420kV Isolator | 1000019919 | 85353090 |  | 18 | Confirmed | Spares for 420kV Double break Isolator | LS | 1 |  | Included | 0 | 0 | 18 | 0
39 | 7000014954 | 600 | Spares for 336kV SA | 1000024186 | 85354010 |  | 18 | Confirmed | SPARES FOR 336KV SURGE ARRESTER | LS | 1 |  | Included | 0 | 0 | 18 | 0
40 | 7000014954 | 610 | SPARES FOR CRP | 1000019912 | 85371000 |  | 18 | Confirmed | Relay & protection Panels (with automation) | LS | 1 |  | Included | 0 | 0 | 18 | 0
41 | 7000014954 | 620 | SPARES FOR SAS | 1000019927 | 85389000 |  | 18 | Confirmed | Spares-Substation Automation System | LS | 1 |  | Included | 0 | 0 | 18 | 0
42 | 7000014954 | 630 | Spare for 220kV | 1000025930 | 85354010 |  | 18 | Confirmed | Spare-216kV Surge Arrester | SET | 1 |  | Included | 0 | 0 | 18 | 0
43 | 7000014954 | 640 | Spare for 220kV | 1000046559 | 85389000 |  | 18 | Confirmed | SPARE - 220KV HYBRID GIS/MTS ASSEMBLY (AS PER TECHNICAL SPECIFICATION) | SET | 1 |  | Included | 0 | 0 | 18 | 0
44 | 7000014954 | 650 | Spare for 220kV | 1000019912 | 85371000 |  | 18 | Confirmed | Relay & protection Panels (with automation) | LS | 1 |  | Included | 0 | 0 | 18 | 0
45 | 7000014954 | 660 | Spare for 220kV | 1000019927 | 85389000 |  | 18 | Confirmed | Spares-Substation Automation System | LS | 1 |  | Included | 0 | 0 | 18 | 0
46 | 7000014954 | 670 | Spare for 400kV CT | 1000004461 | 85359090 |  | 18 | Confirmed | 420 kV, 3000A, 50KA, 1-Phase CurrentTransformer with 120% extended currentrating | EA | 1 |  | Included | 0 | 0 | 18 | 0
47 | 7000014954 | 700 | Foundation Bolts | 1000012366 | 73082011 |  | 18 | Confirmed | Fabrication, galvanising and supply of 28mm dia foundation boltsincluding nuts, checknuts, washers and packplates. | EA | 60 |  | Included | 0 | 0 | 18 | 0
48 | 7000014954 | 710 | Foundation Bolts | 1000028770 | 73181500 |  | 18 | Confirmed | Fabrication, galvanising and supply of24mm dia foundation bolts includingnuts, checknuts, washers andpackplates. | EA | 8 |  | Included | 0 | 0 | 18 | 0
E | 500MVA, 400/220kV ICT at Shujalpur SS | [13 empty] | 0 | 0 | 0
1 | 7000015625 | 10 | 400kV POWER TRANSFORMER | 1000004798 | 85042340 |  | 18 | Confirmed | 500MVA, 400KV/220/33 KV, 3-phase Autotransformer excluding insulatingoil | EA | 1 |  | Included | 0 | 0 | 18 | 0
2 | 7000015625 | 20 | 400kV POWER TRANSFORMER | 1000013986 | 85049010 |  | 18 | Confirmed | Insulating Oil for 500MVA, 400KV/220/33 KV, 3-phase Autotransformer | SET | 1 |  | Included | 0 | 0 | 18 | 0
3 | 7000015625 | 30 | 400kV POWER TRANSFORMER | 1000028349 | 85049010 |  | 18 | Confirmed | DIGITAL RTCC PANEL | SET | 1 |  | Included | 0 | 0 | 18 | 0
4 | 7000015625 | 40 | SPARES FOR 400kV POWER TRANSFORMER | 1000028090 | 85049010 |  | 18 | Confirmed | Spare-400kV T/F | LS | 1 |  | Included | 0 | 0 | 18 | 0
F | Bay Works at Shujalpur SS | [13 empty] | 0 | 0 | 0
1 | 7000015625 | 60 | 420kV, 40kA AIS EQUIPMENT | 1000004474 | 85352913 |  | 18 | Confirmed | 420kV, 3150A, 40kA Circuit Breaker(3-Phase) without closing resistor(with support structure) | EA | 1 |  | Included | 0 | 0 | 18 | 0
2 | 7000015625 | 70 | 420kV, 40kA AIS EQUIPMENT | 1000004459 | 85359090 |  | 18 | Confirmed | 420 kV, 3000A, 40KA, 1-Phase CurrentTransformer with 120% extended currentrating | EA | 3 |  | Included | 0 | 0 | 18 | 0
3 | 7000015625 | 80 | 420kV, 40kA AIS EQUIPMENT | 1000004468 | 85353090 |  | 18 | Confirmed | 420kV, 3150A, 40KA, Isolator (3-phase)(Double Break) with one E/S | EA | 2 |  | Included | 0 | 0 | 18 | 0
4 | 7000015625 | 90 | 420kV, 40kA AIS EQUIPMENT | 1000020419 | 85354010 |  | 18 | Confirmed | 336kV Surge Arrester (1-phase) | EA | 3 |  | Included | 0 | 0 | 18 | 0
5 | 7000015625 | 100 | 420kV, 40kA AIS EQUIPMENT | 1000004401 | 85462040 |  | 18 | Confirmed | 420 kV, 1 phase Bus Post Insulator (except for Line Traps) | EA | 3 |  | Included | 0 | 0 | 18 | 0
6 | 7000015625 | 110 | 245kV, 40kA AIS EQUIPMENT | 1000001671 | 85352912 |  | 18 | Confirmed | 245kV, 1600A, 40KA Circuit Breaker(3-Phase) with support structure | EA | 1 |  | Included | 0 | 0 | 18 | 0
7 | 7000015625 | 120 | 245kV, 40kA AIS EQUIPMENT | 1000001673 | 85353090 |  | 18 | Confirmed | 245kV, 1600A, 40 KA, 3-phase DoubleBreak Isolator with one E/S | EA | 1 |  | Included | 0 | 0 | 18 | 0
8 | 7000015625 | 130 | 245kV, 40kA AIS EQUIPMENT | 1000001674 | 85353090 |  | 18 | Confirmed | 245kV, 1600A, 40 KA, 3-phase DoubleBreak Isolator with two E/S | EA | 1 |  | Included | 0 | 0 | 18 | 0
9 | 7000015625 | 140 | 245kV, 40kA AIS EQUIPMENT | 1000001794 | 85353090 |  | 18 | Confirmed | 245kV, 1600A, 40 KA, 3-phase DoubleBreak Tandem Isolator without E/S | EA | 2 |  | Included | 0 | 0 | 18 | 0
10 | 7000015625 | 150 | 245kV, 40kA AIS EQUIPMENT | 1000001681 | 85359090 |  | 18 | Confirmed | 245 kV, 1600A, 40KA, 1-Phase CurrentTransformer with 120% extended currentrating | EA | 3 |  | Included | 0 | 0 | 18 | 0
11 | 7000015625 | 160 | 245kV, 40kA AIS EQUIPMENT | 1000020417 | 85354010 |  | 18 | Confirmed | 216kV Surge Arrester (1-phase) | EA | 3 |  | Included | 0 | 0 | 18 | 0
12 | 7000015625 | 170 | 245kV, 40kA AIS EQUIPMENT | 1000001695 | 85462040 |  | 18 | Confirmed | 245 kV, 1 phase Bus Post Insulator (except for Line Traps) | EA | 13 |  | Included | 0 | 0 | 18 | 0
13 | 7000015625 | 180 | Erection Hardware for 420 kV I Type S/Y | 1000011320 | 72169990 |  | 18 | Confirmed | Erection Hardware for 400kV I type layout-Any feeder Extn. on existinghalf dia. as per technical specification | SET | 1 |  | Included | 0 | 0 | 18 | 0
14 | 7000015625 | 190 | 420kV Insulator and Hardware | 1000055987 | 72169990 |  | 18 | Confirmed | 400KV SUSPENSION INSULATOR STRING AND ASSOCIATED HARDWARE FITTINGSWITH DROP CLAMP SUITABLE FOR TWIN CONDUCTOR | EA | 3 |  | Included | 0 | 0 | 18 | 0
15 | 7000015625 | 200 | Erection Hardware for 220 kV DMT Type S | 1000011256 | 72169990 |  | 18 | Confirmed | Erection Hardware for 220kV layout (Double Main and TransferScheme)-Bus work (two Bay) as per technical specification | SET | 1 |  | Included | 0 | 0 | 18 | 0
16 | 7000015625 | 210 | Erection Hardware for 220 kV DMT Type S | 1000011264 | 72169990 |  | 18 | Confirmed | Erection Hardware for 220kV layout (Double Main and TransferScheme)-Transformer Bay as per technical specification | SET | 1 |  | Included | 0 | 0 | 18 | 0
17 | 7000015625 | 220 | 220kV Insulator and Hardware | 1000055983 | 72169990 |  | 18 | Confirmed | 220KV TENSION INSULATOR STRING AND ASSOCIATED HARDWARE FITTINGS WITHTURN BUCKLE SUITABLE FOR TWIN CONDUCTOR | EA | 6 |  | Included | 0 | 0 | 18 | 0
18 | 7000015625 | 230 | 220kV Insulator and Hardware | 1000055981 | 72169990 |  | 18 | Confirmed | 220KV TENSION INSULATOR STRING AND ASSOCIATED HARDWARE FITTINGS WITHTURN BUCKLE SUITABLE FOR QUAD CONDUCTOR | EA | 9 |  | Included | 0 | 0 | 18 | 0
19 | 7000015625 | 240 | 220kV Insulator and Hardware | 1000055980 | 72169990 |  | 18 | Confirmed | 220KV TENSION INSULATOR STRING AND ASSOCIATED HARDWARE FITTINGSWITHOUT TURN BUCKLE SUITABLE FOR TWIN CONDUCTOR | EA | 6 |  | Included | 0 | 0 | 18 | 0
20 | 7000015625 | 250 | 220kV Insulator and Hardware | 1000055978 | 72169990 |  | 18 | Confirmed | 220KV TENSION INSULATOR STRING AND ASSOCIATED HARDWARE FITTINGSWITHOUT TURN BUCKLE SUITABLE FOR QUAD CONDUCTOR | EA | 9 |  | Included | 0 | 0 | 18 | 0
21 | 7000015625 | 260 | 220kV Insulator and Hardware | 1000055977 | 72169990 |  | 18 | Confirmed | 220KV SUSPENSION INSULATOR STRING AND ASSOCIATED HARDWARE FITTINGSWITH THROUGH CLAMP SUITABLE FOR TWIN CONDUCTOR | EA | 3 |  | Included | 0 | 0 | 18 | 0
22 | 7000015625 | 270 | 220kV Insulator and Hardware | 1000055975 | 72169990 |  | 18 | Confirmed | 220KV SUSPENSION INSULATOR STRING AND ASSOCIATED HARDWARE FITTINGSWITH DROP CLAMP SUITABLE FOR TWIN CONDUCTOR | EA | 3 |  | Included | 0 | 0 | 18 | 0
23 | 7000015625 | 280 | Earthmat | 1000032055 | 72159090 |  | 18 | Confirmed | 40 MM MS ROD FOR MAIN EARTHMAT | KM | 1 |  | Included | 0 | 0 | 18 | 0
24 | 7000015625 | 290 | CRP for 420kV Bays with SAS | 1000055446 | 85371000 |  | 18 | Confirmed | 400KV CIRCUIT BREAKER RELAY PANEL (WITH AUTOMATION) | EA | 1 |  | Included | 0 | 0 | 18 | 0
25 | 7000015625 | 300 | CRP for 420kV Bays with SAS | 1000004274 | 85371000 |  | 18 | Confirmed | 400kV Transformer Protection Panel (For both HV & MV side)-(withAutomation) | EA | 1 |  | Included | 0 | 0 | 18 | 0
26 | 7000015625 | 310 | CRP for 420kV Bays with SAS | 1000002146 | 85371000 |  | 18 | Confirmed | Augmentation of existing 400kV bus bar protection scheme.(No. of baysas per specification)-(with Automation) | SET | 1 |  | Included | 0 | 0 | 18 | 0
27 | 7000015625 | 320 | CRP for 220kV Bays with SAS | 1000055443 | 85371000 |  | 18 | Confirmed | 220KV CIRCUIT BREAKER RELAY PANEL (WITH AUTOMATION) | EA | 1 |  | Included | 0 | 0 | 18 | 0
28 | 7000015625 | 330 | CRP for 220kV Bays with SAS | 1000001167 | 85371000 |  | 18 | Confirmed | Augmentation of existing 220kV bus bar protection scheme.(No. of baysas per specification)-(with Automation) | SET | 1 |  | Included | 0 | 0 | 18 | 0
29 | 7000015625 | 340 | SAS-AUG | 1000003409 | 85371000 |  | 18 | Confirmed | Augmentation of Substation automation System for 400kV Main bay as perTechnical Specification | EA | 1 |  | Included | 0 | 0 | 18 | 0
30 | 7000015625 | 350 | SAS-AUG | 1000001333 | 85371000 |  | 18 | Confirmed | Augmentation of Substation automation System for 220kV bay as perTechnical Specification | EA | 1 |  | Included | 0 | 0 | 18 | 0
31 | 7000015625 | 360 | VMS | 1000025861 | 85287390 |  | 28 | Confirmed | Visual Monitoring System for Watch & Ward | SET | 1 |  | Included | 0 | 0 | 28 | 0
32 | 7000015625 | 370 | POWER & CONTROL CABLE | 1000000443 | 85446020 |  | 18 | Confirmed | 1.1kV grade Power Cables (PVCinsulated)along withlugs,glands,straight joints &accessories,etc. | LS | 1 |  | Included | 0 | 0 | 18 | 0
33 | 7000015625 | 380 | POWER & CONTROL CABLE | 1000000442 | 85446020 |  | 18 | Confirmed | 1.1kV grade Control Cables (PVCinsulated) along withlugs,glands,straight joints &accessories,etc. | LS | 1 |  | Included | 0 | 0 | 18 | 0
34 | 7000015625 | 390 | AIR CONDITIONING & VENTILATION SYSTEM | 1000006284 | 84151090 |  | 28 | Confirmed | Air conditioning system for Switchyard Panel Room of 6m length | SET | 1 |  | Included | 0 | 0 | 28 | 0
35 | 7000015625 | 400 | FIRE FIGHTING SYSTEM | 1000055456 | 84248990 |  | 18 | Confirmed | HVW SPRAY SYSTEM, HYDRANT SYSTEM AND COMPLETE U/G & O/G PIPING ANDACCESSORIES ETC. OUT SIDE THE PUMP HOUSE FOR 400KV, 3-PHASEAUTOTRANSFORMER | SET | 1 |  | Included | 0 | 0 | 18 | 0
36 | 7000015625 | 410 | FIRE FIGHTING SYSTEM | 1000012018 | 85311020 |  | 18 | Confirmed | Fire Detection and Alarm System for Switchyard Panel Room of 6 mlength | SET | 1 |  | Included | 0 | 0 | 18 | 0
37 | 7000015625 | 420 | FIRE FIGHTING SYSTEM | 1000012022 | 84241000 |  | 18 | Confirmed | 4.5 kg CO2 type Portable Fire extinguisher | EA | 1 |  | Included | 0 | 0 | 18 | 0
38 | 7000015625 | 430 | ILLUMINATION SYSTEM | 1000014547 | 85371000 |  | 18 | Confirmed | Lighting Panel type ACP-2 as per technical specification | EA | 1 |  | Included | 0 | 0 | 18 | 0
39 | 7000015625 | 440 | ILLUMINATION SYSTEM | 1000038387 | 94051090 |  | 18 | Confirmed | LED FLOOD LIGHT LUMINARIESTYPE FL-1 (150W) AS PER TECHNICALSPECIFICATION | EA | 10 |  | Included | 0 | 0 | 18 | 0
40 | 7000015625 | 450 | ILLUMINATION SYSTEM | 1000038325 | 94059900 |  | 18 | Confirmed | LIGHTING FIXTURE LED LUMINAIRES TYPE FL2 AS PER TECH. SPECIFICATIONS | EA | 10 |  | Included | 0 | 0 | 18 | 0
41 | 7000015625 | 460 | ILLUMINATION SYSTEM | 1000038385 | 94059900 |  | 18 | Confirmed | FIRE WALL MOUNTED LED LUMINARIE TYPE FL-2 (250W) | EA | 4 |  | Included | 0 | 0 | 18 | 0
42 | 7000015625 | 470 | ILLUMINATION SYSTEM | 1000013795 | 94059900 |  | 18 | Confirmed | Illumination System for switchyard panel room of 6 m length | LS | 1 |  | Included | 0 | 0 | 18 | 0
43 | 7000015625 | 480 | 400kV Equipment support structures | 1000020195 | 73045930 |  | 18 | Confirmed | Fabrication, galvanising and supply ofStandard Pipe Structure - 400 kV,1-Phase, SA including nuts, bolts,all type of washers, packplates, stepbolts and gusset plates excludingfoundation bolts | EA | 3 |  | Included | 0 | 0 | 18 | 0
44 | 7000015625 | 490 | 400kV Equipment support structures | 1000020194 | 73045930 |  | 18 | Confirmed | Fabrication, galvanising and supply ofStandard Pipe Structure - 400 kV,3-Phase, ISOLATOR including nuts,bolts, all type of washers, packplates,step bolts and gusset plates excludingfoundation bolts | EA | 2 |  | Included | 0 | 0 | 18 | 0
45 | 7000015625 | 500 | 400kV Equipment support structures | 1000020192 | 73045930 |  | 18 | Confirmed | Fabrication, galvanising and supply ofStandard Pipe Structure - 400 kV,1-Phase, CT including nuts, bolts, alltype of washers, packplates, step boltsand gusset plates excluding foundationbolts | EA | 3 |  | Included | 0 | 0 | 18 | 0
46 | 7000015625 | 510 | 400kV Equipment support structures | 1000017567 | 73045930 |  | 18 | Confirmed | Standard Pipe Structure for 400kV BPI (excluding wave trap) | EA | 3 |  | Included | 0 | 0 | 18 | 0
47 | 7000015625 | 520 | 220 kV Towers | 1000020099 | 73082011 |  | 18 | Confirmed | Fabrication, galvanising and supply of Standard 220 kV Tower CCincluding nuts, bolts, all type of washers, packplates, step bolts andgusset plates excluding foundation bolts | EA | 1 |  | Included | 0 | 0 | 18 | 0
48 | 7000015625 | 530 | 220 kV Towers | 1000020109 | 73082011 |  | 18 | Confirmed | Fabrication, galvanising and supply of Standard 220 kV Tower CTGincluding nuts, bolts, all type of washers, packplates, step bolts andgusset plates excluding foundation bolts | EA | 2 |  | Included | 0 | 0 | 18 | 0
49 | 7000015625 | 540 | 220 kV Towers | 1000020110 | 73082011 |  | 18 | Confirmed | Fabrication, galvanising and supply of Standard 220 kV Tower CTHincluding nuts, bolts, all type of washers, packplates, step bolts andgusset plates excluding foundation bolts | EA | 2 |  | Included | 0 | 0 | 18 | 0
50 | 7000015625 | 550 | 220 kV Towers | 1000020111 | 73082011 |  | 18 | Confirmed | Fabrication, galvanising and supply of Standard 220 kV Tower CTIincluding nuts, bolts, all type of washers, packplates, step bolts andgusset plates excluding foundation bolts | EA | 1 |  | Included | 0 | 0 | 18 | 0
51 | 7000015625 | 560 | 220 kV Towers | 1000020112 | 73082011 |  | 18 | Confirmed | Fabrication, galvanising and supply of Standard 220 kV Tower CTJincluding nuts, bolts, all type of washers, packplates, step bolts andgusset plates excluding foundation bolts | EA | 1 |  | Included | 0 | 0 | 18 | 0
52 | 7000015625 | 570 | 220 kV Towers | 1000020086 | 73082011 |  | 18 | Confirmed | Fabrication, galvanising and supply of Standard 220 kV Gantry B1including nuts, bolts, all type of washers, packplates, step bolts andgusset plates excluding foundation bolts | EA | 2 |  | Included | 0 | 0 | 18 | 0
53 | 7000015625 | 580 | 220 kV Towers | 1000020088 | 73082011 |  | 18 | Confirmed | Fabrication, galvanising and supply of Standard 220 kV Gantry BG1including nuts, bolts, all type of washers, packplates, step bolts andgusset plates excluding foundation bolts | EA | 4 |  | Included | 0 | 0 | 18 | 0
54 | 7000015625 | 590 | 220kV Equipment support structures | 1000017565 | 73045930 |  | 18 | Confirmed | Fabrication, galvanising and supply of Std Pipe Structure - 220 kV highBPI including nuts, bolts, all type of washers, packplates, step boltsand gusset plates excluding foundation bolts | EA | 3 |  | Included | 0 | 0 | 18 | 0
55 | 7000015625 | 600 | 220kV Equipment support structures | 1000017562 | 73045930 |  | 18 | Confirmed | Standard Pipe Structure for 220kV BPI (excluding wave trap) | EA | 10 |  | Included | 0 | 0 | 18 | 0
56 | 7000015625 | 610 | 220kV Equipment support structures | 1000020187 | 73045930 |  | 18 | Confirmed | Fabrication, galvanising and supply of Standard Pipe Structure - 220kV CT including nuts, bolts, all type of washers, packplates, stepbolts and gusset plates excluding foundation bolts | EA | 3 |  | Included | 0 | 0 | 18 | 0
57 | 7000015625 | 620 | 220kV Equipment support structures | 1000020189 | 73045930 |  | 18 | Confirmed | Fabrication, galvanising and supply of Standard Pipe Structure - 220kV ISOLATOR including nuts, bolts, all type of washers, packplates,step bolts and gusset plates excluding foundation bolts | EA | 4 |  | Included | 0 | 0 | 18 | 0
58 | 7000015625 | 630 | 220kV Equipment support structures | 1000020190 | 73045930 |  | 18 | Confirmed | Fabrication, galvanising and supply of Standard Pipe Structure - 220kV SA including nuts, bolts, all type of washers, packplates, stepbolts and gusset plates excluding foundation bolts | EA | 3 |  | Included | 0 | 0 | 18 | 0
59 | 7000015625 | 820 | Spares - 420kVCB | 1000019918 | 85359090 |  | 18 | Confirmed | Spares for 420kV Circuit Breaker | LS | 1 |  | Included | 0 | 0 | 18 | 0
60 | 7000015625 | 830 | Spares - 420kV ISO | 1000019919 | 85353090 |  | 18 | Confirmed | Spares for 420kV Double break Isolator | LS | 1 |  | Included | 0 | 0 | 18 | 0
61 | 7000015625 | 840 | Spare-400kVCT | 1000004459 | 85359090 |  | 18 | Confirmed | 420 kV, 3000A, 40KA, 1-Phase CurrentTransformer with 120% extended currentrating | EA | 1 |  | Included | 0 | 0 | 18 | 0
62 | 7000015625 | 850 | Spares - 336kV SA | 1000024186 | 85354010 |  | 18 | Confirmed | SPARES FOR 336KV SURGE ARRESTER | LS | 1 |  | Included | 0 | 0 | 18 | 0
63 | 7000014720 | 10 | Spares - 245kV CB | 1000025935 | 85389000 |  | 18 | Confirmed | Spare-245kV Circuit Breaker | SET | 1 |  | Included | 0 | 0 | 18 | 0
64 | 7000015625 | 860 | Spares - 245kV ISO | 1000025936 | 85353090 |  | 18 | Confirmed | Spare-245kV Isolator | SET | 1 |  | Included | 0 | 0 | 18 | 0
65 | 7000015625 | 870 | Spares - 245kV CT | 1000001681 | 85359090 |  | 18 | Confirmed | 245 kV, 1600A, 40KA, 1-Phase CurrentTransformer with 120% extended currentrating | EA | 1 |  | Included | 0 | 0 | 18 | 0
66 | 7000015625 | 880 | Spares - 216kV SA | 1000025930 | 85354010 |  | 18 | Confirmed | Spare-216kV Surge Arrester | SET | 1 |  | Included | 0 | 0 | 18 | 0
67 | 7000015625 | 890 | Spares - CRP | 1000019912 | 85371000 |  | 18 | Confirmed | Relay & protection Panels (with automation) | LS | 1 |  | Included | 0 | 0 | 18 | 0
68 | 7000015625 | 900 | Spares - SAS | 1000019927 | 85389000 |  | 18 | Confirmed | Spares-Substation Automation System | LS | 1 |  | Included | 0 | 0 | 18 | 0
69 | 7000015625 | 910 | Foundation Bolts - Supply | 1000012366 | 73082011 |  | 18 | Confirmed | Fabrication, galvanising and supply of 28mm dia foundation boltsincluding nuts, checknuts, washers and packplates. | EA | 304 |  | Included | 0 | 0 | 18 | 0
70 | 7000015625 | 920 | Foundation Bolts - Supply | 1000012368 | 73082011 |  | 18 | Confirmed | Fabrication, galvanising and supply of 40mm dia foundation boltsincluding nuts, checknuts, washers and packplates. | EA | 32 |  | Included | 0 | 0 | 18 | 0
71 | 7000015625 | 930 | Foundation Bolts - Supply | 1000012369 | 73082011 |  | 18 | Confirmed | Fabrication, galvanising and supply of 56mm dia foundation boltsincluding nuts, checknuts, washers and packplates | EA | 32 |  | Included | 0 | 0 | 18 | 0
G | 500MVA, 400/220kV ICT at Hiriyur | [13 empty] | 0 | 0 | 0
1 | 7000014957 | 10 | 400kV POWER TRANSFORMER | 1000004798 | 85042340 |  | 18 | Confirmed | 500MVA, 400KV/220/33 KV, 3-phase Autotransformer excluding insulatingoil | EA | 1 |  | Included | 0 | 0 | 18 | 0
2 | 7000014957 | 20 | 400kV POWER TRANSFORMER | 1000013986 | 85049010 |  | 18 | Confirmed | Insulating Oil for 500MVA, 400KV/220/33 KV, 3-phase Autotransformer | SET | 1 |  | Included | 0 | 0 | 18 | 0
3 | 7000014957 | 30 | 400kV POWER TRANSFORMER | 1000028349 | 85049010 |  | 18 | Confirmed | DIGITAL RTCC PANEL | SET | 1 |  | Included | 0 | 0 | 18 | 0
4 | 7000014957 | 170 | SPARES FOR 400kV POWER TRANSFORMER | 1000028090 | 85049010 |  | 18 | Confirmed | Spare-400kV T/F | LS | 1 |  | Included | 0 | 0 | 18 | 0
H | 500MVA, 400/220kV ICT at Kochi SS | [13 empty] | 0 | 0 | 0
1 | 7000014957 | 190 | 400kV POWER TRANSFORMER | 1000004798 | 85042340 |  | 18 | Confirmed | 500MVA, 400KV/220/33 KV, 3-phase Autotransformer excluding insulatingoil | EA | 1 |  | Included | 0 | 0 | 18 | 0
2 | 7000014957 | 200 | 400kV POWER TRANSFORMER | 1000013986 | 85049010 |  | 18 | Confirmed | Insulating Oil for 500MVA, 400KV/220/33 KV, 3-phase Autotransformer | SET | 1 |  | Included | 0 | 0 | 18 | 0
3 | 7000014957 | 210 | 400kV POWER TRANSFORMER | 1000028349 | 85049010 |  | 18 | Confirmed | DIGITAL RTCC PANEL | SET | 1 |  | Included | 0 | 0 | 18 | 0
4 | 7000014957 | 220 | SPARES FOR 400kV POWER TRANSFORMER | 1000028090 | 85049010 |  | 18 | Confirmed | Spare-400kV T/F | LS | 1 |  | Included | 0 | 0 | 18 | 0
| Total | [11 empty] | 0 | 0
[15 empty] | 0 | 0 | 0
0
0
[7 empty] | Total Ex-works Price including Type Test charges | [5 empty] | 0
[7 empty] | Total GST Tax as confirmed by Bidder | [5 empty] | 0
Note : | Specify amount of GST on the transaction between the Contractor and the Employer.
* | In case the bidder leaves the cell for confirmation of the HSN code and/or GST rate “blank”, the HSN code and corresponding GST rate indicated by the Employer shall be deemed to be the one confirmed by the Bidder.
Date : | --
Place : | [10 empty] | Printed Name :
Designation :
Click for Sch-2

## Sch-1 dis (hidden)
Spec. No.: 5002001872/TRANSFORMER/DOM/A03-CC CS-4 | [5 empty] | Schedule - 1 |  |  |  | Direct Total | 0 | Sole Bidder | `
[10 empty] | BO Total | #REF! | 0
Transformer Package TR34 for a) Supply of 1X 500MVA, 420/220/33kV Auto transformer at Bhadla pooling S/S including associated bays, b) Supply of 1X 500MVA, 420/220/33kV Auto transformer at Shujalpur S/s including associated bays, c) Extension of 220kV Shajhanpur S/S, d) Implementation of 1X 80 MVAR , 765kV Spare Reactor at Bhadla S/S, e) Supply of 1X 500MVA, 420/220/33kV Auto transformer at Kohchi S/S, f) Supply of 1X 500MVA, 420/220/33kV Auto transformer at Hiriyur S/S associated with New ISTS Schemes to be developed under RTM mode
(SCHEDULE OF RATES AND PRICES : EX-WORKS PRICES)
Bidder’s Name and Address (Sole Bidder) : |  |  |  | To:
Contract Services
Name : |  |  |  | Power Grid Corporation of India Ltd.,
Address : |  |  |  | "Saudamini", Plot No.-2
Sector-29,
Gurgaon (Haryana) - 122001
Plant and Equipment (including Mandatory Spares Parts) to be supplied, including Type Test Charges for Tests to be conducted. | [10 empty] | Direct
[6 empty] | All Prices are in Indian Rupees. |  |  |  |  | Bought-Out
SI. No. | Item Description | Unit | Qty. | Unit Ex-works price | Total Ex-works price | Mode of Transaction (Direct / Bought-out)
1 | 2 | 3 | 4 | 5 | 6 = 4 x 5 | 7
#REF! | #REF!
#REF! | #REF!
#REF! | #REF!
#REF! | #REF! | #REF! | #REF! | #REF! | #REF! | #REF!
#REF! | #REF! | #REF! | #REF! | #REF! | #REF! | #REF!
#REF! | #REF!
#REF! | #REF! | #REF! | #REF! | #REF! | #REF! | #REF!
#REF! | #REF! | #REF! | #REF! | #REF! | #REF! | #REF!
#REF! | #REF!
#REF! | #REF! | #REF! | #REF! | #REF! | #REF! | #REF!
#REF! | #REF! | #REF! | #REF! | #REF! | #REF! | #REF!
#REF! | #REF!
#REF! | #REF!
#REF! | #REF! | #REF! | #REF! | #REF! | #REF! | #REF!
#REF! | #REF! | #REF! | #REF! | #REF! | #REF! | #REF!
#REF! | #REF!
#REF! | #REF! | #REF! | #REF! | #REF! | #REF! | #REF!
#REF! | #REF! | #REF! | #REF! | #REF! | #REF! | #REF!
#REF! | #REF! | #REF! | #REF! | #REF! | #REF! | #REF!
#REF! | #REF! | #REF! | #REF! | #REF! | #REF! | #REF!
#REF! | #REF! | #REF! | #REF! | #REF! | #REF! | #REF!
#REF! | #REF! | #REF! | #REF! | #REF! | #REF! | #REF!
#REF! | #REF!
#REF! | #REF! | #REF! | #REF! | #REF! | #REF! | #REF!
#REF! | #REF!
#REF! | #REF! | #REF! | #REF! | #REF! | #REF! | #REF!
#REF! | #REF! | #REF! | #REF! | #REF! | #REF! | #REF!
#REF! | #REF! | #REF! | #REF! | #REF! | #REF! | #REF!
#REF! | #REF! | #REF! | #REF! | #REF! | #REF! | #REF!
#REF! | #REF!
#REF! | #REF! | #REF! | #REF! | #REF! | #REF! | #REF!
#REF! | #REF! | #REF! | #REF! | #REF! | #REF! | #REF!
#REF! | #REF! | #REF! | #REF! | #REF! | #REF! | #REF!
#REF! | #REF!
#REF! | #REF! | #REF! | #REF! | #REF! | #REF! | #REF!
#REF! | #REF! | #REF! | #REF! | #REF! | #REF! | #REF!
#REF! | #REF! | #REF! | #REF! | #REF! | #REF! | #REF!
#REF! | #REF! | #REF! | #REF! | #REF! | #REF! | #REF!
#REF! | #REF! | #REF! | #REF! | #REF! | #REF! | #REF!
#REF! | #REF!
| #REF! | #REF! | #REF! | #REF! | #REF! | #REF!
#REF!
| #REF! | #REF! | #REF! | #REF! | #REF! | #REF!
| #REF! | #REF! | #REF! | #REF! | #REF! | #REF!
| Total Ex-Works Price Direct |  |  |  | 0 | Direct
| Total Ex-Works Price Bought Out |  |  |  | 0
| Total Ex-Works Price |  |  |  | 0
| Total Type Test charges as per Schedule-7 |  |  |  | #REF! |  |  | #REF! |  | #REF!
| Total Ex-works Price including Type Test charges |  |  |  | #REF! |  |  | #REF! |  | #REF!
[7 empty] | Discount Sch-1 | #REF! | MPD Sch-1 | #REF!
[7 empty] | Dis Alert | #REF!
Note : | Specify amount of Excise Duty, Sales Tax/'VAT and other taxes payable on the transaction between the Contractor and the Employer and octroi/entry tax as applicable for destination site/state on all items of supply including bought-out finished items (to be identified in the Contract), which shall be dispatched directly from the sub-vendor’s works to the Employer’s site (sale-in-transit), separately in Schedule-5. Excise Duty, Sales tax and other levies for all the bought-out items are to be included in the EXW Price (Col. No. 5) only and not to be indicated in Schedule-5.
Date : | --
Place : |  |  | Printed Name :
Designation :
Click for Sch-2

## Sch-2
Spec. No.: 5002001872/TRANSFORMER/DOM/A03-CC CS-4 | [8 empty] | Schedule - 2
Transformer Package TR34 for a) Supply of 1X 500MVA, 420/220/33kV Auto transformer at Bhadla pooling S/S including associated bays, b) Supply of 1X 500MVA, 420/220/33kV Auto transformer at Shujalpur S/s including associated bays, c) Extension of 220kV Shajhanpur S/S, d) Implementation of 1X 80 MVAR , 765kV Spare Reactor at Bhadla S/S, e) Supply of 1X 500MVA, 420/220/33kV Auto transformer at Kohchi S/S, f) Supply of 1X 500MVA, 420/220/33kV Auto transformer at Hiriyur S/S associated with New ISTS Schemes to be developed under RTM mode
(SCHEDULE OF RATES AND PRICES)
Bidder’s Name and Address (Sole Bidder) : | [7 empty] | To:
Contracts Services, 3rd Floor
Name : | [7 empty] | Power Grid Corporation of India Ltd.,
Address : | [7 empty] | "Saudamini", Plot No.-2
Sector-29,
Gurgaon (Haryana) - 122001
LOCAL TRANSPORTATION, IN-TRANSIT INSURANCE, LOADING AND UNLOADING
All Prices are in Indian Rupees.
SI. No. | PR No | PR Line Item No | Activity Description | Material Code | Description | Unit | Quantity | Unit Freight, In-transit Insurance, loading & unloading Charges | Total Freight, In-transit Insurance, loading & unloading Charges
1 | 2 | 3 | 4 | 5 | 4 | 5 | 6 | 7 | 8= 6 x 7
A | BAYS WORKS AT SHAHJAHANPUR S/S
1 | 7000014955 | 10 | 220 KV EQUIPMENTS | 1000001671 | 245kV, 1600A, 40KA Circuit Breaker(3-Phase) with support structure | EA | 1 |  | Included
2 | 7000014955 | 20 | 220 KV EQUIPMENTS | 1000001681 | 245 kV, 1600A, 40KA, 1-Phase CurrentTransformer with 120% extended currentrating | EA | 3 |  | Included
3 | 7000014955 | 30 | 220 KV EQUIPMENTS | 1000001772 | 245 kV, 4400pf Capacitive Voltage Transformer (1- Phase) | EA | 3 |  | Included
4 | 7000014955 | 40 | 220 KV EQUIPMENTS | 1000001673 | 245kV, 1600A, 40 KA, 3-phase DoubleBreak Isolator with one E/S | EA | 1 |  | Included
5 | 7000014955 | 50 | 220 KV EQUIPMENTS | 1000001674 | 245kV, 1600A, 40 KA, 3-phase DoubleBreak Isolator with two E/S | EA | 1 |  | Included
6 | 7000014955 | 60 | 220 KV EQUIPMENTS | 1000001794 | 245kV, 1600A, 40 KA, 3-phase DoubleBreak Tandem Isolator without E/S | EA | 2 |  | Included
7 | 7000014955 | 70 | 220 KV EQUIPMENTS | 1000001695 | 245 kV, 1 phase Bus Post Insulator (except for Line Traps) | EA | 14 |  | Included
8 | 7000014955 | 80 | 220 KV EQUIPMENTS | 1000020381 | 216kV, 20 kA ,ZnO (Gapless) type Surge Arrester (1-phase) | EA | 3 |  | Included
9 | 7000014955 | 90 | CRP & SAS | 1000001330 | 220kV Line Protection Panel (with Automation) | EA | 1 |  | Included
10 | 7000014955 | 100 | CRP & SAS | 1000001170 | 220kV Circuit Breaker Relay Panel with Auto Reclose (with Automation) | EA | 1 |  | Included
11 | 7000014955 | 110 | CRP & SAS | 1000006842 | Augmentation of existing 220kV bus bar protection scheme | SET | 1 |  | Included
12 | 7000014955 | 120 | CRP & SAS | 1000025391 | Relay Test kit | EA | 1 |  | Included
13 | 7000014955 | 130 | CRP & SAS | 1000001333 | Augmentation of Substation automation System for 220kV bay as perTechnical Specification | EA | 1 |  | Included
14 | 7000014955 | 140 | ERECTION HARDWARE | 1000011261 | Erection Hardware for 220kV layout (Double Main and TransferScheme)-Line Bay as per technical specification | SET | 1 |  | Included
15 | 7000014955 | 150 | ERECTION HARDWARE | 1000055974 | 220KV SUSPENSION INSULATOR STRING AND ASSOCIATED HARDWARE FITTINGSWITH DROP CLAMP SUITABLE FOR SINGLR CONDUCTOR | EA | 3 |  | Included
16 | 7000014955 | 160 | ERECTION HARDWARE | 1000055982 | 220KV TENSION INSULATOR STRING AND ASSOCIATED HARDWARE FITTINGS WITHTURN BUCKLE SUITABLE FOR SINGLE CONDUCTOR | EA | 3 |  | Included
17 | 7000014955 | 170 | STRUCTURES | 1000020187 | Fabrication, galvanising and supply of Standard Pipe Structure - 220kV CT including nuts, bolts, all type of washers, packplates, stepbolts and gusset plates excluding foundation bolts | EA | 3 |  | Included
18 | 7000014955 | 180 | STRUCTURES | 1000020188 | Fabrication, galvanising and supply of Standard Pipe Structure - 220kV CVT including nuts, bolts, all type of washers, packplates, stepbolts and gusset plates excluding foundation bolts | EA | 3 |  | Included
19 | 7000014955 | 190 | STRUCTURES | 1000020189 | Fabrication, galvanising and supply of Standard Pipe Structure - 220kV ISOLATOR including nuts, bolts, all type of washers, packplates,step bolts and gusset plates excluding foundation bolts | EA | 4 |  | Included
20 | 7000014955 | 200 | STRUCTURES | 1000020190 | Fabrication, galvanising and supply of Standard Pipe Structure - 220kV SA including nuts, bolts, all type of washers, packplates, stepbolts and gusset plates excluding foundation bolts | EA | 3 |  | Included
21 | 7000014955 | 210 | STRUCTURES | 1000017562 | Standard Pipe Structure for 220kV BPI (excluding wave trap) | EA | 11 |  | Included
22 | 7000014955 | 220 | STRUCTURES | 1000017565 | Fabrication, galvanising and supply of Std Pipe Structure - 220 kV highBPI including nuts, bolts, all type of washers, packplates, step boltsand gusset plates excluding foundation bolts | EA | 3 |  | Included
23 | 7000014955 | 230 | ILLUMINATION | 1000020262 | Sub Lighting panel (outdoor) type SLP (Switchyard and Street Lighting) | EA | 1 |  | Included
24 | 7000014955 | 240 | ILLUMINATION | 1000038325 | LIGHTING FIXTURE LED LUMINAIRES TYPE FL2 AS PER TECH. SPECIFICATIONS | EA | 6 |  | Included
25 | 7000014955 | 250 | POWER & CONTROL CABLES | 1000000443 | 1.1kV grade Power Cables (PVCinsulated)along withlugs,glands,straight joints &accessories,etc. | LS | 1 |  | Included
26 | 7000014955 | 260 | POWER & CONTROL CABLES | 1000000442 | 1.1kV grade Control Cables (PVCinsulated) along withlugs,glands,straight joints &accessories,etc. | LS | 1 |  | Included
27 | 7000014955 | 270 | SPARES | 1000025933 | Spare-245kV CT | SET | 1 |  | Included
28 | 7000014955 | 280 | SPARES | 1000025934 | Spare-245kV CVT | SET | 1 |  | Included
29 | 7000014955 | 290 | SPARES | 1000025936 | Spare-245kV Isolator | SET | 1 |  | Included
30 | 7000014955 | 300 | SPARES | 1000025930 | Spare-216kV Surge Arrester | SET | 1 |  | Included
31 | 7000014955 | 310 | SPARES | 1000025935 | Spare-245kV Circuit Breaker | SET | 1 |  | Included
32 | 7000014955 | 320 | SPARES | 1000025949 | Spare-C & R Panel | SET | 1 |  | Included
33 | 7000014955 | 330 | SPARES | 1000019927 | Spares-Substation Automation System | LS | 1 |  | Included
34 | 7000014955 | 410 | Foundation Bolts | 1000012366 | Fabrication, galvanising and supply of 28mm dia foundation boltsincluding nuts, checknuts, washers and packplates. | EA | 188 |  | Included
B | 1x80MVAR,765kV Spare Reactor @ Bhadla-II
1 | 7000014956 | 30 | Foundation Bolts | 1000012366 | Fabrication, galvanising and supply of 28mm dia foundation boltsincluding nuts, checknuts, washers and packplates. | EA | 60 |  | Included
2 | 7000014956 | 40 | 800kV 50kA AIS EQUIPMENT | 1000029259 | 765kV, 3150A, 50kA Circuit Breaker(1-Phase) without closing resistor(Excluding support structure) withoutcontrol switching device | EA | 1 |  | Included
3 | 7000014956 | 50 | 800kV 50kA AIS EQUIPMENT | 1000020421 | 624kV Surge Arrester (1-Phase) | EA | 1 |  | Included
4 | 7000014956 | 60 | 800kV 50kA AIS EQUIPMENT | 1000005791 | 765 kV, 1 phase Bus Post Insulator (except for Line Traps) | EA | 3 |  | Included
5 | 7000014956 | 70 | 145kV, 31.5kV AIS EQUIPMENT | 1000000956 | 145kV, 1 phase Bus Post Insulators | EA | 2 |  | Included
6 | 7000014956 | 80 | Erection Hardware for 765 kV S/Y | 1000011356 | Erection Hardware for 765kV I type layout-Line Reactors including NGRbypass arrangement as per technical specification | SET | 1 |  | Included
7 | 7000014956 | 90 | SAS-AUG | 1000005538 | Augmentation of Substation automation System for 765kV Switchable LineReactor Bay as per Technical Specification | EA | 1 |  | Included
8 | 7000014956 | 100 | POWER & CONTROL CABLE | 1000000443 | 1.1kV grade Power Cables (PVCinsulated)along withlugs,glands,straight joints &accessories,etc. | LS | 1 |  | Included
9 | 7000014956 | 110 | POWER & CONTROL CABLE | 1000000442 | 1.1kV grade Control Cables (PVCinsulated) along withlugs,glands,straight joints &accessories,etc. | LS | 1 |  | Included
10 | 7000014956 | 120 | FIRE FIGHTING SYSTEM | 1000055459 | HVW SPRAY SYSTEM, HYDRANT SYSTEM AND COMPLETE U/G & O/G PIPING ANDACCESSORIES ETC. OUT SIDE THE PUMP HOUSE FOR 765/Ã‚Ë†Å 3 KV SINGLE PHASEREACTOR | SET | 1 |  | Included
11 | 7000014956 | 130 | ILLUMINATION SYSTEM | 1000038385 | FIRE WALL MOUNTED LED LUMINARIE TYPE FL-2 (250W) | EA | 4 |  | Included
12 | 7000014956 | 140 | 765 kV Equipment support structures | 1000020174 | Fabrication, galvanising and supply ofStd 765 kV Support Structure for1-Phase BPI including nuts, bolts, alltype of washers, packplates, step boltsand gusset plates excluding foundationbolts | EA | 3 |  | Included
13 | 7000014956 | 150 | 765 kV Equipment support structures | 1000020178 | Fabrication, galvanising and supply ofStd 765 kV Support Structure for1-Phase LA including nuts, bolts, alltype of washers, packplates, step boltsand gusset plates excluding foundationbolts | EA | 1 |  | Included
14 | 7000014956 | 160 | 132kV Equipment support structures | 1000029035 | Fabrication, galvanising and supply of Std 132 kV Support Structure1Ph BPI including nuts, bolts, all type of washers, packplates, stepboltsand gusset plates excluding foundation bolts | EA | 2 |  | Included
C | 500MVA, 400/220kV ICT at Bhadla PS
1 | 7000014954 | 10 | 400kV POWER TRANSFORMER | 1000004798 | 500MVA, 400KV/220/33 KV, 3-phase Autotransformer excluding insulatingoil | EA | 1 |  | Included
2 | 7000014954 | 20 | 400kV POWER TRANSFORMER | 1000013986 | Insulating Oil for 500MVA, 400KV/220/33 KV, 3-phase Autotransformer | SET | 1 |  | Included
3 | 7000014954 | 30 | 400kV POWER TRANSFORMER | 1000028349 | DIGITAL RTCC PANEL | SET | 1 |  | Included
4 | 7000014954 | 40 | SPARES FOR 400kV POWER TRANSFORMER | 1000028090 | Spare-400kV T/F | LS | 1 |  | Included
D | Bay Works at Bhadla-PS
1 | 7000014954 | 60 | 220 KV GIS Equipments | 1000001571 | 245kV,1600A, 40kA,Single phase, SF6 Gas Insulated Bus Duct(GIB) outside GIS Hall alongwith associated support structure | M | 1800 |  | Included
2 | 7000014954 | 70 | 220 KV GIS Equipments | 1000032764 | 245KV, 1600A, 40KA SINGLE PHASE SF6 TO AIR BUSHING | SET | 6 |  | Included
3 | 7000014954 | 80 | 220 KV HGIS | 1000045815 | 245KV, 1600 A, DM TYPE SF6 MTS/HYBRID GIS ICT/LINEFEEDER BAYSWITCHGEAR ASSEMBLY AS PER SECTION-PROJECT, TECHNICAL SPECIFICATION | EA | 1 |  | Included
4 | 7000014954 | 90 | 420kV, 50kA AIS EQUIPMENT | 1000004489 | 420kV, 3150A, 50kA Circuit Breaker(3-Phase) without closing resistor | EA | 2 |  | Included
5 | 7000014954 | 100 | 420kV, 50kA AIS EQUIPMENT | 1000004461 | 420 kV, 3000A, 50KA, 1-Phase CurrentTransformer with 120% extended currentrating | EA | 6 |  | Included
6 | 7000014954 | 110 | 420kV, 50kA AIS EQUIPMENT | 1000004483 | 420kV, 3150A, 50KA, Isolator (3-phase)(Double Break) with one E/S | EA | 6 |  | Included
7 | 7000014954 | 120 | 420kV, 50kA AIS EQUIPMENT | 1000020419 | 336kV Surge Arrester (1-phase) | EA | 3 |  | Included
8 | 7000014954 | 130 | 420kV, 50kA AIS EQUIPMENT | 1000004401 | 420 kV, 1 phase Bus Post Insulator (except for Line Traps) | EA | 10 |  | Included
9 | 7000014954 | 140 | 245kV, 40kA AIS EQUIPMENT | 1000001695 | 245 kV, 1 phase Bus Post Insulator (except for Line Traps) | EA | 13 |  | Included
10 | 7000014954 | 150 | Erection Hardware for 420 kV I Type S/Y | 1000011326 | Erection Hardware for 400kV I type layout-Spare bay of half dia as pertechnical specification | SET | 1 |  | Included
11 | 7000014954 | 160 | Erection Hardware for 420 kV I Type S/Y | 1000011327 | Erection Hardware for 400kV I type layout-Transformer bay as pertechnical specification | SET | 1 |  | Included
12 | 7000014954 | 170 | 420kV Insulator and Hardware | 1000055984 | 400KV TENSION INSULATOR STRING AND ASSOCIATED HARDWARE FITTINGSWITHOUT TURN BUCKLE SUITABLE FOR QUAD CONDUCTOR | EA | 6 |  | Included
13 | 7000014954 | 180 | 420kV Insulator and Hardware | 1000055991 | 400KV TENSION INSULATOR STRING AND ASSOCIATED HARDWARE FITTINGSWITH TURN BUCKLE SUITABLE FOR QUAD CONDUCTOR | EA | 6 |  | Included
14 | 7000014954 | 190 | 420kV Insulator and Hardware | 1000055986 | 400KV SUSPENSION INSULATOR STRING AND ASSOCIATED HARDWARE FITTINGSWITH DROP CLAMP SUITABLE FOR QUAD CONDUCTOR | EA | 6 |  | Included
15 | 7000014954 | 200 | Erection H/W for 220 kV MTS/HGIS | 1000029216 | Erection Hardware for 220kV DM type layout-Transformer bay as pertechnical specification | SET | 1 |  | Included
16 | 7000014954 | 210 | Earthmat | 1000032055 | 40 MM MS ROD FOR MAIN EARTHMAT | KM | 1 |  | Included
17 | 7000014954 | 220 | CRP for 420kV Bays with SAS | 1000055446 | 400KV CIRCUIT BREAKER RELAY PANEL (WITH AUTOMATION) | EA | 2 |  | Included
18 | 7000014954 | 230 | CRP for 420kV Bays with SAS | 1000004274 | 400kV Transformer Protection Panel (For both HV & MV side)-(withAutomation) | EA | 1 |  | Included
19 | 7000014954 | 240 | CRP for 420kV Bays with SAS | 1000002146 | Augmentation of existing 400kV bus bar protection scheme.(No. of baysas per specification)-(with Automation) | SET | 1 |  | Included
20 | 7000014954 | 250 | CRP for 220kV Bays with SAS | 1000055443 | 220KV CIRCUIT BREAKER RELAY PANEL (WITH AUTOMATION) | EA | 1 |  | Included
21 | 7000014954 | 260 | CRP for 220kV Bays with SAS | 1000001167 | Augmentation of existing 220kV bus bar protection scheme.(No. of baysas per specification)-(with Automation) | SET | 1 |  | Included
22 | 7000014954 | 270 | SAS-AUG | 1000001333 | Augmentation of Substation automation System for 220kV bay as perTechnical Specification | EA | 1 |  | Included
23 | 7000014954 | 280 | SAS-AUG | 1000003411 | Augmentation of Substation automation System for 400kV Tie bay as perTechnical Specification | EA | 1 |  | Included
24 | 7000014954 | 290 | SAS-AUG | 1000003409 | Augmentation of Substation automation System for 400kV Main bay as perTechnical Specification | EA | 1 |  | Included
25 | 7000014954 | 300 | POWER & CONTROL CABLE | 1000000443 | 1.1kV grade Power Cables (PVCinsulated)along withlugs,glands,straight joints &accessories,etc. | LS | 1 |  | Included
26 | 7000014954 | 310 | POWER & CONTROL CABLE | 1000000442 | 1.1kV grade Control Cables (PVCinsulated) along withlugs,glands,straight joints &accessories,etc. | LS | 1 |  | Included
27 | 7000014954 | 320 | FIRE FIGHTING SYSTEM | 1000055456 | HVW SPRAY SYSTEM, HYDRANT SYSTEM AND COMPLETE U/G & O/G PIPING ANDACCESSORIES ETC. OUT SIDE THE PUMP HOUSE FOR 400KV, 3-PHASEAUTOTRANSFORMER | SET | 1 |  | Included
28 | 7000014954 | 330 | ILLUMINATION SYSTEM | 1000014547 | Lighting Panel type ACP-2 as per technical specification | EA | 1 |  | Included
29 | 7000014954 | 340 | ILLUMINATION SYSTEM | 1000038387 | LED FLOOD LIGHT LUMINARIESTYPE FL-1 (150W) AS PER TECHNICALSPECIFICATION | EA | 5 |  | Included
30 | 7000014954 | 350 | ILLUMINATION SYSTEM | 1000038325 | LIGHTING FIXTURE LED LUMINAIRES TYPE FL2 AS PER TECH. SPECIFICATIONS | EA | 5 |  | Included
31 | 7000014954 | 360 | ILLUMINATION SYSTEM | 1000038385 | FIRE WALL MOUNTED LED LUMINARIE TYPE FL-2 (250W) | EA | 4 |  | Included
32 | 7000014954 | 370 | 400kV Equipment support structures | 1000017567 | Standard Pipe Structure for 400kV BPI (excluding wave trap) | EA | 10 |  | Included
33 | 7000014954 | 380 | 400kV Equipment support structures | 1000020192 | Fabrication, galvanising and supply ofStandard Pipe Structure - 400 kV,1-Phase, CT including nuts, bolts, alltype of washers, packplates, step boltsand gusset plates excluding foundationbolts | EA | 6 |  | Included
34 | 7000014954 | 390 | 400kV Equipment support structures | 1000020194 | Fabrication, galvanising and supply ofStandard Pipe Structure - 400 kV,3-Phase, ISOLATOR including nuts,bolts, all type of washers, packplates,step bolts and gusset plates excludingfoundation bolts | EA | 6 |  | Included
35 | 7000014954 | 400 | 400kV Equipment support structures | 1000020195 | Fabrication, galvanising and supply ofStandard Pipe Structure - 400 kV,1-Phase, SA including nuts, bolts,all type of washers, packplates, stepbolts and gusset plates excludingfoundation bolts | EA | 3 |  | Included
36 | 7000014954 | 410 | 220kV Equipment support structures | 1000017562 | Standard Pipe Structure for 220kV BPI (excluding wave trap) | EA | 13 |  | Included
37 | 7000014954 | 580 | Spares for 420kVCB | 1000019918 | Spares for 420kV Circuit Breaker | LS | 1 |  | Included
38 | 7000014954 | 590 | Spares for 420kV Isolator | 1000019919 | Spares for 420kV Double break Isolator | LS | 1 |  | Included
39 | 7000014954 | 600 | Spares for 336kV SA | 1000024186 | SPARES FOR 336KV SURGE ARRESTER | LS | 1 |  | Included
40 | 7000014954 | 610 | SPARES FOR CRP | 1000019912 | Relay & protection Panels (with automation) | LS | 1 |  | Included
41 | 7000014954 | 620 | SPARES FOR SAS | 1000019927 | Spares-Substation Automation System | LS | 1 |  | Included
42 | 7000014954 | 630 | Spare for 220kV | 1000025930 | Spare-216kV Surge Arrester | SET | 1 |  | Included
43 | 7000014954 | 640 | Spare for 220kV | 1000046559 | SPARE - 220KV HYBRID GIS/MTS ASSEMBLY (AS PER TECHNICAL SPECIFICATION) | SET | 1 |  | Included
44 | 7000014954 | 650 | Spare for 220kV | 1000019912 | Relay & protection Panels (with automation) | LS | 1 |  | Included
45 | 7000014954 | 660 | Spare for 220kV | 1000019927 | Spares-Substation Automation System | LS | 1 |  | Included
46 | 7000014954 | 670 | Spare for 400kV CT | 1000004461 | 420 kV, 3000A, 50KA, 1-Phase CurrentTransformer with 120% extended currentrating | EA | 1 |  | Included
47 | 7000014954 | 700 | Foundation Bolts | 1000012366 | Fabrication, galvanising and supply of 28mm dia foundation boltsincluding nuts, checknuts, washers and packplates. | EA | 60 |  | Included
48 | 7000014954 | 710 | Foundation Bolts | 1000028770 | Fabrication, galvanising and supply of24mm dia foundation bolts includingnuts, checknuts, washers andpackplates. | EA | 8 |  | Included
E | 500MVA, 400/220kV ICT at Shujalpur SS
1 | 7000015625 | 10 | 400kV POWER TRANSFORMER | 1000004798 | 500MVA, 400KV/220/33 KV, 3-phase Autotransformer excluding insulatingoil | EA | 1 |  | Included
2 | 7000015625 | 20 | 400kV POWER TRANSFORMER | 1000013986 | Insulating Oil for 500MVA, 400KV/220/33 KV, 3-phase Autotransformer | SET | 1 |  | Included
3 | 7000015625 | 30 | 400kV POWER TRANSFORMER | 1000028349 | DIGITAL RTCC PANEL | SET | 1 |  | Included
4 | 7000015625 | 40 | SPARES FOR 400kV POWER TRANSFORMER | 1000028090 | Spare-400kV T/F | LS | 1 |  | Included
F | Bay Works at Shujalpur SS
1 | 7000015625 | 60 | 420kV, 40kA AIS EQUIPMENT | 1000004474 | 420kV, 3150A, 40kA Circuit Breaker(3-Phase) without closing resistor(with support structure) | EA | 1 |  | Included
2 | 7000015625 | 70 | 420kV, 40kA AIS EQUIPMENT | 1000004459 | 420 kV, 3000A, 40KA, 1-Phase CurrentTransformer with 120% extended currentrating | EA | 3 |  | Included
3 | 7000015625 | 80 | 420kV, 40kA AIS EQUIPMENT | 1000004468 | 420kV, 3150A, 40KA, Isolator (3-phase)(Double Break) with one E/S | EA | 2 |  | Included
4 | 7000015625 | 90 | 420kV, 40kA AIS EQUIPMENT | 1000020419 | 336kV Surge Arrester (1-phase) | EA | 3 |  | Included
5 | 7000015625 | 100 | 420kV, 40kA AIS EQUIPMENT | 1000004401 | 420 kV, 1 phase Bus Post Insulator (except for Line Traps) | EA | 3 |  | Included
6 | 7000015625 | 110 | 245kV, 40kA AIS EQUIPMENT | 1000001671 | 245kV, 1600A, 40KA Circuit Breaker(3-Phase) with support structure | EA | 1 |  | Included
7 | 7000015625 | 120 | 245kV, 40kA AIS EQUIPMENT | 1000001673 | 245kV, 1600A, 40 KA, 3-phase DoubleBreak Isolator with one E/S | EA | 1 |  | Included
8 | 7000015625 | 130 | 245kV, 40kA AIS EQUIPMENT | 1000001674 | 245kV, 1600A, 40 KA, 3-phase DoubleBreak Isolator with two E/S | EA | 1 |  | Included
9 | 7000015625 | 140 | 245kV, 40kA AIS EQUIPMENT | 1000001794 | 245kV, 1600A, 40 KA, 3-phase DoubleBreak Tandem Isolator without E/S | EA | 2 |  | Included
10 | 7000015625 | 150 | 245kV, 40kA AIS EQUIPMENT | 1000001681 | 245 kV, 1600A, 40KA, 1-Phase CurrentTransformer with 120% extended currentrating | EA | 3 |  | Included
11 | 7000015625 | 160 | 245kV, 40kA AIS EQUIPMENT | 1000020417 | 216kV Surge Arrester (1-phase) | EA | 3 |  | Included
12 | 7000015625 | 170 | 245kV, 40kA AIS EQUIPMENT | 1000001695 | 245 kV, 1 phase Bus Post Insulator (except for Line Traps) | EA | 13 |  | Included
13 | 7000015625 | 180 | Erection Hardware for 420 kV I Type S/Y | 1000011320 | Erection Hardware for 400kV I type layout-Any feeder Extn. on existinghalf dia. as per technical specification | SET | 1 |  | Included
14 | 7000015625 | 190 | 420kV Insulator and Hardware | 1000055987 | 400KV SUSPENSION INSULATOR STRING AND ASSOCIATED HARDWARE FITTINGSWITH DROP CLAMP SUITABLE FOR TWIN CONDUCTOR | EA | 3 |  | Included
15 | 7000015625 | 200 | Erection Hardware for 220 kV DMT Type S | 1000011256 | Erection Hardware for 220kV layout (Double Main and TransferScheme)-Bus work (two Bay) as per technical specification | SET | 1 |  | Included
16 | 7000015625 | 210 | Erection Hardware for 220 kV DMT Type S | 1000011264 | Erection Hardware for 220kV layout (Double Main and TransferScheme)-Transformer Bay as per technical specification | SET | 1 |  | Included
17 | 7000015625 | 220 | 220kV Insulator and Hardware | 1000055983 | 220KV TENSION INSULATOR STRING AND ASSOCIATED HARDWARE FITTINGS WITHTURN BUCKLE SUITABLE FOR TWIN CONDUCTOR | EA | 6 |  | Included
18 | 7000015625 | 230 | 220kV Insulator and Hardware | 1000055981 | 220KV TENSION INSULATOR STRING AND ASSOCIATED HARDWARE FITTINGS WITHTURN BUCKLE SUITABLE FOR QUAD CONDUCTOR | EA | 9 |  | Included
19 | 7000015625 | 240 | 220kV Insulator and Hardware | 1000055980 | 220KV TENSION INSULATOR STRING AND ASSOCIATED HARDWARE FITTINGSWITHOUT TURN BUCKLE SUITABLE FOR TWIN CONDUCTOR | EA | 6 |  | Included
20 | 7000015625 | 250 | 220kV Insulator and Hardware | 1000055978 | 220KV TENSION INSULATOR STRING AND ASSOCIATED HARDWARE FITTINGSWITHOUT TURN BUCKLE SUITABLE FOR QUAD CONDUCTOR | EA | 9 |  | Included
21 | 7000015625 | 260 | 220kV Insulator and Hardware | 1000055977 | 220KV SUSPENSION INSULATOR STRING AND ASSOCIATED HARDWARE FITTINGSWITH THROUGH CLAMP SUITABLE FOR TWIN CONDUCTOR | EA | 3 |  | Included
22 | 7000015625 | 270 | 220kV Insulator and Hardware | 1000055975 | 220KV SUSPENSION INSULATOR STRING AND ASSOCIATED HARDWARE FITTINGSWITH DROP CLAMP SUITABLE FOR TWIN CONDUCTOR | EA | 3 |  | Included
23 | 7000015625 | 280 | Earthmat | 1000032055 | 40 MM MS ROD FOR MAIN EARTHMAT | KM | 1 |  | Included
24 | 7000015625 | 290 | CRP for 420kV Bays with SAS | 1000055446 | 400KV CIRCUIT BREAKER RELAY PANEL (WITH AUTOMATION) | EA | 1 |  | Included
25 | 7000015625 | 300 | CRP for 420kV Bays with SAS | 1000004274 | 400kV Transformer Protection Panel (For both HV & MV side)-(withAutomation) | EA | 1 |  | Included
26 | 7000015625 | 310 | CRP for 420kV Bays with SAS | 1000002146 | Augmentation of existing 400kV bus bar protection scheme.(No. of baysas per specification)-(with Automation) | SET | 1 |  | Included
27 | 7000015625 | 320 | CRP for 220kV Bays with SAS | 1000055443 | 220KV CIRCUIT BREAKER RELAY PANEL (WITH AUTOMATION) | EA | 1 |  | Included
28 | 7000015625 | 330 | CRP for 220kV Bays with SAS | 1000001167 | Augmentation of existing 220kV bus bar protection scheme.(No. of baysas per specification)-(with Automation) | SET | 1 |  | Included
29 | 7000015625 | 340 | SAS-AUG | 1000003409 | Augmentation of Substation automation System for 400kV Main bay as perTechnical Specification | EA | 1 |  | Included
30 | 7000015625 | 350 | SAS-AUG | 1000001333 | Augmentation of Substation automation System for 220kV bay as perTechnical Specification | EA | 1 |  | Included
31 | 7000015625 | 360 | VMS | 1000025861 | Visual Monitoring System for Watch & Ward | SET | 1 |  | Included
32 | 7000015625 | 370 | POWER & CONTROL CABLE | 1000000443 | 1.1kV grade Power Cables (PVCinsulated)along withlugs,glands,straight joints &accessories,etc. | LS | 1 |  | Included
33 | 7000015625 | 380 | POWER & CONTROL CABLE | 1000000442 | 1.1kV grade Control Cables (PVCinsulated) along withlugs,glands,straight joints &accessories,etc. | LS | 1 |  | Included
34 | 7000015625 | 390 | AIR CONDITIONING & VENTILATION SYSTEM | 1000006284 | Air conditioning system for Switchyard Panel Room of 6m length | SET | 1 |  | Included
35 | 7000015625 | 400 | FIRE FIGHTING SYSTEM | 1000055456 | HVW SPRAY SYSTEM, HYDRANT SYSTEM AND COMPLETE U/G & O/G PIPING ANDACCESSORIES ETC. OUT SIDE THE PUMP HOUSE FOR 400KV, 3-PHASEAUTOTRANSFORMER | SET | 1 |  | Included
36 | 7000015625 | 410 | FIRE FIGHTING SYSTEM | 1000012018 | Fire Detection and Alarm System for Switchyard Panel Room of 6 mlength | SET | 1 |  | Included
37 | 7000015625 | 420 | FIRE FIGHTING SYSTEM | 1000012022 | 4.5 kg CO2 type Portable Fire extinguisher | EA | 1 |  | Included
38 | 7000015625 | 430 | ILLUMINATION SYSTEM | 1000014547 | Lighting Panel type ACP-2 as per technical specification | EA | 1 |  | Included
39 | 7000015625 | 440 | ILLUMINATION SYSTEM | 1000038387 | LED FLOOD LIGHT LUMINARIESTYPE FL-1 (150W) AS PER TECHNICALSPECIFICATION | EA | 10 |  | Included
40 | 7000015625 | 450 | ILLUMINATION SYSTEM | 1000038325 | LIGHTING FIXTURE LED LUMINAIRES TYPE FL2 AS PER TECH. SPECIFICATIONS | EA | 10 |  | Included
41 | 7000015625 | 460 | ILLUMINATION SYSTEM | 1000038385 | FIRE WALL MOUNTED LED LUMINARIE TYPE FL-2 (250W) | EA | 4 |  | Included
42 | 7000015625 | 470 | ILLUMINATION SYSTEM | 1000013795 | Illumination System for switchyard panel room of 6 m length | LS | 1 |  | Included
43 | 7000015625 | 480 | 400kV Equipment support structures | 1000020195 | Fabrication, galvanising and supply ofStandard Pipe Structure - 400 kV,1-Phase, SA including nuts, bolts,all type of washers, packplates, stepbolts and gusset plates excludingfoundation bolts | EA | 3 |  | Included
44 | 7000015625 | 490 | 400kV Equipment support structures | 1000020194 | Fabrication, galvanising and supply ofStandard Pipe Structure - 400 kV,3-Phase, ISOLATOR including nuts,bolts, all type of washers, packplates,step bolts and gusset plates excludingfoundation bolts | EA | 2 |  | Included
45 | 7000015625 | 500 | 400kV Equipment support structures | 1000020192 | Fabrication, galvanising and supply ofStandard Pipe Structure - 400 kV,1-Phase, CT including nuts, bolts, alltype of washers, packplates, step boltsand gusset plates excluding foundationbolts | EA | 3 |  | Included
46 | 7000015625 | 510 | 400kV Equipment support structures | 1000017567 | Standard Pipe Structure for 400kV BPI (excluding wave trap) | EA | 3 |  | Included
47 | 7000015625 | 520 | 220 kV Towers | 1000020099 | Fabrication, galvanising and supply of Standard 220 kV Tower CCincluding nuts, bolts, all type of washers, packplates, step bolts andgusset plates excluding foundation bolts | EA | 1 |  | Included
48 | 7000015625 | 530 | 220 kV Towers | 1000020109 | Fabrication, galvanising and supply of Standard 220 kV Tower CTGincluding nuts, bolts, all type of washers, packplates, step bolts andgusset plates excluding foundation bolts | EA | 2 |  | Included
49 | 7000015625 | 540 | 220 kV Towers | 1000020110 | Fabrication, galvanising and supply of Standard 220 kV Tower CTHincluding nuts, bolts, all type of washers, packplates, step bolts andgusset plates excluding foundation bolts | EA | 2 |  | Included
50 | 7000015625 | 550 | 220 kV Towers | 1000020111 | Fabrication, galvanising and supply of Standard 220 kV Tower CTIincluding nuts, bolts, all type of washers, packplates, step bolts andgusset plates excluding foundation bolts | EA | 1 |  | Included
51 | 7000015625 | 560 | 220 kV Towers | 1000020112 | Fabrication, galvanising and supply of Standard 220 kV Tower CTJincluding nuts, bolts, all type of washers, packplates, step bolts andgusset plates excluding foundation bolts | EA | 1 |  | Included
52 | 7000015625 | 570 | 220 kV Towers | 1000020086 | Fabrication, galvanising and supply of Standard 220 kV Gantry B1including nuts, bolts, all type of washers, packplates, step bolts andgusset plates excluding foundation bolts | EA | 2 |  | Included
53 | 7000015625 | 580 | 220 kV Towers | 1000020088 | Fabrication, galvanising and supply of Standard 220 kV Gantry BG1including nuts, bolts, all type of washers, packplates, step bolts andgusset plates excluding foundation bolts | EA | 4 |  | Included
54 | 7000015625 | 590 | 220kV Equipment support structures | 1000017565 | Fabrication, galvanising and supply of Std Pipe Structure - 220 kV highBPI including nuts, bolts, all type of washers, packplates, step boltsand gusset plates excluding foundation bolts | EA | 3 |  | Included
55 | 7000015625 | 600 | 220kV Equipment support structures | 1000017562 | Standard Pipe Structure for 220kV BPI (excluding wave trap) | EA | 10 |  | Included
56 | 7000015625 | 610 | 220kV Equipment support structures | 1000020187 | Fabrication, galvanising and supply of Standard Pipe Structure - 220kV CT including nuts, bolts, all type of washers, packplates, stepbolts and gusset plates excluding foundation bolts | EA | 3 |  | Included
57 | 7000015625 | 620 | 220kV Equipment support structures | 1000020189 | Fabrication, galvanising and supply of Standard Pipe Structure - 220kV ISOLATOR including nuts, bolts, all type of washers, packplates,step bolts and gusset plates excluding foundation bolts | EA | 4 |  | Included
58 | 7000015625 | 630 | 220kV Equipment support structures | 1000020190 | Fabrication, galvanising and supply of Standard Pipe Structure - 220kV SA including nuts, bolts, all type of washers, packplates, stepbolts and gusset plates excluding foundation bolts | EA | 3 |  | Included
59 | 7000015625 | 820 | Spares - 420kVCB | 1000019918 | Spares for 420kV Circuit Breaker | LS | 1 |  | Included
60 | 7000015625 | 830 | Spares - 420kV ISO | 1000019919 | Spares for 420kV Double break Isolator | LS | 1 |  | Included
61 | 7000015625 | 840 | Spare-400kVCT | 1000004459 | 420 kV, 3000A, 40KA, 1-Phase CurrentTransformer with 120% extended currentrating | EA | 1 |  | Included
62 | 7000015625 | 850 | Spares - 336kV SA | 1000024186 | SPARES FOR 336KV SURGE ARRESTER | LS | 1 |  | Included
63 | 7000014720 | 10 | Spares - 245kV CB | 1000025935 | Spare-245kV Circuit Breaker | SET | 1 |  | Included
64 | 7000015625 | 860 | Spares - 245kV ISO | 1000025936 | Spare-245kV Isolator | SET | 1 |  | Included
65 | 7000015625 | 870 | Spares - 245kV CT | 1000001681 | 245 kV, 1600A, 40KA, 1-Phase CurrentTransformer with 120% extended currentrating | EA | 1 |  | Included
66 | 7000015625 | 880 | Spares - 216kV SA | 1000025930 | Spare-216kV Surge Arrester | SET | 1 |  | Included
67 | 7000015625 | 890 | Spares - CRP | 1000019912 | Relay & protection Panels (with automation) | LS | 1 |  | Included
68 | 7000015625 | 900 | Spares - SAS | 1000019927 | Spares-Substation Automation System | LS | 1 |  | Included
69 | 7000015625 | 910 | Foundation Bolts - Supply | 1000012366 | Fabrication, galvanising and supply of 28mm dia foundation boltsincluding nuts, checknuts, washers and packplates. | EA | 304 |  | Included
70 | 7000015625 | 920 | Foundation Bolts - Supply | 1000012368 | Fabrication, galvanising and supply of 40mm dia foundation boltsincluding nuts, checknuts, washers and packplates. | EA | 32 |  | Included
71 | 7000015625 | 930 | Foundation Bolts - Supply | 1000012369 | Fabrication, galvanising and supply of 56mm dia foundation boltsincluding nuts, checknuts, washers and packplates | EA | 32 |  | Included
G | 500MVA, 400/220kV ICT at Hiriyur
1 | 7000014957 | 10 | 400kV POWER TRANSFORMER | 1000004798 | 500MVA, 400KV/220/33 KV, 3-phase Autotransformer excluding insulatingoil | EA | 1 |  | Included
2 | 7000014957 | 20 | 400kV POWER TRANSFORMER | 1000013986 | Insulating Oil for 500MVA, 400KV/220/33 KV, 3-phase Autotransformer | SET | 1 |  | Included
3 | 7000014957 | 30 | 400kV POWER TRANSFORMER | 1000028349 | DIGITAL RTCC PANEL | SET | 1 |  | Included
4 | 7000014957 | 170 | SPARES FOR 400kV POWER TRANSFORMER | 1000028090 | Spare-400kV T/F | LS | 1 |  | Included
H | 500MVA, 400/220kV ICT at Kochi SS
1 | 7000014957 | 190 | 400kV POWER TRANSFORMER | 1000004798 | 500MVA, 400KV/220/33 KV, 3-phase Autotransformer excluding insulatingoil | EA | 1 |  | Included
2 | 7000014957 | 200 | 400kV POWER TRANSFORMER | 1000013986 | Insulating Oil for 500MVA, 400KV/220/33 KV, 3-phase Autotransformer | SET | 1 |  | Included
3 | 7000014957 | 210 | 400kV POWER TRANSFORMER | 1000028349 | DIGITAL RTCC PANEL | SET | 1 |  | Included
4 | 7000014957 | 220 | SPARES FOR 400kV POWER TRANSFORMER | 1000028090 | Spare-400kV T/F | LS | 1 |  | Included
| Total | [7 empty] | 0
[5 empty] | Total F&I Price |  |  |  | 0
#
Bidders to note that the item description under various schedules are through unique material ID for respective items under SAP ERP System and therefore, identical item description appears in schedule-1(Ex-works) & schedule-2(F&I). However, the prices to be quoted in Price Schedule-2(F&I) shall be towards Local Transportation, Insurance and other Incidental Services only in line with clause ITB 11.4(b).
Date: | --
Place: | [6 empty] | Printed Name :
Designation :
Click for Sch-3

## Sch-2 Dis (hidden)
Spec. No.: 5002001872/TRANSFORMER/DOM/A03-CC CS-4 |  |  |  |  | Schedule - 2 Dis
Transformer Package TR34 for a) Supply of 1X 500MVA, 420/220/33kV Auto transformer at Bhadla pooling S/S including associated bays, b) Supply of 1X 500MVA, 420/220/33kV Auto transformer at Shujalpur S/s including associated bays, c) Extension of 220kV Shajhanpur S/S, d) Implementation of 1X 80 MVAR , 765kV Spare Reactor at Bhadla S/S, e) Supply of 1X 500MVA, 420/220/33kV Auto transformer at Kohchi S/S, f) Supply of 1X 500MVA, 420/220/33kV Auto transformer at Hiriyur S/S associated with New ISTS Schemes to be developed under RTM mode | [5 empty] | As per Lum-sum |  | 0
(SCHEDULE OF RATES AND PRICES : FREIGHT & INSURANCE CHARGES) | [5 empty] | AS per Percent |  | #REF!
[6 empty] | As per lum-sum on Sch-2 |  | 0%
Bidder’s Name and Address (Sole Bidder) : |  |  |  | To: |  | As per Percent on Sch-2 |  | #REF!
|  |  |  | Contracts Services, 3rd Floor |  | Total Discount |  | #REF!
Name : |  |  |  | Power Grid Corporation of India Ltd.,
Address : |  |  |  | "Saudamini", Plot No.-2
|  |  |  | Sector-29, |  | Multipackage Discount |  | 0%
Gurgaon (Haryana) - 122001
[5 empty] | All Prices are in Indian Rupees. |  | Amount after Discount (Rs.) |  | Dis Alert | Amount after MPD (Rs.)
SI. No. | Description | Unit | Quantity | Unit Freight & Insurance Charges | Total Freight & Insurance Charges |  | Unit Freight & Insurance Charges | Total Freight & Insurance Charges |  | Unit Freight & Insurance Charges | Total Freight & Insurance Charges
1 | 2 | 3 | 4 | 5 | 6 = 4 x 5 |  | 5 | 6 = 4 x 5 |  | 5 | 6 = 4 x 5
#REF! | #REF!
#REF! | #REF! | #REF! | #REF! | #REF! | #REF!
#REF! | #REF! | #REF! | #REF! | #REF! | #REF!
#REF! | #REF!
#REF! | #REF! | #REF! | #REF! | #REF! | #REF!
#REF! | #REF! | #REF! | #REF! | #REF! | #REF!
#REF! | #REF!
#REF! | #REF! | #REF! | #REF! | #REF! | #REF!
#REF! | #REF! | #REF! | #REF! | #REF! | #REF!
#REF! | #REF! | #REF! | #REF! | #REF! | #REF!
#REF! | #REF! | #REF! | #REF! | #REF! | #REF!
#REF! | #REF! | #REF! | #REF! | #REF! | #REF!
#REF! | #REF! | #REF! | #REF! | #REF! | #REF!
#REF! | #REF!
#REF! | #REF! | #REF! | #REF! | #REF! | #REF!
#REF! | #REF!
#REF! | #REF! | #REF! | #REF! | #REF! | #REF!
#REF! | #REF! | #REF! | #REF! | #REF! | #REF!
#REF! | #REF! | #REF! | #REF! | #REF! | #REF!
#REF! | #REF! | #REF! | #REF! | #REF! | #REF!
#REF! | #REF!
#REF! | #REF! | #REF! | #REF! | #REF! | #REF!
#REF! | #REF! | #REF! | #REF! | #REF! | #REF!
#REF! | #REF! | #REF! | #REF! | #REF! | #REF!
#REF! | #REF! | #REF! | #REF! | #REF! | #REF!
#REF! | #REF! | #REF! | #REF! | #REF! | #REF!
#REF! | #REF! | #REF! | #REF! | #REF! | #REF!
#REF! | #REF! | #REF! | #REF! | #REF! | #REF!
#REF! | #REF! | #REF! | #REF! | #REF! | #REF!
#REF! | #REF!
| #REF! | #REF! | #REF! | #REF! | #REF!
#REF! | #REF! | #REF! | #REF! | #REF! | #REF!
#REF! | #REF! | #REF! | #REF! | #REF! | #REF!
| Total F&I Price |  |  |  | #REF!
Date : | --
Place : |  |  | Printed Name :
Designation :
Click for Sch-3

## Sch-3
Spec. No.: 5002001872/TRANSFORMER/DOM/A03-CC CS-4 | [14 empty] | Schedule - 3
Transformer Package TR34 for a) Supply of 1X 500MVA, 420/220/33kV Auto transformer at Bhadla pooling S/S including associated bays, b) Supply of 1X 500MVA, 420/220/33kV Auto transformer at Shujalpur S/s including associated bays, c) Extension of 220kV Shajhanpur S/S, d) Implementation of 1X 80 MVAR , 765kV Spare Reactor at Bhadla S/S, e) Supply of 1X 500MVA, 420/220/33kV Auto transformer at Kohchi S/S, f) Supply of 1X 500MVA, 420/220/33kV Auto transformer at Hiriyur S/S associated with New ISTS Schemes to be developed under RTM mode | [19 empty] | As per Lum-sum |  | 0%
(SCHEDULE OF RATES AND PRICES ) | [19 empty] | AS per Percent |  | #REF!
[20 empty] | As per lum-sum on Sch-3 |  | 0%
Bidder’s Name and Address (Sole Bidder) : | [11 empty] | To: | [7 empty] | As per Percent on Sch-3 |  | #REF!
[12 empty] | Contracts Services, 3rd Floor | [7 empty] | Total Discount |  | #REF!
Name : | [11 empty] | Power Grid Corporation of India Ltd.,
Address : | [11 empty] | "Saudamini", Plot No.-2
[12 empty] | Sector-29, | [7 empty] | Multipackage lum-sum |  | 0%
Gurgaon (Haryana) - 122001
| INSTALLATION CHARGES | [19 empty] | Amount after Discount (Rs.) |  | Dis Alert | Amount after MPD (Rs.)
All Prices are in Indian Rupees.
SI. No. | PR No | PR Line Item No | Activity Header | PR Activity No | Activity Description | Service Code | SAC (Service Accounting Codes) | Whether SAC in column '8’ is confirmed. If not indicate applicable the SAC * | Rate of GST applicable ( in %) | Whether rate of GST in column ‘4’ is confirmed. If not indicate applicable rate of GST * | Description | Unit | Quantity | Unit Charges | Total Charges | Total GST as confirmed by Bidder |  |  |  |  | Unit Erection Charges | Total Erection Charges |  | Unit Erection Charges | Total Erection Charges
1 | 2 | 3 | 4 | 5 | 6 | 7 | 8 | 9 | 10 | 11 | 12 | 13 | 14 | 15 | 16 = 14 x 15 | 17 |  |  |  |  | 5 | 6 = 4 x 5 |  | 5 | 6 = 4 x 5
A | BAYS WORKS AT SHAHJAHANPUR S/S | [15 empty] | Revaluation of J column | Tax Calculation
1 | 7000014955 | 340 | 100 | 10 | INST 220KV EQUIPMENTS | 100000435 | 998736 |  | 18% | Confirmed | 245kV, 1600A, 40KA Circuit Breaker(3-Phase) with support structure | EA | 1 |  | Included | 0 | 0 | 0.18 | 0
2 | 7000014955 | 340 | 100 | 20 | INST 220KV EQUIPMENTS | 100000443 | 998736 |  | 18% | Confirmed | 245 kV, 1600A, 40KA, 1-Phase CurrentTransformer with 120% extended currentrating | EA | 3 |  | Included | 0 | 0 | 0.18 | 0
2 | 7000014955 | 340 | 100 | 30 | INST 220KV EQUIPMENTS | 100000448 | 998736 |  | 18% | Confirmed | 245 kV, 4400pf Capacitive Voltage Transformer (1- Phase) | EA | 3 |  | Included | 0 | 0 | 0.18 | 0
3 | 7000014955 | 340 | 100 | 40 | INST 220KV EQUIPMENTS | 100000461 | 998736 |  | 18% | Confirmed | 245kV, 1600A, 40 KA, 3-phase DoubleBreak Isolator with one E/S | EA | 1 |  | Included | 0 | 0 | 0.18 | 0
3 | 7000014955 | 340 | 100 | 50 | INST 220KV EQUIPMENTS | 100000462 | 998736 |  | 18% | Confirmed | 245kV, 1600A, 40 KA, 3-phase DoubleBreak Isolator with two E/S | EA | 1 |  | Included | 0 | 0 | 0.18 | 0
4 | 7000014955 | 340 | 100 | 60 | INST 220KV EQUIPMENTS | 100000464 | 998736 |  | 18% | Confirmed | 245kV, 1600A, 40 KA, 3-phase DoubleBreak Tandem Isolator without E/S | EA | 2 |  | Included | 0 | 0 | 0.18 | 0
4 | 7000014955 | 340 | 100 | 70 | INST 220KV EQUIPMENTS | 100001907 | 998736 |  | 18% | Confirmed | 245 kV,1 phase Bus Post Insulator (except for Line Traps) | EA | 14 |  | Included | 0 | 0 | 0.18 | 0
5 | 7000014955 | 340 | 100 | 80 | INST 220KV EQUIPMENTS | 100000484 | 998736 |  | 18% | Confirmed | 216kV Surge Arrester (1-phase) | EA | 3 |  | Included | 0 | 0 | 0.18 | 0
5 | 7000014955 | 350 | 110 | 10 | INST CRP & SAS | 100000738 | 998736 |  | 18% | Confirmed | 220kV Line Protection Panel (with Automation) | EA | 1 |  | Included | 0 | 0 | 0.18 | 0
6 | 7000014955 | 350 | 110 | 20 | INST CRP & SAS | 100000736 | 998736 |  | 18% | Confirmed | 220kV Circuit Breaker Relay Panel with Auto Reclose (with Automation) | EA | 1 |  | Included | 0 | 0 | 0.18 | 0
6 | 7000014955 | 350 | 110 | 30 | INST CRP & SAS | 100000808 | 998736 |  | 18% | Confirmed | Augmentation of existing 220kV bus bar protection scheme | SET | 1 |  | Included | 0 | 0 | 0.18 | 0
7 | 7000014955 | 350 | 110 | 40 | INST CRP & SAS | 100002070 | 998736 |  | 18% | Confirmed | Augmentation of Substation automation System for 220kV bay as per Technical Specification | EA | 1 |  | Included | 0 | 0 | 0.18 | 0
7 | 7000014955 | 360 | 130 | 10 | INST ERECTION HARDWARE | 100000485 | 998731 |  | 18% | Confirmed | Erection Hardware for 220kV layout (Double Main and Transfer Scheme as per SLD)-Line Bay as per specification | SET | 1 |  | Included | 0 | 0 | 0.18 | 0
8 | 7000014955 | 360 | 130 | 20 | INST ERECTION HARDWARE | 100017125 | 998731 |  | 18% | Confirmed | 220KV SUSPENSION INSULATOR STRING AND ASSOCIATED HARDWARE FITTINGS WITH DROP CLAMP SUITABLE FOR SINGLR CONDUCTOR | EA | 3 |  | Included | 0 | 0 | 0.18 | 0
8 | 7000014955 | 360 | 130 | 30 | INST ERECTION HARDWARE | 100017119 | 998731 |  | 18% | Confirmed | 220KV TENSION INSULATOR STRING AND ASSOCIATED HARDWARE FITTINGS WITH TURN BUCKLE SUITABLE FOR SINGLE CONDUCTOR | EA | 3 |  | Included | 0 | 0 | 0.18 | 0
9 | 7000014955 | 370 | 140 | 10 | INST STRUCTURES | 100001220 | 995455 |  | 18% | Confirmed | Erection of Pipe Structure - 220 kV 1-Phase CT including nuts, bolts, all type of washers, packplates, step bolts and gusset platesexcluding foundation bolts | EA | 3 |  | Included | 0 | 0 | 0.18 | 0
9 | 7000014955 | 370 | 140 | 20 | INST STRUCTURES | 100001221 | 995455 |  | 18% | Confirmed | Erection of Pipe Structure - 220 kV 1-Phase CVT including nuts, bolts, all type of washers, packplates, step bolts and gusset platesexcluding foundation bolts | EA | 3 |  | Included | 0 | 0 | 0.18 | 0
10 | 7000014955 | 370 | 140 | 30 | INST STRUCTURES | 100001222 | 995455 |  | 18% | Confirmed | Erection of Pipe Structure - 220 kV 3-Phase ISOLATOR including nuts, bolts, all type of washers, packplates, step bolts and gussetplates excluding foundation bolts | EA | 4 |  | Included | 0 | 0 | 0.18 | 0
10 | 7000014955 | 370 | 140 | 40 | INST STRUCTURES | 100001224 | 995455 |  | 18% | Confirmed | Erection of Pipe Structure - 220 kV 1-Phase SA including nuts, bolts, all type of washers, packplates, step bolts and gusset platesexcluding foundation bolts | EA | 3 |  | Included | 0 | 0 | 0.18 | 0
11 | 7000014955 | 370 | 140 | 50 | INST STRUCTURES | 100001225 | 995455 |  | 18% | Confirmed | Erection of Pipe Structure - 220 kV 1-Phase BPI including nuts, bolts, all type of washers, packplates, step bolts and gusset platesexcluding foundation bolts | EA | 11 |  | Included | 0 | 0 | 0.18 | 0
11 | 7000014955 | 370 | 140 | 60 | INST STRUCTURES | 100001226 | 995455 |  | 18% | Confirmed | Erection of Pipe Structure - 220 kV 1-Phase High BPI including nuts, bolts, all type of washers, packplates, step bolts and gussetplates excluding foundation bolts | EA | 3 |  | Included | 0 | 0 | 0.18 | 0
12 | 7000014955 | 380 | 170 | 10 | INST POWER & CONTROL CABLES | 100002181 | 998736 |  | 18% | Confirmed | 1.1kV grade Power Cables (PVCinsulated)along withlugs,glands,straight joints &accessories,etc. | LS | 1 |  | Included | 0 | 0 | 0.18 | 0
12 | 7000014955 | 380 | 170 | 20 | INST POWER & CONTROL CABLES | 100002182 | 998736 |  | 18% | Confirmed | 1.1kV grade Control Cables (PVCinsulated) along withlugs,glands,straight joints &accessories,etc. | LS | 1 |  | Included | 0 | 0 | 0.18 | 0
13 | 7000014955 | 390 | 180 | 10 | CIVIL WORKS | 100004518 | 995433 |  | 18% | Confirmed | Excavation in all kind of soil including rock for all leads and lifts, backfilling, disposal of surplus earth within a lead up to2Km as per technical specification. The surplus earth shall be roughly graded . | M3 | 350 |  | Included | 0 | 0 | 0.18 | 0
13 | 7000014955 | 390 | 180 | 20 | CIVIL WORKS | 100001325 | 995454 |  | 18% | Confirmed | Providing and laying of Plain Cement Concrete (PCC) (1:4:8) | M3 | 14 |  | Included | 0 | 0 | 0.18 | 0
14 | 7000014955 | 390 | 180 | 30 | CIVIL WORKS | 100001754 | 995454 |  | 18% | Confirmed | Providing and laying of Reinforced Cement Concrete 1:1.5:3 including pre cast, shuttering, Grouting of pockets & underpinning butexcluding steel reinforcement | M3 | 66 |  | Included | 0 | 0 | 0.18 | 0
14 | 7000014955 | 390 | 180 | 40 | CIVIL WORKS | 100001328 | 995454 |  | 18% | Confirmed | Providing and laying Plain Cement Concrete 1:5:10 (1 cement : 5 sand : 10 brick aggregate) | M3 | 230 |  | Included | 0 | 0 | 0.18 | 0
15 | 7000014955 | 390 | 180 | 50 | CIVIL WORKS | 100001329 | 995454 |  | 18% | Confirmed | Steel Reinforcement | MT | 5 |  | Included | 0 | 0 | 0.18 | 0
15 | 7000014955 | 390 | 180 | 60 | CIVIL WORKS | 100001331 | 995455 |  | 18% | Confirmed | Misc. Structural steel including rails, embedments, edge protection angles, gratings etc. but excluding the reinforcement steel andsteel for lattice and pipe structures. | MT | 1 |  | Included | 0 | 0 | 0.18 | 0
16 | 7000014955 | 390 | 180 | 70 | CIVIL WORKS | 100001714 | 995428 |  | 18% | Confirmed | Stone spreading in switchyard excluding PCC | M2 | 1500 |  | Included | 0 | 0 | 0.18 | 0
16 | 7000014955 | 390 | 180 | 80 | CIVIL WORKS | 100001713 | 995424 |  | 18% | Confirmed | Antiweed treatment | M2 | 3000 |  | Included | 0 | 0 | 0.18 | 0
17 | 7000014955 | 390 | 180 | 90 | CIVIL WORKS | 100001712 | 995428 |  | 18% | Confirmed | Removing,cleaning and washing of existing stones and respreading of stones in switchyard excluding PCC | M2 | 1500 |  | Included | 0 | 0 | 0.18 | 0
17 | 7000014955 | 400 | 190 | 10 | Foundation Bolts | 100001674 | 995455 |  | 18% | Confirmed | Erection of 28mm dia foundation bolts including nuts, checknuts, washers and packplates. | EA | 188 |  | Included | 0 | 0 | 0.18 | 0
18 | 7000014955 | 420 | 240 | 10 | INST ILLUMINATION | 100001024 | 998731 |  | 18% | Confirmed | Sub Lighting panel (outdoor) type SLP (Switchyard and Street Lighting) | EA | 1 |  | Included | 0 | 0 | 0.18 | 0
18 | 7000014955 | 420 | 240 | 20 | INST ILLUMINATION | 100004926 | 998731 |  | 18% | Confirmed | Lighting Fixture LED Luminaires type FL2 as per tech. specifications | EA | 6 |  | Included | 0 | 0 | 0.18 | 0
B | 500MVA, 400/220kV ICT at Bhadla PS | [15 empty] | 0 | 0 | 0
1 | 7000014954 | 50 | 1030 | 10 | 400kV POWER TRANSFORMER | 100000015 | 998736 |  | 18% | Confirmed | 500MVA, 400KV/220/33 KV, 3-phase Autotransformer excluding insulating oil | EA | 1 |  | Included | 0 | 0 | 0.18 | 0
2 | 7000014954 | 50 | 1030 | 20 | 400kV POWER TRANSFORMER | 100001910 | 998736 |  | 18% | Confirmed | Insulating Oil for 500MVA, 400KV/220/33 KV, 3-phase Autotransformer | SET | 1 |  | Included | 0 | 0 | 0.18 | 0
3 | 7000014954 | 50 | 1030 | 30 | 400kV POWER TRANSFORMER | 100002238 | 998736 |  | 18% | Confirmed | Digital RTCC Panel consist of digital RTCC relays as per technical specification | SET | 1 |  | Included | 0 | 0 | 0.18 | 0
C | Bay Works at Bhadla-PS | [15 empty] | 0 | 0 | 0
1 | 7000014954 | 420 | 1260 | 10 | 220kV, 40kA GIS Equipment | 100000428 | 998736 |  | 18% | Confirmed | 220KV, 1600 Amps, Single phase GIS bus duct | M | 1800 |  | Included | 0 | 0 | 0.18 | 0
2 | 7000014954 | 420 | 1260 | 20 | 220kV, 40kA GIS Equipment | 100003589 | 998736 |  | 18% | Confirmed | 245kV, 1600A, 40kA Single phase SF6 to Air Bushing | SET | 6 |  | Included | 0 | 0 | 0.18 | 0
3 | 7000014954 | 430 | 1261 | 10 | 220kV HGIS/MTS | 100007282 | 998736 |  | 18% | Confirmed | 245kV, 1600 A, DM Type SF6 MTS/HYBRID GIS ICT/LINEfeeder baySwitchgear Assembly as per Section-Project, Technical specification . | EA | 1 |  | Included | 0 | 0 | 0.18 | 0
4 | 7000014954 | 440 | 1320 | 10 | 420kV, 50kA AIS EQUIPMENT | 100001898 | 998736 |  | 18% | Confirmed | 420kV, 3150A, 50kA Circuit Breaker(3-Phase) without closing resistor(withsupport structure) | EA | 2 |  | Included | 0 | 0 | 0.18 | 0
5 | 7000014954 | 440 | 1320 | 20 | 420kV, 50kA AIS EQUIPMENT | 100000270 | 998736 |  | 18% | Confirmed | 420 kV, 3000A, 50KA, 1-Phase CurrentTransformer with 120% extended currentrating | EA | 6 |  | Included | 0 | 0 | 0.18 | 0
6 | 7000014954 | 440 | 1320 | 30 | 420kV, 50kA AIS EQUIPMENT | 100000307 | 998736 |  | 18% | Confirmed | 420kV, 3150A, 50KA, Isolator (3-phase)(Double Break) with one E/S | EA | 6 |  | Included | 0 | 0 | 0.18 | 0
7 | 7000014954 | 440 | 1320 | 40 | 420kV, 50kA AIS EQUIPMENT | 100000328 | 998736 |  | 18% | Confirmed | 336kV Surge Arrester (1-phase) | EA | 3 |  | Included | 0 | 0 | 0.18 | 0
8 | 7000014954 | 440 | 1320 | 50 | 420kV, 50kA AIS EQUIPMENT | 100005443 | 998734 |  | 18% | Confirmed | 420KV, 1-PHASE BUS POST INSULATORS | EA | 10 |  | Included | 0 | 0 | 0.18 | 0
9 | 7000014954 | 450 | 1350 | 10 | 245kV, 40kA AIS EQUIPMENT | 100001907 | 998736 |  | 18% | Confirmed | 245 kV,1 phase Bus Post Insulator (except for Line Traps) | EA | 13 |  | Included | 0 | 0 | 0.18 | 0
10 | 7000014954 | 460 | 1410 | 10 | Erection Hardware for 420 kV I Type S/Y | 100000335 | 998731 |  | 18% | Confirmed | Erection Hardware for 400kV I type layout-Spare bay of half dia as per specification | SET | 1 |  | Included | 0 | 0 | 0.18 | 0
11 | 7000014954 | 460 | 1410 | 20 | Erection Hardware for 420 kV I Type S/Y | 100000330 | 998731 |  | 18% | Confirmed | Erection Hardware for 400kV I type layout-Transformer bay as per specification | SET | 1 |  | Included | 0 | 0 | 0.18 | 0
12 | 7000014954 | 470 | 1421 | 10 | 420kV Insulator and Hardware | 100017127 | 998731 |  | 18% | Confirmed | 400KV TENSION INSULATOR STRING AND ASSOCIATED HARDWARE FITTINGS WITHOUT TURN BUCKLE SUITABLE FOR QUAD CONDUCTOR | EA | 6 |  | Included | 0 | 0 | 0.18 | 0
13 | 7000014954 | 470 | 1421 | 20 | 420kV Insulator and Hardware | 100017126 | 998731 |  | 18% | Confirmed | 400KV TENSION INSULATOR STRING AND ASSOCIATED HARDWARE FITTINGS WITH TURN BUCKLE SUITABLE FOR QUAD CONDUCTOR | EA | 6 |  | Included | 0 | 0 | 0.18 | 0
14 | 7000014954 | 470 | 1421 | 30 | 420kV Insulator and Hardware | 100017133 | 998731 |  | 18% | Confirmed | 400KV SUSPENSION INSULATOR STRING AND ASSOCIATED HARDWARE FITTINGS WITH DROP CLAMP SUITABLE FOR QUAD CONDUCTOR | EA | 6 |  | Included | 0 | 0 | 0.18 | 0
15 | 7000014954 | 480 | 1432 | 10 | Erection H/W for 220 kV MTS/HGIS | 100002306 | 998731 |  | 18% | Confirmed | Erection Hardware for 220kV DM type layout-Transformer bay as per technical specification | SET | 1 |  | Included | 0 | 0 | 0.18 | 0
16 | 7000014954 | 490 | 1451 | 10 | Earthmat | 100003103 | 998731 |  | 18% | Confirmed | 40 mm MS rod for Main Earthmat | KM | 1 |  | Included | 0 | 0 | 0.18 | 0
17 | 7000014954 | 500 | 1470 | 10 | CRP for 420kV Bays with SAS | 100016779 | 998736 |  | 18% | Confirmed | 400kV Circuit Breaker Relay Panel (with Automation) | EA | 2 |  | Included | 0 | 0 | 0.18 | 0
18 | 7000014954 | 500 | 1470 | 20 | CRP for 420kV Bays with SAS | 100000731 | 998736 |  | 18% | Confirmed | 400kV Transformer Protection Panel (For both HV & MV side)-(with Automation) | EA | 1 |  | Included | 0 | 0 | 0.18 | 0
19 | 7000014954 | 500 | 1470 | 30 | CRP for 420kV Bays with SAS | 100000735 | 998736 |  | 18% | Confirmed | Augmentation of existing 400kV bus bar protection scheme.(No. of bays as per specification)-(with Automation) | SET | 1 |  | Included | 0 | 0 | 0.18 | 0
20 | 7000014954 | 510 | 1490 | 10 | CRP for 220kV Bays with SAS | 100016778 | 998736 |  | 18% | Confirmed | 220kV Circuit Breaker Relay Panel (with Automation) | EA | 1 |  | Included | 0 | 0 | 0.18 | 0
21 | 7000014954 | 510 | 1490 | 20 | CRP for 220kV Bays with SAS | 100000743 | 998736 |  | 18% | Confirmed | Augmentation of existing 220kV bus bar protection scheme.(No. of bays as per specification)-(with Automation) | SET | 1 |  | Included | 0 | 0 | 0.18 | 0
22 | 7000014954 | 520 | 1513 | 10 | SAS-AUG | 100002070 | 998736 |  | 18% | Confirmed | Augmentation of Substation automation System for 220kV bay as per Technical Specification | EA | 1 |  | Included | 0 | 0 | 0.18 | 0
23 | 7000014954 | 520 | 1513 | 20 | SAS-AUG | 100002075 | 998736 |  | 18% | Confirmed | Augmentation of Substation automation System for 400kV Tie bay as per Technical Specification | EA | 1 |  | Included | 0 | 0 | 0.18 | 0
24 | 7000014954 | 520 | 1513 | 30 | SAS-AUG | 100002069 | 998736 |  | 18% | Confirmed | Augmentation of Substation automation System for 400kV Main bay as per Technical Specification | EA | 1 |  | Included | 0 | 0 | 0.18 | 0
25 | 7000014954 | 530 | 1590 | 10 | POWER & CONTROL CABLE | 100002181 | 998736 |  | 18% | Confirmed | 1.1kV grade Power Cables (PVCinsulated)along withlugs,glands,straight joints &accessories,etc. | LS | 1 |  | Included | 0 | 0 | 0.18 | 0
26 | 7000014954 | 530 | 1590 | 20 | POWER & CONTROL CABLE | 100002182 | 998736 |  | 18% | Confirmed | 1.1kV grade Control Cables (PVCinsulated) along withlugs,glands,straight joints &accessories,etc. | LS | 1 |  | Included | 0 | 0 | 0.18 | 0
27 | 7000014954 | 540 | 1610 | 10 | FIRE FIGHTING SYSTEM | 100016783 | 998736 |  | 18% | Confirmed | HVW spray system, Hydrant system and complete U/G & O/G piping and accessories etc. out side the pump house for 400kV, 3-phaseAutotransformer | SET | 1 |  | Included | 0 | 0 | 0.18 | 0
28 | 7000014954 | 550 | 1620 | 10 | ILLUMINATION SYSTEM | 100001021 | 995461 |  | 18% | Confirmed | Lighting Panel type ACP-2 as per technical specification | EA | 1 |  | Included | 0 | 0 | 0.18 | 0
29 | 7000014954 | 550 | 1620 | 20 | ILLUMINATION SYSTEM | 100004852 | 998731 |  | 18% | Confirmed | Lighting Fixture LED Luminaires type FL-1 as per tech. specifications | EA | 5 |  | Included | 0 | 0 | 0.18 | 0
30 | 7000014954 | 550 | 1620 | 30 | ILLUMINATION SYSTEM | 100004926 | 998731 |  | 18% | Confirmed | Lighting Fixture LED Luminaires type FL2 as per tech. specifications | EA | 5 |  | Included | 0 | 0 | 0.18 | 0
31 | 7000014954 | 550 | 1620 | 40 | ILLUMINATION SYSTEM | 100004937 | 998731 |  | 18% | Confirmed | Fire Wall Mounted LED Luminarie Type FL-2 (250W) | EA | 4 |  | Included | 0 | 0 | 0.18 | 0
32 | 7000014954 | 560 | 1660 | 10 | 400kV Equipment support structures | 100001217 | 995455 |  | 18% | Confirmed | Erection of Pipe Structure - 400 kV, 1-Phase, BPI, (Excluding Wave Trap), including nuts, bolts, all type of washers,packplates, step bolts and gusset plates excluding foundation bolts | EA | 10 |  | Included | 0 | 0 | 0.18 | 0
33 | 7000014954 | 560 | 1660 | 20 | 400kV Equipment support structures | 100001212 | 995455 |  | 18% | Confirmed | Erection of Pipe Structure - 400 kV 1-Phase CT including nuts, bolts, all type of washers, packplates, step bolts and gusset platesexcluding foundation bolts | EA | 6 |  | Included | 0 | 0 | 0.18 | 0
34 | 7000014954 | 560 | 1660 | 30 | 400kV Equipment support structures | 100001214 | 995455 |  | 18% | Confirmed | Erection of Pipe Structure - 400 kV 3-Phase ISOLATOR including nuts, bolts, all type of washers, packplates, step bolts and gussetplates excluding foundation bolts | EA | 6 |  | Included | 0 | 0 | 0.18 | 0
35 | 7000014954 | 560 | 1660 | 40 | 400kV Equipment support structures | 100001216 | 995455 |  | 18% | Confirmed | Erection of Pipe Structure - 400 kV 1-Phase SA including nuts, bolts, all type of washers, packplates, step bolts and gusset platesexcluding foundation bolts | EA | 3 |  | Included | 0 | 0 | 0.18 | 0
36 | 7000014954 | 570 | 1680 | 10 | 220kV Equipment support structures | 100001225 | 995455 |  | 18% | Confirmed | Erection of Pipe Structure - 220 kV 1-Phase BPI including nuts, bolts, all type of washers, packplates, step bolts and gusset platesexcluding foundation bolts | EA | 13 |  | Included | 0 | 0 | 0.18 | 0
37 | 7000014954 | 680 | 10 | 10 | Civil works | 100004518 | 995433 |  | 18% | Confirmed | Excavation in all kind of soil including rock for all leads and lifts, backfilling, disposal of surplus earth within a lead up to2Km as per technical specification. The surplus earth shall be roughly graded . | M3 | 3332 |  | Included | 0 | 0 | 0.18 | 0
38 | 7000014954 | 680 | 10 | 20 | Civil works | 100001325 | 995454 |  | 18% | Confirmed | Providing and laying of Plain Cement Concrete (PCC) (1:4:8) | M3 | 144 |  | Included | 0 | 0 | 0.18 | 0
39 | 7000014954 | 680 | 10 | 130 | Civil works | 100001326 | 995454 |  | 18% | Confirmed | Providing and laying of Plain Cement Concrete (PCC) (1:2:4) | M3 | 16 |  | Included | 0 | 0 | 0.18 | 0
40 | 7000014954 | 680 | 10 | 140 | Civil works | 100001327 | 995454 |  | 18% | Confirmed | Providing and laying of Reinforced Cement Concrete M25 mix including pre cast, shuttering, Grouting of pockets & underpinning butexcluding steel reinforcement | M3 | 870 |  | Included | 0 | 0 | 0.18 | 0
41 | 7000014954 | 680 | 10 | 150 | Civil works | 100001328 | 995454 |  | 18% | Confirmed | Providing and laying Plain Cement Concrete 1:5:10 (1 cement : 5 sand : 10 brick aggregate) | M3 | 345 |  | Included | 0 | 0 | 0.18 | 0
42 | 7000014954 | 680 | 10 | 160 | Civil works | 100001329 | 995454 |  | 18% | Confirmed | Steel Reinforcement | MT | 61 |  | Included | 0 | 0 | 0.18 | 0
43 | 7000014954 | 680 | 10 | 170 | Civil works | 100001330 | 995428 |  | 18% | Confirmed | Stone filling (40 mm size) for transformer/Reactor foundation | M3 | 21 |  | Included | 0 | 0 | 0.18 | 0
44 | 7000014954 | 680 | 10 | 180 | Civil works | 100001331 | 995455 |  | 18% | Confirmed | Misc. Structural steel including rails, embedments, edge protection angles, gratings etc. but excluding the reinforcement steel andsteel for lattice and pipe structures. | MT | 36 |  | Included | 0 | 0 | 0.18 | 0
45 | 7000014954 | 680 | 10 | 190 | Civil works | 100001714 | 995428 |  | 18% | Confirmed | Stone spreading in switchyard excluding PCC | M2 | 3500 |  | Included | 0 | 0 | 0.18 | 0
46 | 7000014954 | 680 | 10 | 200 | Civil works | 100001713 | 995424 |  | 18% | Confirmed | Antiweed treatment | M2 | 4500 |  | Included | 0 | 0 | 0.18 | 0
47 | 7000014954 | 680 | 10 | 210 | Civil works | 100001712 | 995428 |  | 18% | Confirmed | Removing,cleaning and washing of existing stones and respreading of stones in switchyard excluding PCC | M2 | 1000 |  | Included | 0 | 0 | 0.18 | 0
48 | 7000014954 | 680 | 10 | 220 | Civil works | 100003114 | 995454 |  | 18% | Confirmed | External finishing / painting of fire wall (water proofing cement paint) (DSR 13.44.1) | M2 | 240 |  | Included | 0 | 0 | 0.18 | 0
49 | 7000014954 | 680 | 10 | 230 | Civil works | 100001457 | 995421 |  | 18% | Confirmed | Construction of rail cum road as per drawing including all item such as excavation,compactions, rolling watering, WBM etc. butexcluding concrete reinforcement and structural steel-Section having four rails for auto transformer. | M2 | 86 |  | Included | 0 | 0 | 0.18 | 0
50 | 7000014954 | 680 | 10 | 250 | Civil works | 100001735 | 995462 |  | 18% | Confirmed | RCC culverts and cable trench crossings including supplying and laying hume pipe 250mm dia of grade (NP-3) excluding concrete as perspecification. | M | 15 |  | Included | 0 | 0 | 0.18 | 0
51 | 7000014954 | 680 | 10 | 260 | Civil works | 100001736 | 995462 |  | 18% | Confirmed | RCC culverts and cable trench crossings including supplying and laying hume pipe 300mm dia of grade (NP-3) excluding concrete as perspecification. | M | 15 |  | Included | 0 | 0 | 0.18 | 0
52 | 7000014954 | 680 | 10 | 270 | Civil works | 100001737 | 995462 |  | 18% | Confirmed | RCC culverts and cable trench crossings including supplying and laying hume pipe 450mm dia of grade (NP-3) excluding concrete as perspecification. | M | 15 |  | Included | 0 | 0 | 0.18 | 0
53 | 7000014954 | 680 | 10 | 280 | Civil works | 100007701 | 995462 |  | 18% | Confirmed | Supplying and erecting dewatering pumps- 2 HP | EA | 2 |  | Included | 0 | 0 | 0.18 | 0
54 | 7000014954 | 680 | 10 | 290 | Civil works | 100001445 | 995429 |  | 18% | Confirmed | Dismantling of existing -concrete road | M2 | 375 |  | Included | 0 | 0 | 0.18 | 0
55 | 7000014954 | 690 | 20 | 10 | Foundation Bolts | 100001674 | 995455 |  | 18% | Confirmed | Erection of 28mm dia foundation bolts including nuts, checknuts, washers and packplates. | EA | 60 |  | Included | 0 | 0 | 0.18 | 0
56 | 7000014954 | 690 | 20 | 20 | Foundation Bolts | 100002255 | 995455 |  | 18% | Confirmed | Erection of 24mm dia foundation bolts including nuts, checknuts, washers and packplates | EA | 8 |  | Included | 0 | 0 | 0.18 | 0
D | 500MVA, 400/220kV ICT at Shujalpur SS | [15 empty] | 0 | 0 | 0
1 | 7000015625 | 50 | 1030 | 10 | 400kV POWER TRANSFORMER | 100000015 | 998736 |  | 18% | Confirmed | 500MVA, 400KV/220/33 KV, 3-phase Autotransformer excluding insulating oil | EA | 1 |  | Included | 0 | 0 | 0.18 | 0
2 | 7000015625 | 50 | 1030 | 20 | 400kV POWER TRANSFORMER | 100001910 | 998736 |  | 18% | Confirmed | Insulating Oil for 500MVA, 400KV/220/33 KV, 3-phase Autotransformer | SET | 1 |  | Included | 0 | 0 | 0.18 | 0
3 | 7000015625 | 50 | 1030 | 30 | 400kV POWER TRANSFORMER | 100002238 | 998736 |  | 18% | Confirmed | Digital RTCC Panel consist of digital RTCC relays as per technical specification | SET | 1 |  | Included | 0 | 0 | 0.18 | 0
E | Bay Works at Shujalpur SS | [15 empty] | 0 | 0 | 0
1 | 7000015625 | 640 | 1330 | 10 | 420kV, 40kA AIS EQUIPMENT | 100000263 | 998736 |  | 18% | Confirmed | 420kV, 3150A, 40kA Circuit Breaker(3-Phase) without closing resistor(with support structure) | EA | 1 |  | Included | 0 | 0 | 0.18 | 0
2 | 7000015625 | 640 | 1330 | 20 | 420kV, 40kA AIS EQUIPMENT | 100000271 | 998736 |  | 18% | Confirmed | 420 kV, 3000A, 40KA, 1-Phase CurrentTransformer with 120% extended currentrating | EA | 3 |  | Included | 0 | 0 | 0.18 | 0
3 | 7000015625 | 640 | 1330 | 30 | 420kV, 40kA AIS EQUIPMENT | 100000281 | 998736 |  | 18% | Confirmed | 420kV, 3150A, 40KA, Isolator (3-phase)(Double Break) with one E/S | EA | 2 |  | Included | 0 | 0 | 0.18 | 0
4 | 7000015625 | 640 | 1330 | 40 | 420kV, 40kA AIS EQUIPMENT | 100000328 | 998736 |  | 18% | Confirmed | 336kV Surge Arrester (1-phase) | EA | 3 |  | Included | 0 | 0 | 0.18 | 0
5 | 7000015625 | 640 | 1330 | 50 | 420kV, 40kA AIS EQUIPMENT | 100005443 | 998734 |  | 18% | Confirmed | 420KV, 1-PHASE BUS POST INSULATORS | EA | 3 |  | Included | 0 | 0 | 0.18 | 0
6 | 7000015625 | 650 | 1350 | 10 | 245kV, 40kA AIS EQUIPMENT | 100000435 | 998736 |  | 18% | Confirmed | 245kV, 1600A, 40KA Circuit Breaker(3-Phase) with support structure | EA | 1 |  | Included | 0 | 0 | 0.18 | 0
7 | 7000015625 | 650 | 1350 | 20 | 245kV, 40kA AIS EQUIPMENT | 100000461 | 998736 |  | 18% | Confirmed | 245kV, 1600A, 40 KA, 3-phase DoubleBreak Isolator with one E/S | EA | 1 |  | Included | 0 | 0 | 0.18 | 0
8 | 7000015625 | 650 | 1350 | 30 | 245kV, 40kA AIS EQUIPMENT | 100000462 | 998736 |  | 18% | Confirmed | 245kV, 1600A, 40 KA, 3-phase DoubleBreak Isolator with two E/S | EA | 1 |  | Included | 0 | 0 | 0.18 | 0
9 | 7000015625 | 650 | 1350 | 40 | 245kV, 40kA AIS EQUIPMENT | 100000464 | 998736 |  | 18% | Confirmed | 245kV, 1600A, 40 KA, 3-phase DoubleBreak Tandem Isolator without E/S | EA | 2 |  | Included | 0 | 0 | 0.18 | 0
10 | 7000015625 | 650 | 1350 | 50 | 245kV, 40kA AIS EQUIPMENT | 100000443 | 998736 |  | 18% | Confirmed | 245 kV, 1600A, 40KA, 1-Phase CurrentTransformer with 120% extended currentrating | EA | 3 |  | Included | 0 | 0 | 0.18 | 0
11 | 7000015625 | 650 | 1350 | 60 | 245kV, 40kA AIS EQUIPMENT | 100000484 | 998736 |  | 18% | Confirmed | 216kV Surge Arrester (1-phase) | EA | 3 |  | Included | 0 | 0 | 0.18 | 0
12 | 7000015625 | 650 | 1350 | 70 | 245kV, 40kA AIS EQUIPMENT | 100001907 | 998736 |  | 18% | Confirmed | 245 kV,1 phase Bus Post Insulator (except for Line Traps) | EA | 13 |  | Included | 0 | 0 | 0.18 | 0
13 | 7000015625 | 660 | 1410 | 10 | Erection Hardware for 420 kV I Type S/Y | 100000339 | 998731 |  | 18% | Confirmed | Erection Hardware for 400kV I type layout-Any feeder Extn. on existing half dia. as per specification | SET | 1 |  | Included | 0 | 0 | 0.18 | 0
14 | 7000015625 | 670 | 1421 | 10 | 420kV Insulator and Hardware | 100017131 | 998731 |  | 18% | Confirmed | 400KV SUSPENSION INSULATOR STRING AND ASSOCIATED HARDWARE FITTINGS WITH DROP CLAMP SUITABLE FOR TWIN CONDUCTOR | EA | 3 |  | Included | 0 | 0 | 0.18 | 0
15 | 7000015625 | 680 | 1430 | 10 | Erection Hardware for 220 kV DMT Type S | 100000486 | 998731 |  | 18% | Confirmed | Erection Hardware for 220kV layout (Double Main and Transfer Scheme as per SLD)-Transformer Bay as per specification | SET | 1 |  | Included | 0 | 0 | 0.18 | 0
16 | 7000015625 | 680 | 1430 | 20 | Erection Hardware for 220 kV DMT Type S | 100000490 | 998731 |  | 18% | Confirmed | Erection Hardware for 220kV layout (Double Main and Transfer Scheme as per SLD)-Bus work (two Bay) as per specification | SET | 1 |  | Included | 0 | 0 | 0.18 | 0
17 | 7000015625 | 690 | 1433 | 10 | 220kV Insulator and Hardware | 100017122 | 998731 |  | 18% | Confirmed | 220KV SUSPENSION INSULATOR STRING AND ASSOCIATED HARDWARE FITTINGS WITH DROP CLAMP SUITABLE FOR TWIN CONDUCTOR | EA | 3 |  | Included | 0 | 0 | 0.18 | 0
18 | 7000015625 | 690 | 1433 | 20 | 220kV Insulator and Hardware | 100017121 | 998731 |  | 18% | Confirmed | 220KV SUSPENSION INSULATOR STRING AND ASSOCIATED HARDWARE FITTINGS WITH THROUGH CLAMP SUITABLE FOR TWIN CONDUCTOR | EA | 3 |  | Included | 0 | 0 | 0.18 | 0
19 | 7000015625 | 690 | 1433 | 30 | 220kV Insulator and Hardware | 100017116 | 998731 |  | 18% | Confirmed | 220KV TENSION INSULATOR STRING AND ASSOCIATED HARDWARE FITTINGS WITHOUT TURN BUCKLE SUITABLE FOR QUAD CONDUCTOR | EA | 9 |  | Included | 0 | 0 | 0.18 | 0
20 | 7000015625 | 690 | 1433 | 40 | 220kV Insulator and Hardware | 100017118 | 998731 |  | 18% | Confirmed | 220KV TENSION INSULATOR STRING AND ASSOCIATED HARDWARE FITTINGS WITHOUT TURN BUCKLE SUITABLE FOR TWIN CONDUCTOR | EA | 6 |  | Included | 0 | 0 | 0.18 | 0
21 | 7000015625 | 690 | 1433 | 50 | 220kV Insulator and Hardware | 100017115 | 998731 |  | 18% | Confirmed | 220KV TENSION INSULATOR STRING AND ASSOCIATED HARDWARE FITTINGS WITH TURN BUCKLE SUITABLE FOR QUAD CONDUCTOR | EA | 9 |  | Included | 0 | 0 | 0.18 | 0
22 | 7000015625 | 690 | 1433 | 60 | 220kV Insulator and Hardware | 100017117 | 998731 |  | 18% | Confirmed | 220KV TENSION INSULATOR STRING AND ASSOCIATED HARDWARE FITTINGS WITH TURN BUCKLE SUITABLE FOR TWIN CONDUCTOR | EA | 6 |  | Included | 0 | 0 | 0.18 | 0
23 | 7000015625 | 700 | 1451 | 10 | Earthmat | 100003103 | 998731 |  | 18% | Confirmed | 40 mm MS rod for Main Earthmat | KM | 1 |  | Included | 0 | 0 | 0.18 | 0
24 | 7000015625 | 710 | 1470 | 10 | CRP for 420kV Bays with SAS | 100016779 | 998736 |  | 18% | Confirmed | 400kV Circuit Breaker Relay Panel (with Automation) | EA | 1 |  | Included | 0 | 0 | 0.18 | 0
25 | 7000015625 | 710 | 1470 | 20 | CRP for 420kV Bays with SAS | 100000731 | 998736 |  | 18% | Confirmed | 400kV Transformer Protection Panel (For both HV & MV side)-(with Automation) | EA | 1 |  | Included | 0 | 0 | 0.18 | 0
26 | 7000015625 | 710 | 1470 | 30 | CRP for 420kV Bays with SAS | 100000735 | 998736 |  | 18% | Confirmed | Augmentation of existing 400kV bus bar protection scheme.(No. of bays as per specification)-(with Automation) | SET | 1 |  | Included | 0 | 0 | 0.18 | 0
27 | 7000015625 | 720 | 1490 | 10 | CRP for 220kV Bays with SAS | 100016778 | 998736 |  | 18% | Confirmed | 220kV Circuit Breaker Relay Panel (with Automation) | EA | 1 |  | Included | 0 | 0 | 0.18 | 0
28 | 7000015625 | 720 | 1490 | 20 | CRP for 220kV Bays with SAS | 100000743 | 998736 |  | 18% | Confirmed | Augmentation of existing 220kV bus bar protection scheme.(No. of bays as per specification)-(with Automation) | SET | 1 |  | Included | 0 | 0 | 0.18 | 0
29 | 7000015625 | 730 | 1513 | 10 | SAS-AUG | 100002069 | 998736 |  | 18% | Confirmed | Augmentation of Substation automation System for 400kV Main bay as per Technical Specification | EA | 1 |  | Included | 0 | 0 | 0.18 | 0
30 | 7000015625 | 730 | 1513 | 20 | SAS-AUG | 100002070 | 998736 |  | 18% | Confirmed | Augmentation of Substation automation System for 220kV bay as per Technical Specification | EA | 1 |  | Included | 0 | 0 | 0.18 | 0
31 | 7000015625 | 740 | 1520 | 10 | VMS | 100000869 | 998736 |  | 18% | Confirmed | Visual monitoring system for watch & ward | SET | 1 |  | Included | 0 | 0 | 0.18 | 0
32 | 7000015625 | 750 | 1590 | 10 | INSTALLATION OF POWER & CONTROL CABLE | 100002182 | 998736 |  | 18% | Confirmed | 1.1kV grade Control Cables (PVCinsulated) along withlugs,glands,straight joints &accessories,etc. | LS | 1 |  | Included | 0 | 0 | 0.18 | 0
33 | 7000015625 | 750 | 1590 | 20 | INSTALLATION OF POWER & CONTROL CABLE | 100002181 | 998736 |  | 18% | Confirmed | 1.1kV grade Power Cables (PVCinsulated)along withlugs,glands,straight joints &accessories,etc. | LS | 1 |  | Included | 0 | 0 | 0.18 | 0
34 | 7000015625 | 760 | 1600 | 10 | AIR CONDITIONING & VENTILATION SYSTEM | 100001882 | 995463 |  | 18% | Confirmed | Air conditioning system for Switchyard Panel Room of 6m length | SET | 1 |  | Included | 0 | 0 | 0.18 | 0
35 | 7000015625 | 770 | 1610 | 10 | FIRE FIGHTING SYSTEM | 100016783 | 998736 |  | 18% | Confirmed | HVW spray system, Hydrant system and complete U/G & O/G piping and accessories etc. out side the pump house for 400kV, 3-phaseAutotransformer | SET | 1 |  | Included | 0 | 0 | 0.18 | 0
36 | 7000015625 | 770 | 1610 | 20 | FIRE FIGHTING SYSTEM | 100002062 | 995461 |  | 18% | Confirmed | Fire Detection and Alarm System for Switchyard Panel Room of 6 m length | SET | 1 |  | Included | 0 | 0 | 0.18 | 0
37 | 7000015625 | 770 | 1610 | 30 | FIRE FIGHTING SYSTEM | 100000975 | 995461 |  | 18% | Confirmed | 4.5 kg CO2 type Portable Fire extinguisher | EA | 1 |  | Included | 0 | 0 | 0.18 | 0
38 | 7000015625 | 780 | 1620 | 10 | ILLUMINATION SYSTEM | 100001116 | 998739 |  | 18% | Confirmed | Illumination System for switchyard panel room of 6 m length | SET | 1 |  | Included | 0 | 0 | 0.18 | 0
39 | 7000015625 | 780 | 1620 | 20 | ILLUMINATION SYSTEM | 100004937 | 998731 |  | 18% | Confirmed | Fire Wall Mounted LED Luminarie Type FL-2 (250W) | EA | 4 |  | Included | 0 | 0 | 0.18 | 0
40 | 7000015625 | 780 | 1620 | 30 | ILLUMINATION SYSTEM | 100004926 | 998731 |  | 18% | Confirmed | Lighting Fixture LED Luminaires type FL2 as per tech. specifications | EA | 10 |  | Included | 0 | 0 | 0.18 | 0
41 | 7000015625 | 780 | 1620 | 40 | ILLUMINATION SYSTEM | 100004852 | 998731 |  | 18% | Confirmed | Lighting Fixture LED Luminaires type FL-1 as per tech. specifications | EA | 10 |  | Included | 0 | 0 | 0.18 | 0
42 | 7000015625 | 780 | 1620 | 50 | ILLUMINATION SYSTEM | 100001021 | 995461 |  | 18% | Confirmed | Lighting Panel type ACP-2 as per technical specification | EA | 1 |  | Included | 0 | 0 | 0.18 | 0
43 | 7000015625 | 790 | 1660 | 10 | 400kV Equipment support structures | 100001217 | 995455 |  | 18% | Confirmed | Erection of Pipe Structure - 400 kV, 1-Phase, BPI, (Excluding Wave Trap), including nuts, bolts, all type of washers,packplates, step bolts and gusset plates excluding foundation bolts | EA | 3 |  | Included | 0 | 0 | 0.18 | 0
44 | 7000015625 | 790 | 1660 | 20 | 400kV Equipment support structures | 100001212 | 995455 |  | 18% | Confirmed | Erection of Pipe Structure - 400 kV 1-Phase CT including nuts, bolts, all type of washers, packplates, step bolts and gusset platesexcluding foundation bolts | EA | 3 |  | Included | 0 | 0 | 0.18 | 0
45 | 7000015625 | 790 | 1660 | 30 | 400kV Equipment support structures | 100001214 | 995455 |  | 18% | Confirmed | Erection of Pipe Structure - 400 kV 3-Phase ISOLATOR including nuts, bolts, all type of washers, packplates, step bolts and gussetplates excluding foundation bolts | EA | 2 |  | Included | 0 | 0 | 0.18 | 0
46 | 7000015625 | 790 | 1660 | 40 | 400kV Equipment support structures | 100001216 | 995455 |  | 18% | Confirmed | Erection of Pipe Structure - 400 kV 1-Phase SA including nuts, bolts, all type of washers, packplates, step bolts and gusset platesexcluding foundation bolts | EA | 3 |  | Included | 0 | 0 | 0.18 | 0
47 | 7000015625 | 800 | 1670 | 10 | 220 kV Towers | 100001187 | 995455 |  | 18% | Confirmed | Erection of Std 220 kV Tower CC including nuts, bolts, all type of washers, packplates, step bolts and gusset plates excludingfoundation bolts | EA | 1 |  | Included | 0 | 0 | 0.18 | 0
48 | 7000015625 | 800 | 1670 | 20 | 220 kV Towers | 100001198 | 995455 |  | 18% | Confirmed | Erection of Std 220 kV Tower CTG including nuts, bolts, all type of washers, packplates, step bolts and gusset plates excludingfoundation bolts | EA | 2 |  | Included | 0 | 0 | 0.18 | 0
49 | 7000015625 | 800 | 1670 | 30 | 220 kV Towers | 100001199 | 995455 |  | 18% | Confirmed | Erection of Std 220 kV Tower CTH including nuts, bolts, all type of washers, packplates, step bolts and gusset plates excludingfoundation bolts | EA | 2 |  | Included | 0 | 0 | 0.18 | 0
50 | 7000015625 | 800 | 1670 | 40 | 220 kV Towers | 100001200 | 995455 |  | 18% | Confirmed | Erection of Std 220 kV Tower CTI including nuts, bolts, all type of washers, packplates, step bolts and gusset plates excludingfoundation bolts | EA | 1 |  | Included | 0 | 0 | 0.18 | 0
51 | 7000015625 | 800 | 1670 | 50 | 220 kV Towers | 100001201 | 995455 |  | 18% | Confirmed | Erection of Std 220 kV Tower CTJ including nuts, bolts, all type of washers, packplates, step bolts and gusset plates excludingfoundation bolts | EA | 1 |  | Included | 0 | 0 | 0.18 | 0
52 | 7000015625 | 800 | 1670 | 60 | 220 kV Towers | 100001204 | 995455 |  | 18% | Confirmed | Erection of Std 220 kV Gantry B1 including nuts, bolts, all type of washers, packplates, step bolts and gusset plates excludingfoundation bolts | EA | 2 |  | Included | 0 | 0 | 0.18 | 0
53 | 7000015625 | 800 | 1670 | 70 | 220 kV Towers | 100001205 | 995455 |  | 18% | Confirmed | Erection of Std 220 kV Gantry BG1 including nuts, bolts, all type of washers, packplates, step bolts and gusset plates excludingfoundation bolts | EA | 4 |  | Included | 0 | 0 | 0.18 | 0
54 | 7000015625 | 810 | 1680 | 10 | 220kV Equipment support structures | 100001226 | 995455 |  | 18% | Confirmed | Erection of Pipe Structure - 220 kV 1-Phase High BPI including nuts, bolts, all type of washers, packplates, step bolts and gussetplates excluding foundation bolts | EA | 3 |  | Included | 0 | 0 | 0.18 | 0
55 | 7000015625 | 810 | 1680 | 20 | 220kV Equipment support structures | 100001225 | 995455 |  | 18% | Confirmed | Erection of Pipe Structure - 220 kV 1-Phase BPI including nuts, bolts, all type of washers, packplates, step bolts and gusset platesexcluding foundation bolts | EA | 10 |  | Included | 0 | 0 | 0.18 | 0
56 | 7000015625 | 810 | 1680 | 30 | 220kV Equipment support structures | 100001220 | 995455 |  | 18% | Confirmed | Erection of Pipe Structure - 220 kV 1-Phase CT including nuts, bolts, all type of washers, packplates, step bolts and gusset platesexcluding foundation bolts | EA | 3 |  | Included | 0 | 0 | 0.18 | 0
57 | 7000015625 | 810 | 1680 | 40 | 220kV Equipment support structures | 100001222 | 995455 |  | 18% | Confirmed | Erection of Pipe Structure - 220 kV 3-Phase ISOLATOR including nuts, bolts, all type of washers, packplates, step bolts and gussetplates excluding foundation bolts | EA | 4 |  | Included | 0 | 0 | 0.18 | 0
58 | 7000015625 | 810 | 1680 | 50 | 220kV Equipment support structures | 100001224 | 995455 |  | 18% | Confirmed | Erection of Pipe Structure - 220 kV 1-Phase SA including nuts, bolts, all type of washers, packplates, step bolts and gusset platesexcluding foundation bolts | EA | 3 |  | Included | 0 | 0 | 0.18 | 0
59 | 7000015625 | 940 | 20 | 10 | Foundation Bolts - Erection | 100001674 | 995455 |  | 18% | Confirmed | Erection of 28mm dia foundation bolts including nuts, checknuts, washers and packplates. | EA | 304 |  | Included | 0 | 0 | 0.18 | 0
60 | 7000015625 | 940 | 20 | 20 | Foundation Bolts - Erection | 100001676 | 995455 |  | 18% | Confirmed | Erection of 40mm dia foundation bolts including nuts, checknuts, washers and packplates. | EA | 32 |  | Included | 0 | 0 | 0.18 | 0
61 | 7000015625 | 940 | 20 | 30 | Foundation Bolts - Erection | 100001677 | 995455 |  | 18% | Confirmed | Erection of 56mm dia foundation bolts including nuts, checknuts, washers and packplates | EA | 32 |  | Included | 0 | 0 | 0.18 | 0
62 | 7000015625 | 950 | 30 | 10 | Civil Works | 100004518 | 995433 |  | 18% | Confirmed | Excavation in all kind of soil including rock for all leads and lifts, backfilling, disposal of surplus earth within a lead up to2Km as per technical specification. The surplus earth shall be roughly graded . | M3 | 3223 |  | Included | 0 | 0 | 0.18 | 0
63 | 7000015625 | 950 | 30 | 20 | Civil Works | 100001325 | 995454 |  | 18% | Confirmed | Providing and laying of Plain Cement Concrete (PCC) (1:4:8) | M3 | 115 |  | Included | 0 | 0 | 0.18 | 0
64 | 7000015625 | 950 | 30 | 30 | Civil Works | 100001327 | 995454 |  | 18% | Confirmed | Providing and laying of Reinforced Cement Concrete M25 mix including pre cast, shuttering, Grouting of pockets & underpinning butexcluding steel reinforcement | M3 | 747 |  | Included | 0 | 0 | 0.18 | 0
65 | 7000015625 | 950 | 30 | 40 | Civil Works | 100001328 | 995454 |  | 18% | Confirmed | Providing and laying Plain Cement Concrete 1:5:10 (1 cement : 5 sand : 10 brick aggregate) | M3 | 612 |  | Included | 0 | 0 | 0.18 | 0
66 | 7000015625 | 950 | 30 | 50 | Civil Works | 100001329 | 995454 |  | 18% | Confirmed | Steel Reinforcement | MT | 35 |  | Included | 0 | 0 | 0.18 | 0
67 | 7000015625 | 950 | 30 | 60 | Civil Works | 100001331 | 995455 |  | 18% | Confirmed | Misc. Structural steel including rails, embedments, edge protection angles, gratings etc. but excluding the reinforcement steel andsteel for lattice and pipe structures. | MT | 30 |  | Included | 0 | 0 | 0.18 | 0
68 | 7000015625 | 950 | 30 | 70 | Civil Works | 100001714 | 995428 |  | 18% | Confirmed | Stone spreading in switchyard excluding PCC | M2 | 7000 |  | Included | 0 | 0 | 0.18 | 0
69 | 7000015625 | 950 | 30 | 80 | Civil Works | 100001713 | 995424 |  | 18% | Confirmed | Antiweed treatment | M2 | 8000 |  | Included | 0 | 0 | 0.18 | 0
70 | 7000015625 | 950 | 30 | 90 | Civil Works | 100001330 | 995428 |  | 18% | Confirmed | Stone filling (40 mm size) for transformer/Reactor foundation | M3 | 20 |  | Included | 0 | 0 | 0.18 | 0
71 | 7000015625 | 950 | 30 | 100 | Civil Works | 100002580 | 995421 |  | 18% | Confirmed | Construction of rail cum road as per drawing including all item such as excavation,compactions, rolling watering, WBM etc. butexcluding concrete reinforcement and structural steel-Section having four rails | M2 | 86 |  | Included | 0 | 0 | 0.18 | 0
72 | 7000015625 | 950 | 30 | 110 | Civil Works | 100003114 | 995454 |  | 18% | Confirmed | External finishing / painting of fire wall (water proofing cement paint) (DSR 13.44.1) | M2 | 200 |  | Included | 0 | 0 | 0.18 | 0
73 | 7000015625 | 950 | 30 | 120 | Civil Works | 100007701 | 995462 |  | 18% | Confirmed | Supplying and erecting dewatering pumps- 2 HP | EA | 2 |  | Included | 0 | 0 | 0.18 | 0
74 | 7000015625 | 950 | 30 | 130 | Civil Works | 100003437 | 995454 |  | 18% | Confirmed | Switchyard Panel Room - Civil Works. All civil works as per drawing and specifications complete, including - brickwork, finishing(external and internal), windows etc. However, excavation, PCC, RCC and reinforcement shall be paid separately as per BPS. | M2 | 30 |  | Included | 0 | 0 | 0.18 | 0
75 | 7000015625 | 950 | 30 | 160 | Civil Works | 100001376 | 995428 |  | 18% | Confirmed | Removing,cleaning and washing of existing stones and respreading of stones in switchyard after doing anti-weed treatment excludingPCC | M2 | 1000 |  | Included | 0 | 0 | 0.18 | 0
76 | 7000015625 | 950 | 30 | 170 | Civil Works | 100001720 | 995428 |  | 18% | Confirmed | Supplying, filling and compacting CNS material as per specification under floors, foundations, roads, cable trenches, drains etc inlayers not exceeding 200 mm thickness | M3 | 460 |  | Included | 0 | 0 | 0.18 | 0
77 | 7000015625 | 950 | 30 | 180 | Civil Works | 100001721 | 995428 |  | 18% | Confirmed | Supplying, filling and compacting stone boulders mixed with sand under foundations, roads, cable trenches, drains etc in layers notexceeding 250mm thickness including ramming, watering compacting | M3 | 30 |  | Included | 0 | 0 | 0.18 | 0
F | 500MVA, 400/220kV ICT at Hiriyur | [15 empty] | 0 | 0 | 0
1 | 7000014957 | 180 | 1030 | 10 | 400kV POWER TRANSFORMER | 100000015 | 998736 |  | 18% | Confirmed | 500MVA, 400KV/220/33 KV, 3-phase Autotransformer excluding insulating oil | EA | 1 |  | Included | 0 | 0 | 0.18 | 0
2 | 7000014957 | 180 | 1030 | 20 | 400kV POWER TRANSFORMER | 100001910 | 998736 |  | 18% | Confirmed | Insulating Oil for 500MVA, 400KV/220/33 KV, 3-phase Autotransformer | SET | 1 |  | Included | 0 | 0 | 0.18 | 0
3 | 7000014957 | 180 | 1030 | 30 | 400kV POWER TRANSFORMER | 100002238 | 998736 |  | 18% | Confirmed | Digital RTCC Panel consist of digital RTCC relays as per technical specification | SET | 1 |  | Included | 0 | 0 | 0.18 | 0
G | 500MVA, 400/220kV ICT at Kochi SS | [15 empty] | 0 | 0 | 0
1 | 7000014957 | 230 | 1030 | 10 | 400kV POWER TRANSFORMER | 100000015 | 998736 |  | 18% | Confirmed | 500MVA, 400KV/220/33 KV, 3-phase Autotransformer excluding insulating oil | EA | 1 |  | Included | 0 | 0 | 0.18 | 0
2 | 7000014957 | 230 | 1030 | 20 | 400kV POWER TRANSFORMER | 100001910 | 998736 |  | 18% | Confirmed | Insulating Oil for 500MVA, 400KV/220/33 KV, 3-phase Autotransformer | SET | 1 |  | Included | 0 | 0 | 0.18 | 0
3 | 7000014957 | 230 | 1030 | 30 | 400kV POWER TRANSFORMER | 100002238 | 998736 |  | 18% | Confirmed | Digital RTCC Panel consist of digital RTCC relays as per technical specification | SET | 1 |  | Included | 0 | 0 | 0.18 | 0
H | 1x80MVAR,765kV Spare Reactor @ Bhadla-II | [15 empty] | 0 | 0 | 0
1 | 7000014956 | 10 | 10 | 10 | CIVIL WORKS | 100004518 | 995433 |  | 18% | Confirmed | Excavation in all kind of soil including rock for all leads and lifts, backfilling, disposal of surplus earth within a lead up to2Km as per technical specification. The surplus earth shall be roughly graded . | M3 | 1481 |  | Included | 0 | 0 | 0.18 | 0
2 | 7000014956 | 10 | 10 | 20 | CIVIL WORKS | 100001325 | 995454 |  | 18% | Confirmed | Providing and laying of Plain Cement Concrete (PCC) (1:4:8) | M3 | 41 |  | Included | 0 | 0 | 0.18 | 0
3 | 7000014956 | 10 | 10 | 30 | CIVIL WORKS | 100001327 | 995454 |  | 18% | Confirmed | Providing and laying of Reinforced Cement Concrete M25 mix including pre cast, shuttering, Grouting of pockets & underpinning butexcluding steel reinforcement | M3 | 308 |  | Included | 0 | 0 | 0.18 | 0
4 | 7000014956 | 10 | 10 | 40 | CIVIL WORKS | 100001329 | 995454 |  | 18% | Confirmed | Steel Reinforcement | MT | 25 |  | Included | 0 | 0 | 0.18 | 0
5 | 7000014956 | 10 | 10 | 50 | CIVIL WORKS | 100001330 | 995428 |  | 18% | Confirmed | Stone filling (40 mm size) for transformer/Reactor foundation | M3 | 15 |  | Included | 0 | 0 | 0.18 | 0
6 | 7000014956 | 10 | 10 | 60 | CIVIL WORKS | 100001331 | 995455 |  | 18% | Confirmed | Misc. Structural steel including rails, embedments, edge protection angles, gratings etc. but excluding the reinforcement steel andsteel for lattice and pipe structures. | MT | 10 |  | Included | 0 | 0 | 0.18 | 0
7 | 7000014956 | 10 | 10 | 70 | CIVIL WORKS | 100003114 | 995454 |  | 18% | Confirmed | External finishing / painting of fire wall (water proofing cement paint) (DSR 13.44.1) | M2 | 480 |  | Included | 0 | 0 | 0.18 | 0
8 | 7000014956 | 10 | 10 | 80 | CIVIL WORKS | 100001458 | 995421 |  | 18% | Confirmed | Construction of rail cum road as per drawing including all item such as excavation,compactions, rolling watering, WBM etc. butexcluding concrete reinforcement and structural steel-Section having two rails for Reactor. | M2 | 63 |  | Included | 0 | 0 | 0.18 | 0
9 | 7000014956 | 10 | 10 | 90 | CIVIL WORKS | 130000761 | 995428 |  | 18% | Confirmed | 14.4.2 Providing, laying and fixing following dia RCC pipe NP2 class (light duty) in ground complete with RCC collars, jointingwith cement mortar 1:2 (1 cement : 2 fine sand) including trenching (75 cm deep) and refilling etc as required. : 150 mm dia | M | 10 |  | Included | 0 | 0 | 0.18 | 0
10 | 7000014956 | 10 | 10 | 100 | CIVIL WORKS | 130000762 | 995428 |  | 18% | Confirmed | 14.4.3 Providing, laying and fixing following dia RCC pipe NP2 class (light duty) in ground complete with RCC collars, jointingwith cement mortar 1:2 (1 cement : 2 fine sand) including trenching (75 cm deep) and refilling etc as required. : 250 mm dia | M | 37 |  | Included | 0 | 0 | 0.18 | 0
11 | 7000014956 | 10 | 10 | 110 | CIVIL WORKS | 100007701 | 995462 |  | 18% | Confirmed | Supplying and erecting dewatering pumps- 2 HP | EA | 1 |  | Included | 0 | 0 | 0.18 | 0
12 | 7000014956 | 20 | 20 | 10 | Foundation Bolts | 100001674 | 995455 |  | 18% | Confirmed | Erection of 28mm dia foundation bolts including nuts, checknuts, washers and packplates. | EA | 60 |  | Included | 0 | 0 | 0.18 | 0
13 | 7000014956 | 170 | 1290 | 10 | 800kV 50kA AIS EQUIPMENT | 100000135 | 998736 |  | 18% | Confirmed | 765kV, 3150A, 50kA single phase Circuit Breaker with Support Structure | EA | 1 |  | Included | 0 | 0 | 0.18 | 0
14 | 7000014956 | 170 | 1290 | 20 | 800kV 50kA AIS EQUIPMENT | 100000183 | 998736 |  | 18% | Confirmed | 624kV Surge Arrester (1-Phase) | EA | 1 |  | Included | 0 | 0 | 0.18 | 0
15 | 7000014956 | 170 | 1290 | 30 | 800kV 50kA AIS EQUIPMENT | 100000194 | 998736 |  | 18% | Confirmed | Erection of 765 kV, 1-Phase, Bus Post Insulator (except wave Traps) | SET | 3 |  | Included | 0 | 0 | 0.18 | 0
16 | 7000014956 | 180 | 1370 | 10 | 145kV, 31.5kV AIS EQUIPMENT | 100000599 | 998736 |  | 18% | Confirmed | 145kV, 1-Phase, Bus post insulators | EA | 2 |  | Included | 0 | 0 | 0.18 | 0
17 | 7000014956 | 190 | 1400 | 10 | Erection Hardware for 765 kV S/Y | 100000191 | 998731 |  | 18% | Confirmed | Erection Hardware for 765kV I type layout-Line Reactors as per specification | SET | 1 |  | Included | 0 | 0 | 0.18 | 0
18 | 7000014956 | 200 | 1513 | 10 | SAS-AUG | 100002076 | 998736 |  | 18% | Confirmed | Augmentation of Substation automation System for 765kV Switchable Line Reactor Bay as per Technical Specification | EA | 1 |  | Included | 0 | 0 | 0.18 | 0
19 | 7000014956 | 210 | 1590 | 10 | POWER & CONTROL CABLE | 100002181 | 998736 |  | 18% | Confirmed | 1.1kV grade Power Cables (PVCinsulated)along withlugs,glands,straight joints &accessories,etc. | LS | 1 |  | Included | 0 | 0 | 0.18 | 0
20 | 7000014956 | 210 | 1590 | 20 | POWER & CONTROL CABLE | 100002182 | 998736 |  | 18% | Confirmed | 1.1kV grade Control Cables (PVCinsulated) along withlugs,glands,straight joints &accessories,etc. | LS | 1 |  | Included | 0 | 0 | 0.18 | 0
21 | 7000014956 | 220 | 1610 | 10 | FIRE FIGHTING SYSTEM | 100016786 | 998736 |  | 18% | Confirmed | HVW spray system, Hydrant system and complete U/G & O/G piping and accessories etc. out side the pump house for 765/âˆš3 kV SinglePhase Reactor | SET | 1 |  | Included | 0 | 0 | 0.18 | 0
22 | 7000014956 | 230 | 1620 | 10 | ILLUMINATION SYSTEM | 100004937 | 998731 |  | 18% | Confirmed | Fire Wall Mounted LED Luminarie Type FL-2 (250W) | EA | 4 |  | Included | 0 | 0 | 0.18 | 0
23 | 7000014956 | 240 | 1640 | 10 | 765 kV Equipment support structures | 100001659 | 995455 |  | 18% | Confirmed | Erection of Std 765 kV Support Structure 1-Phase BPI including nuts, bolts, all type of washers, packplates, step bolts and gussetplates excluding foundation bolts | EA | 3 |  | Included | 0 | 0 | 0.18 | 0
24 | 7000014956 | 240 | 1640 | 20 | 765 kV Equipment support structures | 100001663 | 995455 |  | 18% | Confirmed | Erection of Std 765 kV Support Structure 1-Phase LA including nuts, bolts, all type of washers, packplates, step bolts and gussetplates excluding foundation bolts | EA | 1 |  | Included | 0 | 0 | 0.18 | 0
25 | 7000014956 | 250 | 1700 | 10 | 132kV Equipment support structures | 100001233 | 995455 |  | 18% | Confirmed | Standard Pipe Structure for 132kV BPI (excluding wave trap) | EA | 2 |  | Included | 0 | 0 | 0.18 | 0
| Total | [13 empty] | 0 | 0 | 0 | 0 | 0
[11 empty] | Total Installation Charges |  |  |  | 0 |  |  |  | 0
[11 empty] | Total GST as confirmed by Bidder |  |  |  |  | 0
* | In case the bidder leaves the cell for confirmation of the SAC and/or GST rate “blank”, the SAC and corresponding GST rate indicated by the Employer shall be deemed to be the one confirmed by the Bidder.
Date : |  |  | --
Place : | [11 empty] | Printed Name :
Designation :
Click for Sch-4

## Sch-3 Dis (hidden)
Spec. No.: 5002001872/TRANSFORMER/DOM/A03-CC CS-4 |  |  |  |  | Schedule - 3
Transformer Package TR34 for a) Supply of 1X 500MVA, 420/220/33kV Auto transformer at Bhadla pooling S/S including associated bays, b) Supply of 1X 500MVA, 420/220/33kV Auto transformer at Shujalpur S/s including associated bays, c) Extension of 220kV Shajhanpur S/S, d) Implementation of 1X 80 MVAR , 765kV Spare Reactor at Bhadla S/S, e) Supply of 1X 500MVA, 420/220/33kV Auto transformer at Kohchi S/S, f) Supply of 1X 500MVA, 420/220/33kV Auto transformer at Hiriyur S/S associated with New ISTS Schemes to be developed under RTM mode | [7 empty] | As per Lum-sum |  | 0%
(SCHEDULE OF RATES AND PRICES : ERECTION CHARGES) | [7 empty] | AS per Percent |  | #REF!
[8 empty] | As per lum-sum on Sch-3 |  | 0%
Bidder’s Name and Address (Sole Bidder) : |  |  |  | To: |  |  |  | As per Percent on Sch-3 |  | #REF!
|  |  |  | Contracts Services, 3rd Floor |  |  |  | Total Discount |  | #REF!
Name : |  |  |  | Power Grid Corporation of India Ltd.,
Address : |  |  |  | "Saudamini", Plot No.-2
|  |  |  | Sector-29, |  |  |  | Multipackage lum-sum |  | 0%
Gurgaon (Haryana) - 122001
[5 empty] | All Prices are in Indian Rupees. |  |  |  | Amount after Discount (Rs.) |  | Dis Alert | Amount after MPD (Rs.)
SI. No. | Description | Unit | Quantity | Unit Erection Charges | Total Erection Charges |  |  |  | Unit Erection Charges | Total Erection Charges |  | Unit Erection Charges | Total Erection Charges
1 | 2 | 3 | 4 | 5 | 6 = 4 x 5 |  |  |  | 5 | 6 = 4 x 5 |  | 5 | 6 = 4 x 5
#REF! | #REF!
#REF! | #REF!
| #REF! | #REF! | #REF! | #REF! | #REF!
| #REF! | #REF! | #REF! | #REF! | #REF!
#REF! | #REF! |  |  |  |  | (a) | Detailed Soil Investigation
| #REF! | #REF! | #REF! | #REF! | #REF! | (b) | All kinds of soil except fissured rock & hard rock
| #REF! | #REF! | #REF! | #REF! | #REF! | (e) | River Crossing Location
| #REF! | #REF! | #REF! | #REF! | #REF! | (f)
#REF! | #REF!
| #REF! | #REF! | #REF! | #REF! | #REF!
| #REF! | #REF! | #REF! | #REF! | #REF!
| #REF! | #REF! | #REF! | #REF! | #REF!
#REF! | #REF!
#REF! | #REF!
| #REF! | #REF! | #REF! | #REF! | #REF!
| #REF! | #REF! | #REF! | #REF! | #REF!
| #REF! | #REF! | #REF! | #REF! | #REF!
| #REF! | #REF! | #REF! | #REF! | #REF!
| #REF! | #REF! | #REF! | #REF! | #REF!
#REF! | #REF!
| #REF! | #REF! | #REF! | #REF! | #REF!
| #REF! | #REF! | #REF! | #REF! | #REF!
#REF! | #REF! | #REF! | #REF! | #REF! | #REF!
#REF! | #REF! | #REF! | #REF! | #REF! | #REF!
#REF! | #REF!
| #REF! | #REF! | #REF! | #REF! | #REF!
#REF! | #REF!
| #REF! | #REF! | #REF! | #REF! | #REF!
| #REF! | #REF! | #REF! | #REF! | #REF!
#REF! | #REF!
| #REF! | #REF! | #REF! | #REF! | #REF!
| #REF! | #REF! | #REF! | #REF! | #REF!
| #REF! | #REF! | #REF! | #REF! | #REF!
| #REF! | #REF! | #REF! | #REF! | #REF!
| #REF! | #REF! | #REF! | #REF! | #REF!
| #REF! | #REF! | #REF! | #REF! | #REF!
#REF!
| #REF! | #REF! | #REF! | #REF! | #REF!
| #REF! | #REF! | #REF! | #REF! | #REF!
| #REF! | #REF! | #REF! | #REF! | #REF!
| #REF! | #REF! | #REF! | #REF! | #REF!
#REF! | #REF!
#REF!
| #REF! | #REF! | #REF! | #REF! | #REF!
#REF! | #REF!
#REF! | #REF! | #REF! | #REF! | #REF! | #REF!
#REF! | #REF!
#REF! | #REF! | #REF! | #REF! | #REF! | #REF!
#REF! | #REF! | #REF! | #REF! | #REF! | #REF!
#REF! | #REF!
| #REF! | #REF! | #REF! | #REF! | #REF!
| Total Erection Price (A+B) |  |  |  | #REF!
Date : | --
Place : |  |  | Printed Name :
Designation :
Click for Sch-4

## Sch-4
Spec. No.: 5002001872/TRANSFORMER/DOM/A03-CC CS-4 | [15 empty] | Schedule - 4
Transformer Package TR34 for a) Supply of 1X 500MVA, 420/220/33kV Auto transformer at Bhadla pooling S/S including associated bays, b) Supply of 1X 500MVA, 420/220/33kV Auto transformer at Shujalpur S/s including associated bays, c) Extension of 220kV Shajhanpur S/S, d) Implementation of 1X 80 MVAR , 765kV Spare Reactor at Bhadla S/S, e) Supply of 1X 500MVA, 420/220/33kV Auto transformer at Kohchi S/S, f) Supply of 1X 500MVA, 420/220/33kV Auto transformer at Hiriyur S/S associated with New ISTS Schemes to be developed under RTM mode
(SCHEDULE OF RATES AND PRICES )
Bidder’s Name and Address (Sole Bidder) : | [14 empty] | To:
Contracts Services, 3rd Floor
Name : | [14 empty] | Power Grid Corporation of India Ltd.,
Address : | [14 empty] | "Saudamini", Plot No.-2
Sector-29,
Gurgaon (Haryana) - 122001
Training Charges for Training to be imparted
SI. No. | PR No | PR Line Item No | Activity Header | PR Activity No | Activity Description | Service Code | SAC (Service Accounting Codes) | Whether SAC in column '8’ is confirmed. If not indicate applicable the SAC * | Rate of GST applicable ( in %) | Whether rate of GST in column ‘4’ is confirmed. If not indicate applicable rate of GST * | Description | Unit | Quantity | Unit Training Charges excluding GST | Total Training Charges excluding GST | Total GST as confirmed by Bidder
1 | 2 | 3 | 4 | 5 | 6 | 7 | 8 | 9 | 10 | 11 | 12 | 13 | 14 | 15 | 16 = 14 x 15 | 17
[17 empty] | Revaluation of J column | Tax Calculation
[17 empty] | Revaluation of J column | Tax Calculation
[17 empty] | 0 | 0 | 0
[8 empty] | NOT APPLICABLE | [8 empty] | 0 | 0 | 0
[17 empty] | 0 | 0 | 0
[17 empty] | 0 | 0 | 0
[9 empty] | Total Training Charges | [5 empty] | 0 |  |  |  | 0
[9 empty] | Total GST as confirmed by Bidder | [6 empty] | 0
Date : | -- | [12 empty] | Printed Name :
Place : | [13 empty] | Designation :
Click for Sch-5

## Sch-4b (hidden)
Spec. No.: 5002001872/TRANSFORMER/DOM/A03-CC CS-4 | [15 empty] | Schedule - 4b
Transformer Package TR34 for a) Supply of 1X 500MVA, 420/220/33kV Auto transformer at Bhadla pooling S/S including associated bays, b) Supply of 1X 500MVA, 420/220/33kV Auto transformer at Shujalpur S/s including associated bays, c) Extension of 220kV Shajhanpur S/S, d) Implementation of 1X 80 MVAR , 765kV Spare Reactor at Bhadla S/S, e) Supply of 1X 500MVA, 420/220/33kV Auto transformer at Kohchi S/S, f) Supply of 1X 500MVA, 420/220/33kV Auto transformer at Hiriyur S/S associated with New ISTS Schemes to be developed under RTM mode
(SCHEDULE OF RATES AND PRICES )
Bidder’s Name and Address (Sole Bidder) : | [14 empty] | To:
Contracts Services, 3rd Floor
Name : | [14 empty] | Power Grid Corporation of India Ltd.,
Address : | [14 empty] | "Saudamini", Plot No.-2
Sector-29,
Gurgaon (Haryana) - 122001
Maintenance Charges during & after Defect Laibility Period
SI. No. | PR No | PR Line Item No | Activity Header | PR Activity No | Activity Description | Service Code | SAC (Service Accounting Codes) | Whether SAC in column '8’ is confirmed. If not indicate applicable the SAC * | Rate of GST applicable ( in %) | Whether rate of GST in column ‘4’ is confirmed. If not indicate applicable rate of GST * | Description | Unit | Quantity | Unit Maintenance Charges excluding GST | Total Maintenance Charges excluding GST | Total GST as confirmed by Bidder
1 | 2 | 3 | 4 | 5 | 6 | 7 | 8 | 9 | 10 | 11 | 12 | 13 | 14 | 15 | 16 = 14 x 15 | 17
| 0 | [15 empty] | Revaluation of P column | Tax Calculation
A. | #REF! | [15 empty] | Revaluation of P column | Tax Calculation
1 | [14 empty] | Included | 0 | 0 | 0
2 | [14 empty] | Included | 0 | 0 | 0
3 | [14 empty] | Included | 0 | 0 | 0
4 | [14 empty] | Included | 0 | 0 | 0
B. | #REF! | [15 empty] | Revaluation of P column | Tax Calculation
1 | [14 empty] | Included | 0 | 0 | 0
2 | [14 empty] | Included | 0 | 0 | 0
3 | [14 empty] | Included | 0 | 0 | 0
4 | [14 empty] | Included | 0 | 0 | 0
[9 empty] | Total Maintenance Charges during and after Defect Liabilty Period | [5 empty] | 0 |  |  | 0
[9 empty] | Total GST as confirmed by Bidder | [6 empty] | 0
Date : | -- | [12 empty] | Printed Name :
Place : | [13 empty] | Designation :
Click for Sch-5

## Sch-5
Spec. No.: 5002001872/TRANSFORMER/DOM/A03-CC CS-4 |  |  |  | Schedule - 5
Transformer Package TR34 for a) Supply of 1X 500MVA, 420/220/33kV Auto transformer at Bhadla pooling S/S including associated bays, b) Supply of 1X 500MVA, 420/220/33kV Auto transformer at Shujalpur S/s including associated bays, c) Extension of 220kV Shajhanpur S/S, d) Implementation of 1X 80 MVAR , 765kV Spare Reactor at Bhadla S/S, e) Supply of 1X 500MVA, 420/220/33kV Auto transformer at Kohchi S/S, f) Supply of 1X 500MVA, 420/220/33kV Auto transformer at Hiriyur S/S associated with New ISTS Schemes to be developed under RTM mode
(SUMMARY OF TAXES & DUTIES APPLICABLE ON PLANT & EQUIPMENT)
Bidder’s Name and Address (Sole Bidder) : |  |  | To:
Contracts Services, 3rd Floor
Name : |  |  | Power Grid Corporation of India Ltd.,
Address : |  |  | "Saudamini", Plot No.-2
Sector-29,
Gurgaon (Haryana) - 122001
Sl. No. | Item Nos. |  | Total Price (INR) |  | After Discount |  | After MPDiscount
1 | TOTAL GST ON GOODS |  |  |  | Excise Duty | #REF! | Excise Duty | #REF!
| Total GST for Supply of Goods (inter-alia including Type Test Charges) between the Contractor and the Employer (identified in Schedule 1') which are not included in the Ex-works price as per the provision of the Bidding Documents, as applicable. |  | 0
2 | TOTAL GST ON SERVICES |  |  |  | Sales Tax | 0 | Sales Tax | 0
| Total GST on Installation Services (Schedule-3) |  | 0 |  | #REF! | 0 | #REF! | #REF!
| GRAND TOTAL [1+2] |  | 0 |  | Grand Total after Discount | #REF! | Grand Total after MPD | #REF!
Date : | -- | Printed Name :
Place : |  | Designation :
Click for Sch-6

## Sch-5 Dis (hidden)
Spec. No.: 5002001872/TRANSFORMER/DOM/A03-CC CS-4 |  |  |  | Schedule - 5
Transformer Package TR34 for a) Supply of 1X 500MVA, 420/220/33kV Auto transformer at Bhadla pooling S/S including associated bays, b) Supply of 1X 500MVA, 420/220/33kV Auto transformer at Shujalpur S/s including associated bays, c) Extension of 220kV Shajhanpur S/S, d) Implementation of 1X 80 MVAR , 765kV Spare Reactor at Bhadla S/S, e) Supply of 1X 500MVA, 420/220/33kV Auto transformer at Kohchi S/S, f) Supply of 1X 500MVA, 420/220/33kV Auto transformer at Hiriyur S/S associated with New ISTS Schemes to be developed under RTM mode
SUMMARY OF TAXES & DUTIES APPLICABLE ON GOODS
Bidder’s Name and Address (Sole Bidder) : |  |  | To:
Contracts Services, 3rd Floor
Name : |  |  | Power Grid Corporation of India Ltd.,
Address : |  |  | "Saudamini", Plot No.-2
Sector-29,
Gurgaon (Haryana) - 122001
Sl. No. | Item Nos. |  | Total Price (INR)
1 | TOTAL GST ON GOODS |  | 0
Total GST for Supply of Goods (inter-alia including Type Test Charges) between the Contractor and the Employer (identified in Schedule 1') which are not included in the Ex-works price as per the provision of the Bidding Documents, as applicable.
2 | TOTAL GST ON SERVICES |  | 0
Total GST on Installation Services (Schedule-3), Training to be imparted in India (Schedule-4a) and Maintenance Charges during and after Defect Liabilty Period (Schedule-4b)
| GRAND TOTAL [1+2] |  | 0
Date : | -- | Printed Name :
Place : |  | Designation :
Click for Sch-6

## Sch-6
Spec. No.: 5002001872/TRANSFORMER/DOM/A03-CC CS-4 |  |  | Schedule - 6
Transformer Package TR34 for a) Supply of 1X 500MVA, 420/220/33kV Auto transformer at Bhadla pooling S/S including associated bays, b) Supply of 1X 500MVA, 420/220/33kV Auto transformer at Shujalpur S/s including associated bays, c) Extension of 220kV Shajhanpur S/S, d) Implementation of 1X 80 MVAR , 765kV Spare Reactor at Bhadla S/S, e) Supply of 1X 500MVA, 420/220/33kV Auto transformer at Kohchi S/S, f) Supply of 1X 500MVA, 420/220/33kV Auto transformer at Hiriyur S/S associated with New ISTS Schemes to be developed under RTM mode
(GRAND SUMMARY)
Bidder’s Name and Address (Sole Bidder) : |  |  | To:
Contracts Services, 3rd Floor
Name : |  |  | Power Grid Corporation of India Ltd.,
Address : |  |  | "Saudamini", Plot No.-2
Sector-29,
Gurgaon (Haryana) - 122001
Sl. No. | Description |  | Total Price (INR)
1 | TOTAL SCHEDULE NO. 1 |  | 0
Ex-works price of Plant and Equipment including Type Test Charges
2 | TOTAL SCHEDULE NO. 2 |  | 0
Local Transportation, In-transit Insurance, loading & unloading
3 | TOTAL SCHEDULE NO. 3 |  | 0
Installation Charges
4 | TOTAL SCHEDULE NO. 4 |  | 0
Training Charges
4b | TOTAL SCHEDULE NO. 4b |  | 0
Maintenance Charges during & after Defect Laibility Period
5 | TOTAL SCHEDULE NO. 5 |  | 0
Taxes and Duties
6 | TOTAL SCHEDULE NO. 7 |  | 0
Type Test Charges [Total of this Schedule is included in Schedule - 1 above.]
| GRAND TOTAL [1+2+3+4+5] |  | 0
Date : | -- | Printed Name :
Place : |  | Designation :
Click for Sch-7

## Sch-6 After Discount
Spec. No.: 5002001872/TRANSFORMER/DOM/A03-CC CS-4 |  |  | Schedule - 6 After Discount
Transformer Package TR34 for a) Supply of 1X 500MVA, 420/220/33kV Auto transformer at Bhadla pooling S/S including associated bays, b) Supply of 1X 500MVA, 420/220/33kV Auto transformer at Shujalpur S/s including associated bays, c) Extension of 220kV Shajhanpur S/S, d) Implementation of 1X 80 MVAR , 765kV Spare Reactor at Bhadla S/S, e) Supply of 1X 500MVA, 420/220/33kV Auto transformer at Kohchi S/S, f) Supply of 1X 500MVA, 420/220/33kV Auto transformer at Hiriyur S/S associated with New ISTS Schemes to be developed under RTM mode
(GRAND SUMMARY)
Bidder’s Name and Address (Sole Bidder) : |  |  | To:
Contracts Services, 3rd Floor
Name : |  |  | Power Grid Corporation of India Ltd.,
Address : |  |  | "Saudamini", Plot No.-2
Sector-29,
Gurgaon (Haryana) - 122001
Sl. No. | Description |  | Total Price (INR)
1 | TOTAL SCHEDULE NO. 1 |  | 0
Ex-works price of Plant and Equipment including Type Test Charges
2 | TOTAL SCHEDULE NO. 2 |  | 0
Local Transportation, In-transit Insurance, loading & unloading
3 | TOTAL SCHEDULE NO. 3 |  | 0
Installation Charges
4 | TOTAL SCHEDULE NO. 4 |  | 0
Training Charges
4b | TOTAL SCHEDULE NO. 4b |  | 0
Maintenance Charges during & after Defect Laibility Period
5 | TOTAL SCHEDULE NO. 5 |  | 0
Taxes and Duties
6 | TOTAL SCHEDULE NO. 7 |  | 0
Type Test Charges [Total of this Schedule is included in Schedule - 1 above.]
| GRAND TOTAL [1+2+3+4+5] |  | 0
Date : | -- | Printed Name :
Place : |  | Designation :
Click for Sch-7

## Sch-7
Spec. No.: 5002001872/TRANSFORMER/DOM/A03-CC CS-4 | [11 empty] | Schedule 7
Transformer Package TR34 for a) Supply of 1X 500MVA, 420/220/33kV Auto transformer at Bhadla pooling S/S including associated bays, b) Supply of 1X 500MVA, 420/220/33kV Auto transformer at Shujalpur S/s including associated bays, c) Extension of 220kV Shajhanpur S/S, d) Implementation of 1X 80 MVAR , 765kV Spare Reactor at Bhadla S/S, e) Supply of 1X 500MVA, 420/220/33kV Auto transformer at Kohchi S/S, f) Supply of 1X 500MVA, 420/220/33kV Auto transformer at Hiriyur S/S associated with New ISTS Schemes to be developed under RTM mode | [15 empty] | As per Lum-sum |  | 0%
(SCHEDULE OF RATES AND PRICES ) | [15 empty] | AS per Percent |  | #REF!
[16 empty] | As per lum-sum on Sch-7 |  | 0%
Bidder’s Name and Address (Sole Bidder) : | [9 empty] | To: | [5 empty] | As per Percent on Sch-7 |  | #REF!
[10 empty] | Contracts Services, 3rd Floor | [5 empty] | Total Discount |  | #REF!
Name : | [9 empty] | Power Grid Corporation of India Ltd.,
Address : | [9 empty] | "Saudamini", Plot No.-2
[10 empty] | Sector-29, | [5 empty] | Multipackage Discount |  | 0%
Gurgaon (Haryana) - 122001
Type tests on Earthwire, Hardwar Fittings & accessories of conductor & earthwire:
SL. NO. | PR No | Line Item No | Code | HSN Code | Whether HSN in column ‘2’ is confirmed. If not indicate applicable the HSN code * | Rate of GST applicable ( in %) | Whether rate of GST in column ‘4’ is confirmed. If not indicate applicable rate of GST * | Description of Test | Unit | Quantity | Unit Test Charge | Total Test Charges (Rs.) | Total GST as confirmed by Bidder | Revaluation of M column | Tax Calculation |  | Total Test Charges After Discount (Rs.) |  | Dis Alert | Total Test Charges After MPD (Rs.)
1 | 2 | 3 | 4 | 5 | 6 | 7 | 8 | 9 | 10 | 11 | 12 | 13 = 10 x 11 | 14
I
1 | [11 empty] | Included | 0 | 0 | 0
2 | [11 empty] | Included | 0 | 0 | 0
NOT APPLICABLE
[8 empty] | TOTAL TYPE TEST CHARGES |  |  |  | 0
[8 empty] | Total GST as confirmed by Bidder |  |  |  |  | 0
Date : | -- | [7 empty] | Printed Name :
Place : | [8 empty] | Designation :
Note : |  |  |  | Bidder should indicate the name of test laboratories where type tests are proposed to be conducted
Spec. No.: 5002001872/TRANSFORMER/DOM/A03-CC CS-4
Transformer Package TR34 for a) Supply of 1X 500MVA, 420/220/33kV Auto transformer at Bhadla pooling S/S including associated bays, b) Supply of 1X 500MVA, 420/220/33kV Auto transformer at Shujalpur S/s including associated bays, c) Extension of 220kV Shajhanpur S/S, d) Implementation of 1X 80 MVAR , 765kV Spare Reactor at Bhadla S/S, e) Supply of 1X 500MVA, 420/220/33kV Auto transformer at Kohchi S/S, f) Supply of 1X 500MVA, 420/220/33kV Auto transformer at Hiriyur S/S associated with New ISTS Schemes to be developed under RTM mode | [7 empty] | 0 | 0
(SCHEDULE OF RATES AND PRICES ) | [7 empty] | 0 | 0
Bidder’s Name and Address (Sole Bidder) :
[8 empty] | 0 | 0
Name : | [8 empty] | 0
Address : | [8 empty] | 0
0
0
SL. NO. | [7 empty] | Description of Test | #REF!
#REF! | [7 empty] | #REF! | #REF!
#REF! | [7 empty] | #REF!
#REF! | [7 empty] | #REF! | #REF!
#REF! | [7 empty] | #REF! | #REF!
[8 empty] | #REF! | #REF!
#REF! | [7 empty] | #REF!
#REF! | [7 empty] | #REF!
#REF! | [7 empty] | #REF!
#REF! | [7 empty] | #REF! | #REF!
#REF! | [7 empty] | #REF! | #REF!
#REF! | [7 empty] | #REF! | #REF!
#REF! | [7 empty] | #REF! | #REF!
[8 empty] | #REF! | #REF!
#REF! | [7 empty] | #REF!
#REF! | [7 empty] | #REF! | #REF!
#REF! | [7 empty] | #REF! | #REF!
#REF! | [7 empty] | #REF! | #REF!
#REF! | [7 empty] | #REF! | #REF!
[8 empty] | #REF! | #REF!
#REF! | [7 empty] | #REF!
#REF! | [7 empty] | #REF! | #REF!
#REF! | [7 empty] | #REF! | #REF!
#REF! | [7 empty] | #REF! | #REF!
[8 empty] | #REF! | #REF!
#REF! | [7 empty] | #REF!
#REF! | [7 empty] | #REF! | #REF!
#REF! | [7 empty] | #REF! | #REF!
#REF! | [7 empty] | #REF! | #REF!
[8 empty] | #REF! | #REF!
#REF! | [7 empty] | #REF!
#REF! | [7 empty] | #REF! | #REF!
#REF! | [7 empty] | #REF! | #REF!
#REF! | [7 empty] | #REF! | #REF!
#REF! | [7 empty] | #REF! | #REF!
[8 empty] | #REF! | #REF!
[8 empty] | #REF! | #REF!
#REF! | [7 empty] | #REF!
#REF! | [7 empty] | #REF!
#REF! | [7 empty] | #REF! | #REF!
#REF! | [7 empty] | #REF! | #REF!
#REF! | [7 empty] | #REF! | #REF!
[8 empty] | #REF! | #REF!
[8 empty] | #REF! | #REF!
#REF! | [7 empty] | #REF!
#REF! | [7 empty] | #REF!
#REF! | [7 empty] | #REF! | #REF!
#REF! | [7 empty] | #REF! | #REF!
#REF! | [7 empty] | #REF! | #REF!
#REF! | [7 empty] | #REF! | #REF!
#REF! | [7 empty] | #REF! | #REF!
[8 empty] | #REF! | #REF!
#REF! | [7 empty] | #REF!
#REF! | [7 empty] | #REF! | #REF!
#REF! | [7 empty] | #REF! | #REF!
#REF! | [7 empty] | #REF! | #REF!
#REF! | [7 empty] | #REF! | #REF!
#REF! | [7 empty] | #REF! | #REF!
#REF! | [7 empty] | #REF! | #REF!
[8 empty] | #REF! | #REF!
#REF! | [7 empty] | #REF!
#REF! | [7 empty] | #REF! | #REF!
#REF! | [7 empty] | #REF! | #REF!
#REF! | [7 empty] | #REF! | #REF!
#REF! | [7 empty] | #REF! | #REF!
#REF! | [7 empty] | #REF! | #REF!
#REF! | [7 empty] | #REF! | #REF!
#REF! | [7 empty] | #REF! | #REF!
#REF! | [7 empty] | #REF! | #REF!
#REF! | [7 empty] | #REF! | #REF!
[8 empty] | #REF! | #REF!
#REF! | [7 empty] | #REF!
#REF! | [7 empty] | #REF! | #REF!
#REF! | [7 empty] | #REF! | #REF!
#REF! | [7 empty] | #REF! | #REF!
[8 empty] | #REF! | #REF!
#REF! | [7 empty] | #REF!
#REF! | [7 empty] | #REF! | #REF!
#REF! | [7 empty] | #REF! | #REF!
#REF! | [7 empty] | #REF! | #REF!
[8 empty] | #REF! | #REF!
#REF! | [7 empty] | #REF!
#REF! | [7 empty] | #REF! | #REF!
#REF! | [7 empty] | #REF! | #REF!
[8 empty] | #REF! | #REF!
#REF! | [7 empty] | #REF!
#REF! | [7 empty] | #REF! | #REF!
#REF! | [7 empty] | #REF! | #REF!
#REF! | [7 empty] | #REF! | #REF!
#REF! | [7 empty] | #REF! | #REF!
#REF! | [7 empty] | #REF! | #REF!
#REF! | [7 empty] | #REF! | #REF!
[8 empty] | #REF! | #REF!
#REF! | [7 empty] | #REF!
#REF! | [7 empty] | #REF! | #REF!
#REF! | [7 empty] | #REF! | #REF!
#REF! | [7 empty] | #REF! | #REF!
#REF! | [7 empty] | #REF! | #REF!
#REF! | [7 empty] | #REF!
#REF! | [7 empty] | #REF! | #REF!
#REF! | [7 empty] | #REF! | #REF!
#REF! | [7 empty] | #REF! | #REF!
#REF! | [7 empty] | #REF! | #REF!
[8 empty] | #REF! | #REF!
[8 empty] | #REF! | #REF!
[8 empty] | #REF! | #REF!
Click for Bid Form 2nd Envelope

## Sch-7 Dis (hidden)
Spec. No.: 5002001872/TRANSFORMER/DOM/A03-CC CS-4
Transformer Package TR34 for a) Supply of 1X 500MVA, 420/220/33kV Auto transformer at Bhadla pooling S/S including associated bays, b) Supply of 1X 500MVA, 420/220/33kV Auto transformer at Shujalpur S/s including associated bays, c) Extension of 220kV Shajhanpur S/S, d) Implementation of 1X 80 MVAR , 765kV Spare Reactor at Bhadla S/S, e) Supply of 1X 500MVA, 420/220/33kV Auto transformer at Kohchi S/S, f) Supply of 1X 500MVA, 420/220/33kV Auto transformer at Hiriyur S/S associated with New ISTS Schemes to be developed under RTM mode | [6 empty] | As per Lum-sum |  | 0%
(SCHEDULE OF RATES AND PRICES : TYPE TEST CHARGES) | [6 empty] | AS per Percent |  | #REF!
[7 empty] | As per lum-sum on Sch-7 |  | 0%
Bidder’s Name and Address (Sole Bidder) : |  |  |  | To: |  |  | As per Percent on Sch-7 |  | #REF!
|  |  |  | Contracts Services, 3rd Floor |  |  | Total Discount |  | #REF!
Name : |  |  |  | Power Grid Corporation of India Ltd.,
Address : |  |  |  | "Saudamini", Plot No.-2
|  |  |  | Sector-29, |  |  | Multipackage Discount |  | 0%
Gurgaon (Haryana) - 122001
Type Tests on Earthwire
SL. NO. | Description of Test | Unit | Quantity | Unit Test Charge | Total Test Charges (Rs.) |  |  | Total Test Charges After Discount (Rs.) |  | Dis Alert | Total Test Charges After MPD (Rs.)
I | #REF!
(a) | #REF! | #REF! | #REF! | #REF! | #REF!
(b) | #REF! | #REF! | #REF! | #REF! | #REF!
| Sub-Total (I) |  |  |  | #REF!
| TOTAL TEST CHARGES (I) |  |  |  | #REF!
[7 empty] | Discount Sche-7 | #REF! |  | MPD Sche-7 | #REF!
[7 empty] | Dis Alert | #REF!
Signature :
Date : | -- | Printed Name :
Place : |  | Designation :
Common Seal :
Note : | Bidder should indicate the name of test laboratories where type tests are proposed to be conducted
Spec. No.: 5002001872/TRANSFORMER/DOM/A03-CC CS-4
Transformer Package TR34 for a) Supply of 1X 500MVA, 420/220/33kV Auto transformer at Bhadla pooling S/S including associated bays, b) Supply of 1X 500MVA, 420/220/33kV Auto transformer at Shujalpur S/s including associated bays, c) Extension of 220kV Shajhanpur S/S, d) Implementation of 1X 80 MVAR , 765kV Spare Reactor at Bhadla S/S, e) Supply of 1X 500MVA, 420/220/33kV Auto transformer at Kohchi S/S, f) Supply of 1X 500MVA, 420/220/33kV Auto transformer at Hiriyur S/S associated with New ISTS Schemes to be developed under RTM mode | 0 | 0 |  |  |  | 0
(SCHEDULE OF RATES AND PRICES : TYPE TEST CHARGES) | 0 | 0 |  |  |  | 0
Bidder’s Name and Address (Sole Bidder) : | [5 empty] | 0
| 0 | 0 |  |  |  | 0
Name : |  | 0 |  |  |  | 0
Address : |  | 0 |  |  |  | 0
|  | 0 |  |  |  | 0
|  | 0 |  |  |  | 0
SL. NO. | Description of Test | 0
#REF! | #REF! | #REF!
#REF! | #REF!
#REF! | #REF! | #REF!
#REF! | #REF! | #REF!
| #REF! | #REF!
#REF! | #REF!
#REF! | #REF!
#REF! | #REF!
#REF! | #REF! | #REF!
#REF! | #REF! | #REF!
#REF! | #REF! | #REF!
#REF! | #REF! | #REF!
| #REF! | #REF!
#REF! | #REF!
#REF! | #REF! | #REF!
#REF! | #REF! | #REF!
#REF! | #REF! | #REF!
#REF! | #REF! | #REF!
| #REF! | #REF!
#REF! | #REF!
#REF! | #REF! | #REF!
#REF! | #REF! | #REF!
#REF! | #REF! | #REF!
| #REF! | #REF!
#REF! | #REF!
#REF! | #REF! | #REF!
#REF! | #REF! | #REF!
#REF! | #REF! | #REF!
| #REF! | #REF!
#REF! | #REF!
#REF! | #REF! | #REF!
#REF! | #REF! | #REF!
#REF! | #REF! | #REF!
#REF! | #REF! | #REF!
| #REF! | #REF!
| #REF! | #REF!
#REF! | #REF!
#REF! | #REF!
#REF! | #REF! | #REF!
#REF! | #REF! | #REF!
#REF! | #REF! | #REF!
| #REF! | #REF!
| #REF! | #REF!
#REF! | #REF!
#REF! | #REF!
#REF! | #REF! | #REF!
#REF! | #REF! | #REF!
#REF! | #REF! | #REF!
#REF! | #REF! | #REF!
#REF! | #REF! | #REF!
| #REF! | #REF!
#REF! | #REF!
#REF! | #REF! | #REF!
#REF! | #REF! | #REF!
#REF! | #REF! | #REF!
#REF! | #REF! | #REF!
#REF! | #REF! | #REF!
#REF! | #REF! | #REF!
| #REF! | #REF!
#REF! | #REF!
#REF! | #REF! | #REF!
#REF! | #REF! | #REF!
#REF! | #REF! | #REF!
#REF! | #REF! | #REF!
#REF! | #REF! | #REF!
#REF! | #REF! | #REF!
#REF! | #REF! | #REF!
#REF! | #REF! | #REF!
#REF! | #REF! | #REF!
| #REF! | #REF!
#REF! | #REF!
#REF! | #REF! | #REF!
#REF! | #REF! | #REF!
#REF! | #REF! | #REF!
| #REF! | #REF!
#REF! | #REF!
#REF! | #REF! | #REF!
#REF! | #REF! | #REF!
#REF! | #REF! | #REF!
| #REF! | #REF!
#REF! | #REF!
#REF! | #REF! | #REF!
#REF! | #REF! | #REF!
| #REF! | #REF!
#REF! | #REF!
#REF! | #REF! | #REF!
#REF! | #REF! | #REF!
#REF! | #REF! | #REF!
#REF! | #REF! | #REF!
#REF! | #REF! | #REF!
#REF! | #REF! | #REF!
| #REF! | #REF!
#REF! | #REF!
#REF! | #REF! | #REF!
#REF! | #REF! | #REF!
#REF! | #REF! | #REF!
#REF! | #REF! | #REF!
#REF! | #REF!
#REF! | #REF! | #REF!
#REF! | #REF! | #REF!
#REF! | #REF! | #REF!
#REF! | #REF! | #REF!
| #REF! | #REF!
| #REF! | #REF!
| #REF! | #REF!
Click for Bid Form 2nd Envelope

## Discount
This letter of discount is optional. Bidder may / may not offer any discount.
Spec. No.: 5002001872/TRANSFORMER/DOM/A03-CC CS-4 |  |  |  |  | Letter of Discount
LETTER OF DISCOUNT
To:
Contract Services
Power Grid Corporation of India Ltd.,
"Saudamini", Plot No.-2
Sector-29, (near IFFCO Chowk)
Gurgaon (Haryana) - 122001
Subject : |  | Transformer Package TR34 for a) Supply of 1X 500MVA, 420/220/33kV Auto transformer at Bhadla pooling S/S including associated bays, b) Supply of 1X 500MVA, 420/220/33kV Auto transformer at Shujalpur S/s including associated bays, c) Extension of 220kV Shajhanpur S/S, d) Implementation of 1X 80 MVAR , 765kV Spare Reactor at Bhadla S/S, e) Supply of 1X 500MVA, 420/220/33kV Auto transformer at Kohchi S/S, f) Supply of 1X 500MVA, 420/220/33kV Auto transformer at Hiriyur S/S associated with New ISTS Schemes to be developed under RTM mode
Dear Sir
With reference to the subject tender, we hereby offer unconditional discount on the prices quoted by us as per details given here below : | [6 empty] | Eq Weightage of Rs/ % | Final Discount Factor
| 1 | Discount on lum-sum basis on total price quoted by us without Taxes & Duties. [The discount shall be proportionately applicable on all the items of all the Schdules i.e. Sch-1 (without type test charges), Sch-2, Sch-3, Sch-4a, Sch-4b & Sch-7] In Rs. |  |  |  | 0 | 0%
| 2 | Discount on percent basis on total price quoted by us without Taxes & Duties. [The discount shall be proportionately applicable on all the items of all the Schdules i.e. Sch-1 (without type test charges), Sch-2 , Sch-3, Sch-4a, Sch-4b & Sch-7] In Percent (%) |  |  |  | 0 | 0%
| 3 | Discount on lum-sum basis on the Schedules as given below : [The discount shall be proportionately applicable on all the relevent items of the respective Schdules.] In Rs.
|  | Schedule-1 : Ex works prices |  | In Rs. |  | 0 | 0% | Schedule-1 : Ex-Works Price | 0%
|  | Schedule-2 : Freight & Insurance |  | In Rs. |  | 0 | 0% | Schedule-2 : Freight & Insurance | 0%
|  | Schedule-3 : Erection Charges |  | In Rs. |  | 0 | 0% | Schedule-3 : Erection Charges | 0%
|  | Schedule-4a : Training Charges |  | In Rs. |  | 0 | 0% | Schedule-4a : Training Charges | 0%
|  | Schedule-4b : Maintenance Charges during and after DLP |  | In Rs. |  | 0 | 0% | Schedule-4b : Maintenance Charges | 0%
|  | Schedule-7 : Type Test Charges |  | In Rs. |  | 0 | 0% | Schedule-7 : Type Test Charges | 0%
| 4 | Discount on percent basis on the Schedules as given below : [The discount shall be proportionately applicable on all the relevent items of the respective Schdules.] In Percent (%)
|  | Schedule-1 : Ex works prices |  | In Percent (%) |  | 0 | 0%
|  | Schedule-2 : Freight & Insurance |  | In Percent (%) |  | 0 | 0%
|  | Schedule-3 : Erection Charges |  | In Percent (%) |  | 0 | 0%
|  | Schedule-4a : Training Charges |  | In Percent (%) |  | 0 | 0%
|  | Schedule-4b : Maintenance Charges during and after DLP |  | In Percent (%) |  | 0 | 0%
|  | Schedule-7 : Type Test Charges |  | In Percent (%) |  | 0 | 0%
Discount(s) offered at sl. No. 1 to 4 will get displayed and accounted for automatically in the respective items of the Schedules.
| 5 | We hereby offer Multi-package discount as given below:
Multi-Package Discount(s) offered at sl. No. 5 will not get automatically accounted for in the respective items of the Schedules. The same shall be worked out saparately for evaluation.
Please consider this letter of discount as the integral part of our price bid.
Thanking you, we remain,
Yours faithfully,
For and on behalf of
Date : |  | -- | Printed Name :
Place : |  |  | Designation :
Click for Bid Form

## Octroi (hidden)
Details of Octroi
Sl No. | Description of Items | Amount on which Octroi is applicable | Rate of Octroi | Octroi
(1) | (2) | (3) | (4) | (5) =(3) x (4)
1 |  |  |  | 0
2 |  |  |  | 0
3 |  |  |  | 0
4 |  |  |  | 0
5 |  |  |  | 0
6 |  |  |  | 0
7 |  |  |  | 0
8 |  |  |  | 0
9 |  |  |  | 0
10 |  |  |  | 0
| Total |  |  | 0
Back to Sch 5

## Entry Tax (hidden)
Details of Entry Tax
Sl No. | Description of Items | Amount on which Entry Tax is applicable | Rate of Entry Tax | Entry Tax
(1) | (2) | (3) | (4) | (5) =(3) x (4)
1 |  |  |  | 0
2 |  |  |  | 0
3 |  |  |  | 0
4 |  |  |  | 0
5 |  |  |  | 0
6 |  |  |  | 0
7 |  |  |  | 0
8 |  |  |  | 0
9 |  |  |  | 0
10 |  |  |  | 0
| Total |  |  | 0
Back to Sch 5

## Other Taxes & Duties (hidden)
Details of Other Taxes & Duties
Sl No. | Description of Items | Amount on which Other Taxes & Duties are applicable | Description of Taxes & Duties | Rate of Taxes & Duties | Amount of Taxes & Duties
(1) | (2) | (3) | (4) | (5) | (6) =(3) x (4)
1 |  |  |  |  | 0
2 |  |  |  |  | 0
3 |  |  |  |  | 0
4 |  |  |  |  | 0
5 |  |  |  |  | 0
6 |  |  |  |  | 0
7 |  |  |  |  | 0
8 |  |  |  |  | 0
9 |  |  |  |  | 0
10 |  |  |  |  | 0
| Total |  |  |  | 0
Back to Sch 5

## Bid Form 2nd Envelope
Spec. No.: 5002001872/TRANSFORMER/DOM/A03-CC CS-4 |  |  |  | Bid Form 2nd Envelope |  | Sole Bidder |  |  |  | 1 | st |  | 1 | January
[6 empty] | 0 |  |  |  | 2 | nd |  | 2 | February
BID FORM (Second Envelope) | [9 empty] | 3 | rd |  | 3 | March
[10 empty] | 4 | th |  | 4 | April
Bid Proposal Ref. No. | [9 empty] | 5 | th |  | 5 | May
Date : | -- | [8 empty] | 6 | th | #VALUE! | 6 | June
[10 empty] | 7 | th | #VALUE! | 7 | July
To: | [9 empty] | 8 | th | #VALUE! | 8 | August
Contracts Services, 3rd Floor | [9 empty] | 9 | th | #VALUE! | 9 | September
Power Grid Corporation of India Ltd., | [9 empty] | 10 | th |  | 10 | October
"Saudamini", Plot No.-2 | [9 empty] | 11 | th |  | 11 | November
Sector-29, | [9 empty] | 12 | th |  | 12 | December
Gurgaon (Haryana) - 122001 | [9 empty] | 13 | th
[10 empty] | 14 | th
Name of Contract : | Transformer Package TR34 for a) Supply of 1X 500MVA, 420/220/33kV Auto transformer at Bhadla pooling S/S including associated bays, b) Supply of 1X 500MVA, 420/220/33kV Auto transformer at Shujalpur S/s including associated bays, c) Extension of 220kV Shajhanpur S/S, d) Implementation of 1X 80 MVAR , 765kV Spare Reactor at Bhadla S/S, e) Supply of 1X 500MVA, 420/220/33kV Auto transformer at Kohchi S/S, f) Supply of 1X 500MVA, 420/220/33kV Auto transformer at Hiriyur S/S associated with New ISTS Schemes to be developed under RTM mode | [8 empty] | 15 | th
Dear Ladies and/or Gentlemen, | [9 empty] | 16 | th
1 | In continuation of First Envelope of our Bid, we hereby submit the Second Envelope of the Bid, both of which shall be read together and in conjunction with each other, and shall be construed as an integral part of our Bid. Accordingly, we the undersigned, offer to design, manufacture, test, deliver, install and commission (including carrying out Trial Operation, Performance & Guarantee Test as per provision of Technical Specification) under the above-named package in full conformity with the said Bidding Documents for the sum of Rs. 0 (Rs. Zero Only ) or such other sums as may be determined in accordance with the terms and conditions of the Bidding Documents. |  |  |  |  | In continuation of First Envelope of our Bid, we hereby submit the Second Envelope of the Bid, both of which shall be read together and in conjunction with each other, and shall be construed as an integral part of our Bid. Accordingly, we the undersigned, offer to design, manufacture, test, deliver, install and commission (including carrying out Trial Operation, Performance & Guarantee Test as per provision of Technical Specification) under the above-named package in full conformity with the said Bidding Documents for the sum of Rs. | or such other sums as may be determined in accordance with the terms and conditions of the Bidding Documents. | 0 | (Rs. Zero Only ) | 17 | th
| The above amounts are in accordance with the price schedules attached herewith and are made part of this bid. | [8 empty] | 18 | th
2 | Price Schedules | [8 empty] | 19 | th
2.1 | In line with the requirements of the Bidding documents, we enclose herewith the following Price Schedules, duly filled - in as per your proforma: | [8 empty] | 20 | th
| Schedule 1 | Plant and Equipment (Including Mandatory Spare Parts) to be supplied, including Type Test Charges. | [7 empty] | 21 | st
| Schedule 2 | Local Transportation, In-transit Insurance, loading and unloading | [7 empty] | 22 | th
| Schedule 3 | Installation Charges. | [7 empty] | 23 | th
| Schedule 4 | Training charges for training to be imparted. | [7 empty] | 24 | th
| Schedule 4b | Maintenance Charges during & after Defect Laibility Period.
| Schedule 5 | Taxes and Duties not included in Schedule 1 | [7 empty] | 25 | th
| Schedule 6 | Grand Summary [Schedule 1to 5] | [7 empty] | 26 | th
| Schedule 7 | Break-up of Type Test Charges for Type Tests to be conducted | [7 empty] | 27 | th
2.2 | We are aware that the Price Schedules do not generally give a full description of the Work to be performed under each item and we shall be deemed to have read the Technical Specifications and other sections of the Bidding Documents and Drawings to ascertain the full scope of Work included in each item while filling-in the rates and prices. We agree that the entered rates and prices shall be deemed to include for the full scope as aforesaid, including overheads and profit. | [8 empty] | 28 | th
2.3 | We declare that as specified in Clause 11.5, Section –II:ITB, Vol.-I of the Bidding Documents, prices quoted by us in the Price Schedules shall be subject to Price Adjustment during the execution of Contract in accordance with Appendix-2 (Price Adjustment) to the Contract Agreement. | [8 empty] | 29 | th
2.4 | We understand that in the price schedules, where there are errors between the total of the amounts given under the column for the price Breakdown and the amount given under the Total Price, the former shall prevail and the latter will be corrected accordingly. We further understand that where there are discrepancies between amounts stated in figures and amounts stated in words, the amount stated in words shall prevail. Similarly, any discrepancy in the total bid price and that of the summation of Schedule price (price indicated in a Schedule indicating the total of that schedule), the total bid price shall be corrected to reflect the actual summation of the Schedule prices. | [8 empty] | 30 | th
2.5 | We declare that items left blank in the Schedules will be deemed to have been included in other items. The TOTAL for each Schedule and the TOTAL of Grand Summary shall be deemed to be the total price for executing the Facilities and sections thereof in complete accordance with the Contract, whether or not each individual item has been priced. | [8 empty] | 31 | st
3 | We confirm that except as otherwise specifically provided our Bid Prices in this Second Envelope include all taxes, duties, levies and charges as may be assessed on us/our Associate (applicable for Foreign Bidder), our Sub-Contractor/Sub-Vendor or their employees by all municipal, state or national government authorities in connection with the Facilities, in and outside of India.
3.1 | 100% of applicable Taxes and Duties i.e GST which are payable by the Employer under the Contract, shall be reimbursed by the Employer on production of satisfactory documentary evidence by the Contractor in accordance with the provisions of the Bidding Documents.
3.2 | We further understand that notwithstanding 3.0 above, in case of award on us, you shall also bear and pay/reimburse to us, GST applicable on supplies by us to you, imposed on the Plant & Equipment including Mandatory Spare Parts to be incorporated into the Facilities including Type Test charges for Type test to be conducted specified in Schedule No. 1, Installation Services specified in Schedule No. 3, Charges for Training to be imparted specified in Schedule No. 4a and Maintenance Charges during & after Defect Laibility Period specified in Schedule No. 4b of the Price Schedule in this Second Envelope by the Indian Laws.
3.3 | We confirm that we have also registered/we shall also get registered in the GST Network with a GSTIN, in all the states where the project is located and the states from which we shall make our supply of goods.
4 | # (For Joint Venture only) We, the partners of Joint Venture submitting this bid, do agree and confirm that in case of Award of Contract on the Joint Venture, we shall be jointly and severally liable and responsible for the execution of the Contract in accordance with Contract terms and conditions. |  |  |  | 1
5 | We, hereby, declare that only the persons or firms interested in this proposal as principals are named here and that no other persons or firms other than those mentioned herein have any interest in this proposal or in the Contract to be entered into, if the award is made on us, that this proposal is made without any connection with any other person, firm or party likewise submitting a proposal is in all respects for and in good faith, without collusion or fraud.
Thanking you, we remain,
Yours faithfully,
For and on behalf of
Signature :
Date : | -- |  | Printed Name :
Place : |  |  | Designation :
Common Seal :
In case of bid from a Joint Venture, name & designation of representative of JV partner is to be provided and Bid Form is also to be signed by him.
Please provide additional information of the Bidder
Business Address :
Country of Incorporation :
State/Province to be indicated :
Name of Principal Officer :
Address of Principal Officer :
Note: Bidders may note that no prescribed proforma has been enclosed for Attachment 2 : Power of Attorney. Bidders may use their own proforma for furnishing the required information with the bid.
* * *
Back to Cover Page

## Q & C (2) (hidden)
STATEMENT OF QUOTED / CORRECTED PRICES
All Figures are in Rupees
Bidder |  | 0
Sl. No. | Price Component | Quoted Price | Corrected Price
1 | TOTAL SCHEDULE NO. 1:Ex-Works Price of Plant and Equipment including Type Test Charges | 0 |  | 0
2 | TOTAL SCHEDULE NO.2: Local Transportation, Insurance and other Incidental Services. | 0 |  | 0
3 | TOTAL SCHEDULE NO.3: Installation Charges | 0 |  | 0
4 | TOTAL SCHEDULE NO.4: Training Charges | Not Applicable |  | Not Applicable
5 | TOTAL BID PRICE: (Excluding Taxes & Duties) | 0 |  | 0
6 | DISCOUNT | #REF! |  | #REF! | #REF!
7 | NET BID PRICE (Excluding Taxes & Duties) | #REF! |  | #REF!
8 | TAXES & DUTIES PAYABLE ADDITIONALLY
| A) EXCISE DUTY | 0 |  | 0
| B) CENTRAL SALES TAX | 0 |  | 0
| C) VAT | #REF! |  | 0
| D) ENTRY TAX / OCTROI | #REF! |  | 0
E) OTHERS
| F) TOTAL TAXES & DUTIES | #REF! |  | 0
8 | TOTAL BID PRICE (INCLUDING TAXES & DUTIES) | #REF! |  | 0
9 | TOTAL SCHEDULE NO.7: Type Test Charges [Total of this Schedule is included in Schedule-1 above] | 0 |  | 0
I) | Bidder has indicated the following taxes and duties additionally applicable for their bid:
| Excise Duty % as |  |  |  | Excise Duty
| CST % as |  |  |  | CST
| #REF! |  |  |  | VAT | #REF! | #REF!
| #REF! |  |  |  | Entry Tax/ Octroi | #REF! | #REF!
| Others as |  |  |  | Others
II) | With regard to Entry Tax, it may be mentioned that the substations covered under the subject pacakge falls in State of MP, where an entry tax @ 2% of Purchase Price is applicable. In view of the above, the taxes and duties inter-alia including entry tax applicable for the bids are calculated :
a) | Ex-Works Price of Direct Supplies (after discount, if any) |  | Rs. | 0
b) | Excise Duty, as applicable on (a) above at the rate : | 10% | Rs. | 0
c) | Amount on which Sales Tax is applicable | 0 |  | 0
d) | CST, as applicable on (a) + ED (b) above at the rate : | 2% | Rs. | 0
e) | VAT, as applicable on (a) + ED (b) above at the rate : | 1% |  | 0
f) | Others [……………………………………………] |  | Rs.
g) | Purchase Price for Entry Tax (Total Ex-Works+F&I+ED+CST+Others) |  | Rs. | 0
h) | Entry Tax, as applicable on (e) above at the rate : |  | Rs. | 0
Transformer Package TR34 for a) Supply of 1X 500MVA, 420/220/33kV Auto transformer at Bhadla pooling S/S including associated bays, b) Supply of 1X 500MVA, 420/220/33kV Auto transformer at Shujalpur S/s including associated bays, c) Extension of 220kV Shajhanpur S/S, d) Implementation of 1X 80 MVAR , 765kV Spare Reactor at Bhadla S/S, e) Supply of 1X 500MVA, 420/220/33kV Auto transformer at Kohchi S/S, f) Supply of 1X 500MVA, 420/220/33kV Auto transformer at Hiriyur S/S associated with New ISTS Schemes to be developed under RTM mode |  | Statement of Quoted / Corrected Prices |  | Page
Spec. No. | Spec. No.: 5002001872/TRANSFORMER/DOM/A03-CC CS-4

## Q & C (hidden)
STATEMENT OF QUOTED / CORRECTED PRICES
All Figures are in Rupees
Bidder
Sl. No. | Price Component | Quoted Price | Corrected Price
1 | TOTAL SCHEDULE NO. 1:Ex-Works Price of Plant and Equipment including Type Test Charges | 0 |  | 0
2 | TOTAL SCHEDULE NO.2: Local Transportation, Insurance and other Incidental Services. | 0 |  | 0
3 | TOTAL SCHEDULE NO.3: Installation Charges | 0 |  | 0
4 | TOTAL SCHEDULE NO.4: Training Charges | Not Applicable |  | Not Applicable
5 | TOTAL BID PRICE: (Excluding Taxes & Duties) | 0 |  | 0
6 | DISCOUNT | #REF! |  | #REF!
7 | NET BID PRICE (Excluding Taxes & Duties) | #REF! |  | #REF!
8 | TAXES & DUTIES PAYABLE ADDITIONALLY
| A) EXCISE DUTY | #REF! |  | 0
| B) CENTRAL SALES TAX /VAT | #REF! |  | #REF!
| C) ENTRY TAX / OCTROI | #REF! |  | #REF!
| D) OTHERS | #REF! |  | 0
| E) TOTAL TAXES & DUTIES | #REF! |  | #REF!
8 | TOTAL BID PRICE (INCLUDING TAXES & DUTIES) | #REF! |  | #REF!
9 | TOTAL SCHEDULE NO.7: Type Test Charges [Total of this Schedule is included in Schedule-1 above] | 0 |  | 0
I) | Bidder has indicated the following taxes and duties additionally applicable for their bid:
a) | Excise Duty |  | Rs. | #REF!
b) | CST /VAT |  | Rs. | #REF!
c) | Entry Tax / Octroi |  | Rs. | #REF!
d) | Others |  | Rs. | #REF!
II) | Bidder has offered following discount(s)
III) | With regard to Entry Tax, it may be mentioned that the substations covered under the subject pacakge falls in State of MP, where an entry tax @ 1% of Purchase Price is applicable. In view of the above, the taxes and duties inter-alia including entry tax applicable for the bids are calculated : |  |  |  | Details of dicounts
a) | Ex-Works Price of Direct Supplies (after discount, if any) |  | Rs. | 0 | Gross LS | #REF! | #REF! | #REF! | Gross % | #REF! | #REF! | #REF!
b) | Excise Duty @ 10.3% of (a) above |  | Rs. | 0 |  |  |  | #REF! |  |  |  | #REF!
c) | CST / VAT @ 2% of Ex-Works of Direct Supplies (a) + ED (b) above |  | Rs. | #REF! | Sch-1 Direct LS | #REF! | #REF! | #REF! | Sch-1 Direct % | #REF! | #REF! | #REF!
d) | Others |  | Rs. |  | Sch-1 BO LS | #REF! | #REF! | #REF! | Sch-1 BO % | #REF! | #REF! | #REF!
e) | Purchase Price for Entry Tax (Total Ex-Works+F&I+ED+CST+Others) |  | Rs. | #REF! | Sch-2 LS | #REF! | #REF! | #REF! | Sch-2 % | #REF! | #REF! | #REF!
f) | Entry Tax @ 1% of (e) above |  | Rs. | #REF! | Sch-3 LS | #REF! | #REF! | #REF! | Sch-3 % | #REF! | #REF! | #REF!
[5 empty] | Sch-7 LS | #REF! | #REF! | #REF! | Sch-7 % | #REF! | #REF! | #REF!
Transformer Package TR34 for a) Supply of 1X 500MVA, 420/220/33kV Auto transformer at Bhadla pooling S/S including associated bays, b) Supply of 1X 500MVA, 420/220/33kV Auto transformer at Shujalpur S/s including associated bays, c) Extension of 220kV Shajhanpur S/S, d) Implementation of 1X 80 MVAR , 765kV Spare Reactor at Bhadla S/S, e) Supply of 1X 500MVA, 420/220/33kV Auto transformer at Kohchi S/S, f) Supply of 1X 500MVA, 420/220/33kV Auto transformer at Hiriyur S/S associated with New ISTS Schemes to be developed under RTM mode |  | Statement of Quoted / Corrected Prices |  | Page | Different Manner | #REF!
[5 empty] | Text for Discount | #REF!
#REF!
#REF!

## N to W (hidden)
0
Rs. Zero Only
0
0
0
0
0
0
1 | One
2 | Two
3 | Three
4 | Four
5 | Five
6 | Six
7 | Seven
8 | Eight
9 | Nine
10 | Ten
11 | Eleven
12 | Twelve
13 | Thirteen
14 | Fourteen
15 | Fifteen
16 | Sixteen
17 | Seventeen
18 | Eighteen
19 | Nineteen
20 | Twenty
21 | Twenty One
22 | Twenty Two
23 | Twenty Three
24 | Twenty Four
25 | Twenty Five
26 | Twenty Six
27 | Twenty Seven
28 | Twenty Eight
29 | Twenty Nine
30 | Thirty
31 | Thirty One
32 | Thirty Two
33 | Thirty Three
34 | Thirty Four
35 | Thirty Five
36 | Thirty Six
37 | Thirty Seven
38 | Thirty Eight
39 | Thirty Nine
40 | Forty
41 | Forty One
42 | Forty Two
43 | Forty Three
44 | Forty Four
45 | Forty Five
46 | Forty Six
47 | Forty Seven
48 | Forty Eight
49 | Forty Nine
50 | Fifty
51 | Fifty One
52 | Fifty Two
53 | Fifty Three
54 | Fifty Four
55 | Fifty Five
56 | Fifty Six
57 | Fifty Seven
58 | Fifty Eight
59 | Fifty Nine
60 | Sixty
61 | Sixty One
62 | Sixty Two
63 | Sixty Three
64 | Sixty Four
65 | Sixty Five
66 | Sixty Six
67 | Sixty Seven
68 | Sixty Eight
69 | Sixty Nine
70 | Seventy
71 | Seventy One
72 | Seventy Two
73 | Seventy Three
74 | Seventy Four
75 | Seventy Five
76 | Seventy Six
77 | Seventy Seven
78 | Seventy Eight
79 | Seventy Nine
80 | Eighty
81 | Eighty One
82 | Eighty Two
83 | Eighty Three
84 | Eighty Four
85 | Eighty Five
86 | Eighty Six
87 | Eighty Seven
88 | Eighty Eight
89 | Eighty Nine
90 | Ninety
91 | Ninety One
92 | Ninety Two
93 | Ninety Three
94 | Ninety Four
95 | Ninety Five
96 | Ninety Six
97 | Ninety Seven
98 | Ninety Eight
99 | Ninety Nine
100 | One Hundred