## Basic (hidden)
Package Name: | Upgradation of SCADA and associated systems of NTAMC /RTAMC
Spec no. | Specification No: CC/NT/W-SCADA/DOM/A00/23/00395

## Cover
ORIGINAL
Price Schedules | Upgradation of SCADA and associated systems of NTAMC /RTAMC |  | NTAMC
Specification No: CC/NT/W-SCADA/DOM/A00/23/00395
| 1 | Fill up only green shaded cells in Sch-1, Sch-2, Sch-3, Sch-4a, Sch-4b, Sch-5, Sch-7 and Bid Form 2nd Envelope.
| 2 | All the cells in Sch-5 & Sch-6 are auto filled, therefore no cell is required to be filled up there.
| 3 | Instructions / error messages, if any, will be displayed automatically after selecting the cell.
| 4 | After filling up all the schedues, save the file, take print out of all the schedules and Bid form and sign & stamp and submit them as hard copy of the 2nd envelope (Price part) of the bid. Also ensure to submit the soft copy of the the same file on CD/ DVD.
Click to skip Instructions & Proceed
Click for Detailed General Instructions
General guidelines for filling up the Price Schedules, Sch-1 to Sch-7

## Instructions
General Instruction to the Bidders for filling up this workbook of Price Schedules
I | While filling up the worksheets following may please be observed :
| (i) | Fill up only green shaded cells.
| (ii) | Certain data type entries have been restricted, such as Numeric values or limits of numeric values.
| (iii) | Select only the options provided in pull down menus.
| (iv) | Do not link any cell of this work book with any other work book.
| (v) | Do not use copy & paste or cut & paste options for filling up the data.
| (vi) | Do not reformat any of the cell of the work book.
II | This Workbook consists of following worksheets :
Cover :
Opening page of the workbook.
Names of Bidder :
| ● | Select Sole Bidder from the pull down menu. Do not leave this cell blank.
| ● | Fill up names and address of the Sole Bidder.
| ● | Fill up date in dd-mmm-yyyy format from drop down menu.
| ● | Click for Sch-1 given at the right top of the worksheet to go to Sch-1.
Sch-1 (Ex-works Prices) :
| ● | Fill up unit rates for all the items in numeric values greater than 0 (zero). If unit rate is left blank, the corresponding item shall be deemed to be included in the total price.
| ● | Corresponding cell for mode of transaction shall be come enable only after filling up the unit rate, therefore first fill up the unit rate and then mode of transaction for the corresponding item.
| ● | Total amount shall get calculated automatically.
| ● | Type Test charges shall appear automatically after filling up Sch-7 appropriately.
Sch-2 (Freight & Insurance Charges) :
| ● | Fill up unit rates for all the items in numeric values greater than 0 (zero). If unit rate is left blank, the corresponding item shall be deemed to be included in the total price.
| ● | Total amount shall get calculated automatically.
Sch-3 (Erection Charges) :
| ● | Fill up unit rates for all the items in numeric values greater than 0 (zero). If unit rate is left blank, the corresponding item shall be deemed to be included in the total price.
| ● | Total amount shall get calculated automatically.
Sch-4a (Training Charges) :
| ● | Fill up unit rates for all the items in numeric values greater than 0 (zero). If unit rate is left blank, the corresponding item shall be deemed to be included in the total price.
| ● | Total amount shall get calculated automatically.
Sch-4b (Maintenance Charges during and after Defect Liability Period) :
| ● | Fill up unit rates for all the items in numeric values greater than 0 (zero). If unit rate is left blank, the corresponding item shall be deemed to be included in the total price.
| ● | Total amount shall get calculated automatically.
Sch-5 (Summary of Taxes and Duties applicable on the Goods) :
| ● | No cell is required to be filled in by the bidder in this worksheet.
Sch -6 :
| ● | Summary of all the Schedules without considering discount (mentioned in the work sheet discount) shall be displayed automatically.
| ● | No cell is required to be filled in by the bidder in this worksheet.
Sch-7 (Type Test Charges) :
| ● | Fill up the rates & location where type tests are proposed.
| ● | Total of this Sch-7 shall automatically appear in Sch-1.
Bid from 2nd Envelope :
| ● | Fill up ref. no. as bidder's ref no. of this letter.
| ● | This letter shall consider the net price as per Sch-6 (After Discount).
| ● | Fill up additional information as required.
* * *
Happy Bidding !
Click to Proceed

## Names of Bidder
Upgradation of SCADA and associated systems of NTAMC /RTAMC
Specification No: CC/NT/W-SCADA/DOM/A00/23/00395 |  |  |  |  | Sole Bidder | 1
[5 empty] | JV (Joint Venture) | 2 or More
Enter following details of the bidder
Specify type of Bidder [Select from drop down menu] | Sole Bidder |  |  |  | 0
1
Name of Sole Bidder | aaaa
Address of Sole Bidder
Name of other Partner
Address of other Partner
Name of other Partner - 2 (more, if any)
Address of other Partner - 2 (more, if any)
Printed Name | bbb
Designation | ccc
email ID of Bid Signatory
Mobile No. of Bid Signatory
Tel No. of Bid Signatory
Fax No. of Bid Signatory
Date | 2 | Feb | 2023 | 28
Place | ddddd
Click for Sch-1

## Sch-1
Specification No: CC/NT/W-SCADA/DOM/A00/23/00395 | [13 empty] | Schedule - 1 |  |  |  |  | Direct Total | 0 | Sole Bidder | `
[19 empty] | BO Total | #REF! | 0
Upgradation of SCADA and associated systems of NTAMC /RTAMC
(SCHEDULE OF RATES AND PRICES)
Bidder’s Name and Address (Sole Bidder) : | [11 empty] | To:
#REF! | [11 empty] | Contracts Services, 3rd Floor
Name : |  | aaaa | [9 empty] | Power Grid Corporation of India Ltd., | [8 empty] | #REF!
Address : | [11 empty] | "Saudamini", Plot No.-2
Sector-29,
Gurugram (Haryana) - 122001
Plant and Equipment (including Mandatory Spares Parts) to be supplied, including Type Test Charges for Tests to be conducted | [19 empty] | Direct
[14 empty] | All Prices are in Indian Rupees. | [5 empty] | Bought-Out
SI. No. | PR No | PR Line Item No | Activity Description | Material Code | HSN Code | Whether HSN in column ‘ 6 ’ is confirmed. If not indicate applicable the HSN code * | Rate of GST applicable ( in %) | Whether rate of GST in column ‘4’ is confirmed. If not indicate applicable rate of GST * | Item Description | Unit | Qty. | Unit Ex-works price (excluding GST) | Total Ex-works price (excluding GST) | GST Tax as confirmed by Bidder
1 | 2 | 3 | 4 | 5 | 6 | 7 | 8 | 9 | 10 | 11 | 12 | 13 | 14= 12 x 13 | 15
| (I) | MAIN NTAMC | [17 empty] | Direct
1 | 7000020907 | 40 | CONTROL CENTRE-HARDWARE | 1000064782 | 85176930 |  | 18% |  | TYPE-1 ROUTER AS PER TS | EA | 2 |  | Included | 0 | 0 | 0 | 0 | 0
2 | 7000020907 | 50 | CONTROL CENTRE-HARDWARE | 1000064783 | 85176930 |  | 18% |  | TYPE-2 ROUTER AS PER TS | EA | 2 |  | Included | 0 | 0 | 0 | 0 | 0
3 | 7000020907 | 60 | CONTROL CENTRE-HARDWARE | 1000063031 | 85389000 |  | 18% |  | MANAGED LAN L3 TYPE-1 | EA | 24 |  | Included | 0 | 0 | 0 | 0 | 0
4 | 7000020907 | 70 | CONTROL CENTRE-HARDWARE | 1000063032 | 85389000 |  | 18% |  | MANAGED LAN L3 TYPE-2 | EA | 4 |  | Included | 0 | 0 | 0 | 0 | 0
5 | 7000020907 | 80 | CONTROL CENTRE-HARDWARE | 1000062969 | 85389000 |  | 18% |  | COPPER SFP FOR LAN | EA | 153 |  | Included | 0 | 0 | 0 | 0 | 0
6 | 7000020907 | 90 | CONTROL CENTRE-HARDWARE | 1000063027 | 85389000 |  | 18% |  | FIBER OPTIC SFP FOR LAN | EA | 615 |  | Included | 0 | 0 | 0 | 0 | 0
7 | 7000020907 | 100 | CONTROL CENTRE-HARDWARE | 1000063033 | 85238020 |  | 18% |  | NETWORK INTRUSION PREVENTION SYS.(NIPS) | LOT | 2 |  | Included | 0 | 0 | 0 | 0 | 0
8 | 7000020907 | 110 | CONTROL CENTRE-HARDWARE | 1000063024 | 85389000 |  | 18% |  | FIREWALL TYPE-I AS PER TS | EA | 4 |  | Included | 0 | 0 | 0 | 0 | 0
9 | 7000020907 | 120 | CONTROL CENTRE-HARDWARE | 1000063025 | 85389000 |  | 18% |  | FIREWALL TYPE-II AS PER TS | EA | 2 |  | Included | 0 | 0 | 0 | 0 | 0
10 | 7000020907 | 130 | CONTROL CENTRE-HARDWARE | 1000063026 | 85389000 |  | 18% |  | FIREWALL TYPE-III AS PER TS | EA | 2 |  | Included | 0 | 0 | 0 | 0 | 0
11 | 7000020907 | 140 | CONTROL CENTRE-HARDWARE | 1000063023 | 85389000 |  | 18% |  | FIREWALL MANAGEMENT SERVER | EA | 2 |  | Included | 0 | 0 | 0 | 0 | 0
12 | 7000020907 | 150 | CONTROL CENTRE-HARDWARE | 1000063251 | 84715000 |  | 18% |  | IDENTITY MANAGEMENT SERVER | EA | 2 |  | Included | 0 | 0 | 0 | 0 | 0
13 | 7000020907 | 160 | CONTROL CENTRE-HARDWARE | 1000063041 | 84715000 |  | 18% |  | SCADA DATA SERVER | EA | 2 |  | Included | 0 | 0 | 0 | 0 | 0
14 | 7000020907 | 170 | CONTROL CENTRE-HARDWARE | 1000013599 | 84715000 |  | 18% |  | Computer System Hardware - ICCP server | EA | 2 |  | Included | 0 | 0 | 0 | 0 | 0
15 | 7000020907 | 180 | CONTROL CENTRE-HARDWARE | 1000009307 | 84715000 |  | 18% |  | Computer System Hardware - Communication Front End (CFE) | EA | 22 |  | Included | 0 | 0 | 0 | 0 | 0
16 | 7000020907 | 190 | CONTROL CENTRE-HARDWARE | 1000026351 | 85389000 |  | 18% |  | Computer System Hardware -Development System Server | EA | 2 |  | Included | 0 | 0 | 0 | 0 | 0
17 | 7000020907 | 200 | CONTROL CENTRE-HARDWARE | 1000010548 | 84715000 |  | 18% |  | Computer System Hardware - Data Replica Server | EA | 2 |  | Included | 0 | 0 | 0 | 0 | 0
18 | 7000020907 | 210 | CONTROL CENTRE-HARDWARE | 1000026352 | 85389000 |  | 18% |  | Computer System Hardware-E-Mail Server | EA | 2 |  | Included | 0 | 0 | 0 | 0 | 0
19 | 7000020907 | 220 | CONTROL CENTRE-HARDWARE | 1000015824 | 84715000 |  | 18% |  | Computer System Hardware - NMS server | EA | 2 |  | Included | 0 | 0 | 0 | 0 | 0
20 | 7000020907 | 230 | CONTROL CENTRE-HARDWARE | 1000026306 | 85389000 |  | 18% |  | Archive and Configuration system- Archive and configuration server | EA | 2 |  | Included | 0 | 0 | 0 | 0 | 0
21 | 7000020907 | 240 | CONTROL CENTRE-HARDWARE | 1000015807 | 84717090 |  | 18% |  | NETWORK AREA STORAGE (NAS) | EA | 2 |  | Included | 0 | 0 | 0 | 0 | 0
22 | 7000020907 | 250 | CONTROL CENTRE-HARDWARE | 1000017494 | 84715000 |  | 18% |  | Computer System Hardware -Patch Management Server | EA | 2 |  | Included | 0 | 0 | 0 | 0 | 0
23 | 7000020907 | 260 | CONTROL CENTRE-HARDWARE | 1000010546 | 84715000 |  | 18% |  | Computer System Hardware - Data Historian Server | EA | 2 |  | Included | 0 | 0 | 0 | 0 | 0
24 | 7000020907 | 270 | CONTROL CENTRE-HARDWARE | 1000063029 | 84715000 |  | 18% |  | HIDS SERVER | EA | 2 |  | Included | 0 | 0 | 0 | 0 | 0
25 | 7000020907 | 280 | CONTROL CENTRE-HARDWARE | 1000063046 | 84715000 |  | 18% |  | VIDEO MONITORING SYSTEM SERVER | EA | 2 |  | Included | 0 | 0 | 0 | 0 | 0
26 | 7000020907 | 290 | CONTROL CENTRE-HARDWARE | 1000026353 | 85389000 |  | 18% |  | Hardware-Substation equipment Remote Accessibility System Server | EA | 2 |  | Included | 0 | 0 | 0 | 0 | 0
27 | 7000020907 | 300 | CONTROL CENTRE-HARDWARE | 1000026349 | 85389000 |  | 18% |  | Hardware- Automated Fault Analysis Server | EA | 2 |  | Included | 0 | 0 | 0 | 0 | 0
28 | 7000020907 | 310 | CONTROL CENTRE-HARDWARE | 1000063044 | 84715000 |  | 18% |  | SIEM CORRELATION ENGINE | EA | 2 |  | Included | 0 | 0 | 0 | 0 | 0
29 | 7000020907 | 320 | CONTROL CENTRE-HARDWARE | 1000062968 | 84715000 |  | 18% |  | CONNECTOR SERVER (SYSLOG) | EA | 2 |  | Included | 0 | 0 | 0 | 0 | 0
30 | 7000020907 | 330 | CONTROL CENTRE-HARDWARE | 1000062965 | 84715000 |  | 18% |  | ADMINISTRATION CONSOLE SERVER | EA | 2 |  | Included | 0 | 0 | 0 | 0 | 0
31 | 7000020907 | 340 | CONTROL CENTRE-HARDWARE | 1000026447 | 85389000 |  | 18% |  | VoIP systems-VoIP communication server to manage VoIP connection | EA | 2 |  | Included | 0 | 0 | 0 | 0 | 0
32 | 7000020907 | 350 | CONTROL CENTRE-HARDWARE | 1000063047 | 84715000 |  | 18% |  | VOICE RECORDER | EA | 2 |  | Included | 0 | 0 | 0 | 0 | 0
33 | 7000020907 | 360 | CONTROL CENTRE-HARDWARE | 1000063037 | 84715000 |  | 18% |  | OTS SERVERS | EA | 2 |  | Included | 0 | 0 | 0 | 0 | 0
34 | 7000020907 | 370 | CONTROL CENTRE-HARDWARE | 1000063042 | 84715000 |  | 18% |  | SERVER FOR HOSTING CUSTOM APPLICATION | EA | 2 |  | Included | 0 | 0 | 0 | 0 | 0
35 | 7000020907 | 380 | CONTROL CENTRE-HARDWARE | 1000063045 | 84717020 |  | 18% |  | STORAGE SERVER SAN | EA | 2 |  | Included | 0 | 0 | 0 | 0 | 0
36 | 7000020907 | 390 | CONTROL CENTRE-HARDWARE | 1000060300 | 90311000 |  | 18% |  | TIME & FREQUENCY SYSTEM NAVIC BASED (WITH FAILBACK TO GPS) | LOT | 2 |  | Included | 0 | 0 | 0 | 0 | 0
37 | 7000020907 | 400 | CONTROL CENTRE-HARDWARE | 1000063259 | 84713090 |  | 18% |  | WORKSTATION AS PER TS | EA | 52 |  | Included | 0 | 0 | 0 | 0 | 0
38 | 7000020907 | 410 | CONTROL CENTRE-HARDWARE | 1000063256 | 84713090 |  | 18% |  | TYPE-1 TFT MONITOR WITH STAND ON WHEELS | EA | 3 |  | Included | 0 | 0 | 0 | 0 | 0
39 | 7000020907 | 420 | CONTROL CENTRE-HARDWARE | 1000063257 | 84713090 |  | 18% |  | TYPE-2 TFT MONITOR AS PER TS | EA | 6 |  | Included | 0 | 0 | 0 | 0 | 0
40 | 7000020907 | 430 | CONTROL CENTRE-HARDWARE | 1000063258 | 84713090 |  | 18% |  | TYPE-3 TFT MONITOR AS PER TS | EA | 113 |  | Included | 0 | 0 | 0 | 0 | 0
41 | 7000020907 | 440 | CONTROL CENTRE-HARDWARE | 1000026358 | 85389000 |  | 18% |  | VoIP systems-High end VoIP phone | EA | 15 |  | Included | 0 | 0 | 0 | 0 | 0
42 | 7000020907 | 450 | CONTROL CENTRE-HARDWARE | 1000026373 | 85389000 |  | 18% |  | VoIP systems-Low end VoIP phone | EA | 5 |  | Included | 0 | 0 | 0 | 0 | 0
43 | 7000020907 | 460 | CONTROL CENTRE-HARDWARE | 1000026318 | 85389000 |  | 18% |  | Computer System Hardware-Cartridge Magnetic Tape Unit | LOT | 1 |  | Included | 0 | 0 | 0 | 0 | 0
44 | 7000020907 | 470 | CONTROL CENTRE-HARDWARE | 1000063034 | 85311020 |  | 18% |  | NETWORK PANEL | EA | 2 |  | Included | 0 | 0 | 0 | 0 | 0
45 | 7000020907 | 480 | CONTROL CENTRE-HARDWARE | 1000063043 | 85311020 |  | 18% |  | SERVER RACK PANEL WITH KVM UNIT | EA | 6 |  | Included | 0 | 0 | 0 | 0 | 0
46 | 7000020907 | 490 | CONTROL CENTRE-HARDWARE | 1000060447 | 90311000 |  | 18% |  | DIGITAL DISPLAY FOR DATE | NO | 1 |  | Included | 0 | 0 | 0 | 0 | 0
47 | 7000020907 | 500 | CONTROL CENTRE-HARDWARE | 1000010620 | 90311000 |  | 18% |  | Computer System Hardware - Digital Display for Time | EA | 1 |  | Included | 0 | 0 | 0 | 0 | 0
48 | 7000020907 | 510 | CONTROL CENTRE-HARDWARE | 1000010619 | 90311000 |  | 18% |  | Computer System Hardware - Digital Display for Frequency | EA | 1 |  | Included | 0 | 0 | 0 | 0 | 0
49 | 7000020907 | 520 | CONTROL CENTRE-HARDWARE | 1000014475 | 84713010 |  | 18% |  | Computer System Hardware - Laptop for maintenance | EA | 4 |  | Included | 0 | 0 | 0 | 0 | 0
50 | 7000020907 | 530 | CONTROL CENTRE-VIDEO WALL | 1000063020 | 85389000 |  | 18% |  | DIRECT VIEW LED WALL AS PER TS | M2 | 17 |  | Included | 0 | 0 | 0 | 0 | 0
51 | 7000020907 | 540 | CONTROL CENTRE-VIDEO WALL | 1000063020 | 85389000 |  | 18% |  | DIRECT VIEW LED WALL AS PER TS | M2 | 17 |  | Included | 0 | 0 | 0 | 0 | 0
52 | 7000020907 | 550 | CONTROL CENTRE-VIDEO WALL | 1000063020 | 85389000 |  | 18% |  | DIRECT VIEW LED WALL AS PER TS | M2 | 17 |  | Included | 0 | 0 | 0 | 0 | 0
53 | 7000020907 | 560 | CONTROL CENTRE-VIDEO WALL | 1000063020 | 85389000 |  | 18% |  | DIRECT VIEW LED WALL AS PER TS | M2 | 17 |  | Included | 0 | 0 | 0 | 0 | 0
54 | 7000020907 | 570 | CONTROL CENTRE-VIDEO WALL | 1000063020 | 85389000 |  | 18% |  | DIRECT VIEW LED WALL AS PER TS | M2 | 17 |  | Included | 0 | 0 | 0 | 0 | 0
55 | 7000020907 | 580 | CONTROL CENTRE-VIDEO WALL | 1000063020 | 85389000 |  | 18% |  | DIRECT VIEW LED WALL AS PER TS | M2 | 17 |  | Included | 0 | 0 | 0 | 0 | 0
56 | 7000020907 | 590 | CONTROL CENTRE-FURNITURE | 1000016830 | 94038900 |  | 18% |  | FURNITURE - Operator Workstations desk | EA | 12 |  | Included | 0 | 0 | 0 | 0 | 0
57 | 7000020907 | 600 | CONTROL CENTRE-FURNITURE | 1000063253 | 85389000 |  | 18% |  | OPERATOR CHAIRS | EA | 12 |  | Included | 0 | 0 | 0 | 0 | 0
58 | 7000020907 | 610 | CONTROL CENTRE-FURNITURE | 1000012075 | 83030000 |  | 18% |  | FURNITURE - Fireproof Software storage box | EA | 1 |  | Included | 0 | 0 | 0 | 0 | 0
59 | 7000020907 | 880 | AUXILIARY POWER SUPPLY | 1000022030 | 85044090 |  | 18% |  | Uninterrupted Power supply - 80 kVA (64kW at 0.8 pf) UPS running inparallel | EA | 2 |  | Included | 0 | 0 | 0 | 0 | 0
60 | 7000020907 | 890 | AUXILIARY POWER SUPPLY | 1000022284 | 85072000 |  | 28% |  | VRLA type Battery banks for UPS (eachbank of atleast 153.6 kVAH) | EA | 2 |  | Included | 0 | 0 | 0 | 0 | 0
61 | 7000020907 | 900 | AUXILIARY POWER SUPPLY | 1000022029 | 85219090 |  | 18% |  | UPS Monitoring System and it's integration with SCADA System | LOT | 1 |  | Included | 0 | 0 | 0 | 0 | 0
62 | 7000020907 | 910 | POWER & CONTROL CABLES | 1000028314 | 85446020 |  | 18% |  | POWER CABLE (XLPE & PVC INSULATED) | LOT | 1 |  | Included | 0 | 0 | 0 | 0 | 0
63 | 7000020907 | 920 | POWER & CONTROL CABLES | 1000062967 | 85389000 |  | 18% |  | COMMUNICATION CABLES | LOT | 1 |  | Included | 0 | 0 | 0 | 0 | 0
64 | 7000020907 | 930 | PRINTER | 1000062966 | 84433240 |  | 18% |  | COLOUR LASER CUM MULTI-FUNCTION PRINTER | EA | 1 |  | Included | 0 | 0 | 0 | 0 | 0
65 | 7000020907 | 620 | CONTROL CENTRE-SOFTWARE | 1000063040 | 85389000 |  | 18% |  | SCADA APPLICATION SOFTWARE | LOT | 1 |  | Included | 0 | 0 | 0 | 0 | 0
66 | 7000020907 | 630 | CONTROL CENTRE-SOFTWARE | 1000019870 | 85238020 |  | 18% |  | Application Software - CFE Communication | LOT | 1 |  | Included | 0 | 0 | 0 | 0 | 0
67 | 7000020907 | 640 | CONTROL CENTRE-SOFTWARE | 1000052637 | 85238020 |  | 18% |  | IDENTITY MANAGEMENT SOFTWARE | LOT | 1 |  | Included | 0 | 0 | 0 | 0 | 0
68 | 7000020907 | 650 | CONTROL CENTRE-SOFTWARE | 1000026407 | 85389000 |  | 18% |  | Development System Application | LOT | 1 |  | Included | 0 | 0 | 0 | 0 | 0
69 | 7000020907 | 660 | CONTROL CENTRE-SOFTWARE | 1000063255 | 85238020 |  | 18% |  | SOFTWARE FOR HOSTING CUSTOM APPLICATION | LOT | 1 |  | Included | 0 | 0 | 0 | 0 | 0
70 | 7000020907 | 670 | CONTROL CENTRE-SOFTWARE | 1000063021 | 85389000 |  | 18% |  | E-MAIL APPLICATION | LOT | 1 |  | Included | 0 | 0 | 0 | 0 | 0
71 | 7000020907 | 680 | CONTROL CENTRE-SOFTWARE | 1000026408 | 85389000 |  | 18% |  | Network Management System | LOT | 1 |  | Included | 0 | 0 | 0 | 0 | 0
72 | 7000020907 | 690 | CONTROL CENTRE-SOFTWARE | 1000019871 | 85238020 |  | 18% |  | Information Storage & Retrivel System - Data Historian Software | LOT | 1 |  | Included | 0 | 0 | 0 | 0 | 0
73 | 7000020907 | 700 | CONTROL CENTRE-SOFTWARE | 1000063069 | 85389000 |  | 18% |  | ARCHIVAL & CONFIGURATION APPLICATION SOFTWARE | LOT | 1 |  | Included | 0 | 0 | 0 | 0 | 0
74 | 7000020907 | 710 | CONTROL CENTRE-SOFTWARE | 1000063252 | 85238020 |  | 18% |  | SOFTWARE FOR STORAGE SERVER NAS | LOT | 1 |  | Included | 0 | 0 | 0 | 0 | 0
75 | 7000020907 | 720 | CONTROL CENTRE-SOFTWARE | 1000063254 | 85238020 |  | 18% |  | OTS SOFTWARE | LOT | 1 |  | Included | 0 | 0 | 0 | 0 | 0
76 | 7000020907 | 730 | CONTROL CENTRE-SOFTWARE | 1000019872 | 85238020 |  | 18% |  | Application Software - ICCP Communication | LOT | 1 |  | Included | 0 | 0 | 0 | 0 | 0
77 | 7000020907 | 740 | CONTROL CENTRE-SOFTWARE | 1000019875 | 85238020 |  | 18% |  | Software for SAN | LOT | 1 |  | Included | 0 | 0 | 0 | 0 | 0
78 | 7000020907 | 750 | CONTROL CENTRE-SOFTWARE | 1000063039 | 85389000 |  | 18% |  | RAS SOFTWARE FOR REMOTE PARAMETERIZATION | LOT | 1 |  | Included | 0 | 0 | 0 | 0 | 0
79 | 7000020907 | 760 | CONTROL CENTRE-SOFTWARE | 1000065438 | 85238020 |  | 18% |  | RAS SOFTWARE FOR DR ACQUISITION | LOT | 1 |  | Included | 0 | 0 | 0 | 0 | 0
80 | 7000020907 | 770 | CONTROL CENTRE-SOFTWARE | 1000026406 | 85389000 |  | 18% |  | Application software-Automated fault Analysis System | LOT | 1 |  | Included | 0 | 0 | 0 | 0 | 0
81 | 7000020907 | 780 | CONTROL CENTRE-SOFTWARE | 1000026433 | 85389000 |  | 18% |  | Video Management server application software | LOT | 1 |  | Included | 0 | 0 | 0 | 0 | 0
82 | 7000020907 | 790 | CONTROL CENTRE-SOFTWARE | 1000063028 | 85238020 |  | 18% |  | HIDS APPLICATION SOFTWARE | LOT | 1 |  | Included | 0 | 0 | 0 | 0 | 0
83 | 7000020907 | 800 | CONTROL CENTRE-SOFTWARE | 1000006784 | 85238020 |  | 18% |  | Antivirus Software | LOT | 1 |  | Included | 0 | 0 | 0 | 0 | 0
84 | 7000020907 | 810 | CONTROL CENTRE-SOFTWARE | 1000063022 | 85238020 |  | 18% |  | ENDPOINT DETECTION & RESPONSE SOLUTION | LOT | 1 |  | Included | 0 | 0 | 0 | 0 | 0
85 | 7000020907 | 820 | CONTROL CENTRE-SOFTWARE | 1000060445 | 85238020 |  | 18% |  | APPLICATION WHITELISTING TOOL | LOT | 1 |  | Included | 0 | 0 | 0 | 0 | 0
86 | 7000020907 | 830 | CONTROL CENTRE-SOFTWARE | 1000063049 | 85389000 |  | 18% |  | VOIP APPLICATION SOFTWARE | LOT | 1 |  | Included | 0 | 0 | 0 | 0 | 0
87 | 7000020907 | 840 | CONTROL CENTRE-SOFTWARE | 1000063048 | 85389000 |  | 18% |  | VOICE RECORDING SOFTWARE | LOT | 1 |  | Included | 0 | 0 | 0 | 0 | 0
88 | 7000020907 | 850 | CONTROL CENTRE-SOFTWARE | 1000063030 | 85389000 |  | 18% |  | INVENTORY MANAGEMENT SOFTWARE | LOT | 1 |  | Included | 0 | 0 | 0 | 0 | 0
89 | 7000020907 | 860 | CONTROL CENTRE-SOFTWARE | 1000017495 | 85238020 |  | 18% |  | Application Software - Patch Management Software | LOT | 1 |  | Included | 0 | 0 | 0 | 0 | 0
90 | 7000020907 | 870 | CONTROL CENTRE-SOFTWARE | 1000029224 | 84433100 |  | 18% |  | MS office Software | EA | 70 |  | Included | 0 | 0 | 0 | 0 | 0
| (II) | BACK UP NTAMC | [17 empty] | Direct
91 | 7000020907 | 960 | CONTROL CENTRE-HARDWARE | 1000064782 | 85176930 |  | 18% |  | TYPE-1 ROUTER AS PER TS | EA | 2 |  | Included | 0 | 0 | 0 | 0 | 0
92 | 7000020907 | 970 | CONTROL CENTRE-HARDWARE | 1000064783 | 85176930 |  | 18% |  | TYPE-2 ROUTER AS PER TS | EA | 2 |  | Included | 0 | 0 | 0 | 0 | 0
93 | 7000020907 | 980 | CONTROL CENTRE-HARDWARE | 1000063031 | 85389000 |  | 18% |  | MANAGED LAN L3 TYPE-1 | EA | 24 |  | Included | 0 | 0 | 0 | 0 | 0
94 | 7000020907 | 990 | CONTROL CENTRE-HARDWARE | 1000063032 | 85389000 |  | 18% |  | MANAGED LAN L3 TYPE-2 | EA | 4 |  | Included | 0 | 0 | 0 | 0 | 0
95 | 7000020907 | 1000 | CONTROL CENTRE-HARDWARE | 1000062969 | 85389000 |  | 18% |  | COPPER SFP FOR LAN | EA | 153 |  | Included | 0 | 0 | 0 | 0 | 0
96 | 7000020907 | 1010 | CONTROL CENTRE-HARDWARE | 1000063027 | 85389000 |  | 18% |  | FIBER OPTIC SFP FOR LAN | EA | 615 |  | Included | 0 | 0 | 0 | 0 | 0
97 | 7000020907 | 1020 | CONTROL CENTRE-HARDWARE | 1000063033 | 85238020 |  | 18% |  | NETWORK INTRUSION PREVENTION SYS.(NIPS) | LOT | 2 |  | Included | 0 | 0 | 0 | 0 | 0
98 | 7000020907 | 1030 | CONTROL CENTRE-HARDWARE | 1000063024 | 85389000 |  | 18% |  | FIREWALL TYPE-I AS PER TS | EA | 4 |  | Included | 0 | 0 | 0 | 0 | 0
99 | 7000020907 | 1040 | CONTROL CENTRE-HARDWARE | 1000063025 | 85389000 |  | 18% |  | FIREWALL TYPE-II AS PER TS | EA | 2 |  | Included | 0 | 0 | 0 | 0 | 0
100 | 7000020907 | 1050 | CONTROL CENTRE-HARDWARE | 1000063026 | 85389000 |  | 18% |  | FIREWALL TYPE-III AS PER TS | EA | 2 |  | Included | 0 | 0 | 0 | 0 | 0
101 | 7000020907 | 1060 | CONTROL CENTRE-HARDWARE | 1000063023 | 85389000 |  | 18% |  | FIREWALL MANAGEMENT SERVER | EA | 2 |  | Included | 0 | 0 | 0 | 0 | 0
102 | 7000020907 | 1070 | CONTROL CENTRE-HARDWARE | 1000063251 | 84715000 |  | 18% |  | IDENTITY MANAGEMENT SERVER | EA | 2 |  | Included | 0 | 0 | 0 | 0 | 0
103 | 7000020907 | 1080 | CONTROL CENTRE-HARDWARE | 1000013599 | 84715000 |  | 18% |  | Computer System Hardware - ICCP server | EA | 2 |  | Included | 0 | 0 | 0 | 0 | 0
104 | 7000020907 | 1090 | CONTROL CENTRE-HARDWARE | 1000063041 | 84715000 |  | 18% |  | SCADA DATA SERVER | EA | 2 |  | Included | 0 | 0 | 0 | 0 | 0
105 | 7000020907 | 1100 | CONTROL CENTRE-HARDWARE | 1000009307 | 84715000 |  | 18% |  | Computer System Hardware - Communication Front End (CFE) | EA | 22 |  | Included | 0 | 0 | 0 | 0 | 0
106 | 7000020907 | 1110 | CONTROL CENTRE-HARDWARE | 1000026351 | 85389000 |  | 18% |  | Computer System Hardware -Development System Server | EA | 2 |  | Included | 0 | 0 | 0 | 0 | 0
107 | 7000020907 | 1120 | CONTROL CENTRE-HARDWARE | 1000010548 | 84715000 |  | 18% |  | Computer System Hardware - Data Replica Server | EA | 2 |  | Included | 0 | 0 | 0 | 0 | 0
108 | 7000020907 | 1130 | CONTROL CENTRE-HARDWARE | 1000026352 | 85389000 |  | 18% |  | Computer System Hardware-E-Mail Server | EA | 2 |  | Included | 0 | 0 | 0 | 0 | 0
109 | 7000020907 | 1140 | CONTROL CENTRE-HARDWARE | 1000015824 | 84715000 |  | 18% |  | Computer System Hardware - NMS server | EA | 2 |  | Included | 0 | 0 | 0 | 0 | 0
110 | 7000020907 | 1150 | CONTROL CENTRE-HARDWARE | 1000026306 | 85389000 |  | 18% |  | Archive and Configuration system- Archive and configuration server | EA | 2 |  | Included | 0 | 0 | 0 | 0 | 0
111 | 7000020907 | 1160 | CONTROL CENTRE-HARDWARE | 1000015807 | 84717090 |  | 18% |  | NETWORK AREA STORAGE (NAS) | EA | 2 |  | Included | 0 | 0 | 0 | 0 | 0
112 | 7000020907 | 1170 | CONTROL CENTRE-HARDWARE | 1000017494 | 84715000 |  | 18% |  | Computer System Hardware -Patch Management Server | EA | 2 |  | Included | 0 | 0 | 0 | 0 | 0
113 | 7000020907 | 1180 | CONTROL CENTRE-HARDWARE | 1000010546 | 84715000 |  | 18% |  | Computer System Hardware - Data Historian Server | EA | 2 |  | Included | 0 | 0 | 0 | 0 | 0
114 | 7000020907 | 1190 | CONTROL CENTRE-HARDWARE | 1000063029 | 84715000 |  | 18% |  | HIDS SERVER | EA | 2 |  | Included | 0 | 0 | 0 | 0 | 0
115 | 7000020907 | 1200 | CONTROL CENTRE-HARDWARE | 1000063046 | 84715000 |  | 18% |  | VIDEO MONITORING SYSTEM SERVER | EA | 2 |  | Included | 0 | 0 | 0 | 0 | 0
116 | 7000020907 | 1210 | CONTROL CENTRE-HARDWARE | 1000026353 | 85389000 |  | 18% |  | Hardware-Substation equipment Remote Accessibility System Server | EA | 2 |  | Included | 0 | 0 | 0 | 0 | 0
117 | 7000020907 | 1220 | CONTROL CENTRE-HARDWARE | 1000026349 | 85389000 |  | 18% |  | Hardware- Automated Fault Analysis Server | EA | 2 |  | Included | 0 | 0 | 0 | 0 | 0
118 | 7000020907 | 1230 | CONTROL CENTRE-HARDWARE | 1000063044 | 84715000 |  | 18% |  | SIEM CORRELATION ENGINE | EA | 2 |  | Included | 0 | 0 | 0 | 0 | 0
119 | 7000020907 | 1240 | CONTROL CENTRE-HARDWARE | 1000062968 | 84715000 |  | 18% |  | CONNECTOR SERVER (SYSLOG) | EA | 2 |  | Included | 0 | 0 | 0 | 0 | 0
120 | 7000020907 | 1250 | CONTROL CENTRE-HARDWARE | 1000062965 | 84715000 |  | 18% |  | ADMINISTRATION CONSOLE SERVER | EA | 2 |  | Included | 0 | 0 | 0 | 0 | 0
121 | 7000020907 | 1260 | CONTROL CENTRE-HARDWARE | 1000026447 | 85389000 |  | 18% |  | VoIP systems-VoIP communication server to manage VoIP connection | EA | 2 |  | Included | 0 | 0 | 0 | 0 | 0
122 | 7000020907 | 1270 | CONTROL CENTRE-HARDWARE | 1000063047 | 84715000 |  | 18% |  | VOICE RECORDER | EA | 1 |  | Included | 0 | 0 | 0 | 0 | 0
123 | 7000020907 | 1280 | CONTROL CENTRE-HARDWARE | 1000063037 | 84715000 |  | 18% |  | OTS SERVERS | EA | 2 |  | Included | 0 | 0 | 0 | 0 | 0
124 | 7000020907 | 1290 | CONTROL CENTRE-HARDWARE | 1000063042 | 84715000 |  | 18% |  | SERVER FOR HOSTING CUSTOM APPLICATION | EA | 2 |  | Included | 0 | 0 | 0 | 0 | 0
125 | 7000020907 | 1300 | CONTROL CENTRE-HARDWARE | 1000063045 | 84717020 |  | 18% |  | STORAGE SERVER SAN | EA | 2 |  | Included | 0 | 0 | 0 | 0 | 0
126 | 7000020907 | 1310 | CONTROL CENTRE-HARDWARE | 1000060300 | 90311000 |  | 18% |  | TIME & FREQUENCY SYSTEM NAVIC BASED (WITH FAILBACK TO GPS) | LOT | 2 |  | Included | 0 | 0 | 0 | 0 | 0
127 | 7000020907 | 1320 | CONTROL CENTRE-HARDWARE | 1000063259 | 84713090 |  | 18% |  | WORKSTATION AS PER TS | EA | 26 |  | Included | 0 | 0 | 0 | 0 | 0
128 | 7000020907 | 1330 | CONTROL CENTRE-HARDWARE | 1000063256 | 84713090 |  | 18% |  | TYPE-1 TFT MONITOR WITH STAND ON WHEELS | EA | 1 |  | Included | 0 | 0 | 0 | 0 | 0
129 | 7000020907 | 1340 | CONTROL CENTRE-HARDWARE | 1000063257 | 84713090 |  | 18% |  | TYPE-2 TFT MONITOR AS PER TS | EA | 4 |  | Included | 0 | 0 | 0 | 0 | 0
130 | 7000020907 | 1350 | CONTROL CENTRE-HARDWARE | 1000063258 | 84713090 |  | 18% |  | TYPE-3 TFT MONITOR AS PER TS | EA | 53 |  | Included | 0 | 0 | 0 | 0 | 0
131 | 7000020907 | 1360 | CONTROL CENTRE-HARDWARE | 1000026358 | 85389000 |  | 18% |  | VoIP systems-High end VoIP phone | EA | 15 |  | Included | 0 | 0 | 0 | 0 | 0
132 | 7000020907 | 1370 | CONTROL CENTRE-HARDWARE | 1000026373 | 85389000 |  | 18% |  | VoIP systems-Low end VoIP phone | EA | 5 |  | Included | 0 | 0 | 0 | 0 | 0
133 | 7000020907 | 1380 | CONTROL CENTRE-HARDWARE | 1000026318 | 85389000 |  | 18% |  | Computer System Hardware-Cartridge Magnetic Tape Unit | LOT | 1 |  | Included | 0 | 0 | 0 | 0 | 0
134 | 7000020907 | 1390 | CONTROL CENTRE-HARDWARE | 1000063034 | 85311020 |  | 18% |  | NETWORK PANEL | EA | 2 |  | Included | 0 | 0 | 0 | 0 | 0
135 | 7000020907 | 1400 | CONTROL CENTRE-HARDWARE | 1000063043 | 85311020 |  | 18% |  | SERVER RACK PANEL WITH KVM UNIT | EA | 6 |  | Included | 0 | 0 | 0 | 0 | 0
136 | 7000020907 | 1410 | CONTROL CENTRE-HARDWARE | 1000060447 | 90311000 |  | 18% |  | DIGITAL DISPLAY FOR DATE | NO | 1 |  | Included | 0 | 0 | 0 | 0 | 0
137 | 7000020907 | 1420 | CONTROL CENTRE-HARDWARE | 1000010620 | 90311000 |  | 18% |  | Computer System Hardware - Digital Display for Time | EA | 1 |  | Included | 0 | 0 | 0 | 0 | 0
138 | 7000020907 | 1430 | CONTROL CENTRE-HARDWARE | 1000010619 | 90311000 |  | 18% |  | Computer System Hardware - Digital Display for Frequency | EA | 1 |  | Included | 0 | 0 | 0 | 0 | 0
139 | 7000020907 | 1440 | CONTROL CENTRE-HARDWARE | 1000014475 | 84713010 |  | 18% |  | Computer System Hardware - Laptop for maintenance | EA | 2 |  | Included | 0 | 0 | 0 | 0 | 0
140 | 7000020907 | 1450 | CONTROL CENTRE-VIDEO WALL | 1000063020 | 85389000 |  | 18% |  | DIRECT VIEW LED WALL AS PER TS | M2 | 17 |  | Included | 0 | 0 | 0 | 0 | 0
141 | 7000020907 | 1460 | CONTROL CENTRE-FURNITURE | 1000016830 | 94038900 |  | 18% |  | FURNITURE - Operator Workstations desk | EA | 6 |  | Included | 0 | 0 | 0 | 0 | 0
142 | 7000020907 | 1470 | CONTROL CENTRE-FURNITURE | 1000063253 | 85389000 |  | 18% |  | OPERATOR CHAIRS | EA | 6 |  | Included | 0 | 0 | 0 | 0 | 0
143 | 7000020907 | 1480 | CONTROL CENTRE-FURNITURE | 1000012075 | 83030000 |  | 18% |  | FURNITURE - Fireproof Software storage box | EA | 1 |  | Included | 0 | 0 | 0 | 0 | 0
144 | 7000020907 | 1490 | AUXILIARY POWER SUPPLY | 1000022026 | 85044090 |  | 18% |  | Uninterrupted Power supply - 60 kVA (48kW at 0.8 pf) UPS running inparallel | EA | 2 |  | Included | 0 | 0 | 0 | 0 | 0
145 | 7000020907 | 1500 | AUXILIARY POWER SUPPLY | 1000022283 | 85072000 |  | 28% |  | VRLA type Battery banks for UPS (eachbank of atleast 115.2 kVAH) | EA | 2 |  | Included | 0 | 0 | 0 | 0 | 0
146 | 7000020907 | 1510 | AUXILIARY POWER SUPPLY | 1000022029 | 85219090 |  | 18% |  | UPS Monitoring System and it's integration with SCADA System | LOT | 1 |  | Included | 0 | 0 | 0 | 0 | 0
147 | 7000020907 | 1520 | POWER & CONTROL CABLES | 1000028314 | 85446020 |  | 18% |  | POWER CABLE (XLPE & PVC INSULATED) | LOT | 1 |  | Included | 0 | 0 | 0 | 0 | 0
148 | 7000020907 | 1530 | POWER & CONTROL CABLES | 1000062967 | 85389000 |  | 18% |  | COMMUNICATION CABLES | LOT | 1 |  | Included | 0 | 0 | 0 | 0 | 0
149 | 7000020907 | 1540 | PRINTER | 1000062966 | 84433240 |  | 18% |  | COLOUR LASER CUM MULTI-FUNCTION PRINTER | EA | 1 |  | Included | 0 | 0 | 0 | 0 | 0
150 | 7000020907 | 1550 | CONTROL CENTRE-SOFTWARE | 1000063040 | 85389000 |  | 18% |  | SCADA APPLICATION SOFTWARE | LOT | 1 |  | Included | 0 | 0 | 0 | 0 | 0
151 | 7000020907 | 1560 | CONTROL CENTRE-SOFTWARE | 1000019870 | 85238020 |  | 18% |  | Application Software - CFE Communication | LOT | 1 |  | Included | 0 | 0 | 0 | 0 | 0
152 | 7000020907 | 1570 | CONTROL CENTRE-SOFTWARE | 1000052637 | 85238020 |  | 18% |  | IDENTITY MANAGEMENT SOFTWARE | LOT | 1 |  | Included | 0 | 0 | 0 | 0 | 0
153 | 7000020907 | 1580 | CONTROL CENTRE-SOFTWARE | 1000026407 | 85389000 |  | 18% |  | Development System Application | LOT | 1 |  | Included | 0 | 0 | 0 | 0 | 0
154 | 7000020907 | 1590 | CONTROL CENTRE-SOFTWARE | 1000063255 | 85238020 |  | 18% |  | SOFTWARE FOR HOSTING CUSTOM APPLICATION | LOT | 1 |  | Included | 0 | 0 | 0 | 0 | 0
155 | 7000020907 | 1600 | CONTROL CENTRE-SOFTWARE | 1000063021 | 85389000 |  | 18% |  | E-MAIL APPLICATION | LOT | 1 |  | Included | 0 | 0 | 0 | 0 | 0
156 | 7000020907 | 1610 | CONTROL CENTRE-SOFTWARE | 1000026408 | 85389000 |  | 18% |  | Network Management System | LOT | 1 |  | Included | 0 | 0 | 0 | 0 | 0
157 | 7000020907 | 1620 | CONTROL CENTRE-SOFTWARE | 1000019871 | 85238020 |  | 18% |  | Information Storage & Retrivel System - Data Historian Software | LOT | 1 |  | Included | 0 | 0 | 0 | 0 | 0
158 | 7000020907 | 1630 | CONTROL CENTRE-SOFTWARE | 1000063069 | 85389000 |  | 18% |  | ARCHIVAL & CONFIGURATION APPLICATION SOFTWARE | LOT | 1 |  | Included | 0 | 0 | 0 | 0 | 0
159 | 7000020907 | 1640 | CONTROL CENTRE-SOFTWARE | 1000063252 | 85238020 |  | 18% |  | SOFTWARE FOR STORAGE SERVER NAS | LOT | 1 |  | Included | 0 | 0 | 0 | 0 | 0
160 | 7000020907 | 1650 | CONTROL CENTRE-SOFTWARE | 1000063254 | 85238020 |  | 18% |  | OTS SOFTWARE | LOT | 1 |  | Included | 0 | 0 | 0 | 0 | 0
161 | 7000020907 | 1660 | CONTROL CENTRE-SOFTWARE | 1000019872 | 85238020 |  | 18% |  | Application Software - ICCP Communication | LOT | 1 |  | Included | 0 | 0 | 0 | 0 | 0
162 | 7000020907 | 1670 | CONTROL CENTRE-SOFTWARE | 1000019875 | 85238020 |  | 18% |  | Software for SAN | LOT | 1 |  | Included | 0 | 0 | 0 | 0 | 0
163 | 7000020907 | 1680 | CONTROL CENTRE-SOFTWARE | 1000065438 | 85238020 |  | 18% |  | RAS SOFTWARE FOR DR ACQUISITION | LOT | 1 |  | Included | 0 | 0 | 0 | 0 | 0
164 | 7000020907 | 1690 | CONTROL CENTRE-SOFTWARE | 1000063039 | 85389000 |  | 18% |  | RAS SOFTWARE FOR REMOTE PARAMETERIZATION | LOT | 1 |  | Included | 0 | 0 | 0 | 0 | 0
165 | 7000020907 | 1700 | CONTROL CENTRE-SOFTWARE | 1000026406 | 85389000 |  | 18% |  | Application software-Automated fault Analysis System | LOT | 1 |  | Included | 0 | 0 | 0 | 0 | 0
166 | 7000020907 | 1710 | CONTROL CENTRE-SOFTWARE | 1000026433 | 85389000 |  | 18% |  | Video Management server application software | LOT | 1 |  | Included | 0 | 0 | 0 | 0 | 0
167 | 7000020907 | 1720 | CONTROL CENTRE-SOFTWARE | 1000063028 | 85238020 |  | 18% |  | HIDS APPLICATION SOFTWARE | LOT | 1 |  | Included | 0 | 0 | 0 | 0 | 0
168 | 7000020907 | 1730 | CONTROL CENTRE-SOFTWARE | 1000006784 | 85238020 |  | 18% |  | Antivirus Software | LOT | 1 |  | Included | 0 | 0 | 0 | 0 | 0
169 | 7000020907 | 1740 | CONTROL CENTRE-SOFTWARE | 1000063022 | 85238020 |  | 18% |  | ENDPOINT DETECTION & RESPONSE SOLUTION | LOT | 1 |  | Included | 0 | 0 | 0 | 0 | 0
170 | 7000020907 | 1750 | CONTROL CENTRE-SOFTWARE | 1000060445 | 85238020 |  | 18% |  | APPLICATION WHITELISTING TOOL | LOT | 1 |  | Included | 0 | 0 | 0 | 0 | 0
171 | 7000020907 | 1760 | CONTROL CENTRE-SOFTWARE | 1000063049 | 85389000 |  | 18% |  | VOIP APPLICATION SOFTWARE | LOT | 1 |  | Included | 0 | 0 | 0 | 0 | 0
172 | 7000020907 | 1770 | CONTROL CENTRE-SOFTWARE | 1000063048 | 85389000 |  | 18% |  | VOICE RECORDING SOFTWARE | LOT | 1 |  | Included | 0 | 0 | 0 | 0 | 0
173 | 7000020907 | 1780 | CONTROL CENTRE-SOFTWARE | 1000063030 | 85389000 |  | 18% |  | INVENTORY MANAGEMENT SOFTWARE | LOT | 1 |  | Included | 0 | 0 | 0 | 0 | 0
174 | 7000020907 | 1790 | CONTROL CENTRE-SOFTWARE | 1000017495 | 85238020 |  | 18% |  | Application Software - Patch Management Software | LOT | 1 |  | Included | 0 | 0 | 0 | 0 | 0
175 | 7000020907 | 1800 | CONTROL CENTRE-SOFTWARE | 1000029224 | 84433100 |  | 18% |  | MS office Software | EA | 40 |  | Included | 0 | 0 | 0 | 0 | 0
| (III) | NR1 CLIENT RTAMC | [17 empty] | Direct
176 | 7000020907 | 1830 | CONTROL CENTRE-HARDWARE | 1000064783 | 85176930 |  | 18% |  | TYPE-2 ROUTER AS PER TS | EA | 2 |  | Included | 0 | 0 | 0 | 0 | 0
177 | 7000020907 | 1840 | CONTROL CENTRE-HARDWARE | 1000063031 | 85389000 |  | 18% |  | MANAGED LAN L3 TYPE-1 | EA | 6 |  | Included | 0 | 0 | 0 | 0 | 0
178 | 7000020907 | 1850 | CONTROL CENTRE-HARDWARE | 1000062969 | 85389000 |  | 18% |  | COPPER SFP FOR LAN | EA | 144 |  | Included | 0 | 0 | 0 | 0 | 0
179 | 7000020907 | 1860 | CONTROL CENTRE-HARDWARE | 1000063026 | 85389000 |  | 18% |  | FIREWALL TYPE-III AS PER TS | EA | 2 |  | Included | 0 | 0 | 0 | 0 | 0
180 | 7000020907 | 1870 | CONTROL CENTRE-HARDWARE | 1000063259 | 84713090 |  | 18% |  | WORKSTATION AS PER TS | EA | 13 |  | Included | 0 | 0 | 0 | 0 | 0
181 | 7000020907 | 1880 | CONTROL CENTRE-HARDWARE | 1000063256 | 84713090 |  | 18% |  | TYPE-1 TFT MONITOR WITH STAND ON WHEELS | EA | 1 |  | Included | 0 | 0 | 0 | 0 | 0
182 | 7000020907 | 1890 | CONTROL CENTRE-HARDWARE | 1000063257 | 84713090 |  | 18% |  | TYPE-2 TFT MONITOR AS PER TS | EA | 4 |  | Included | 0 | 0 | 0 | 0 | 0
183 | 7000020907 | 1900 | CONTROL CENTRE-HARDWARE | 1000063258 | 84713090 |  | 18% |  | TYPE-3 TFT MONITOR AS PER TS | EA | 24 |  | Included | 0 | 0 | 0 | 0 | 0
184 | 7000020907 | 1910 | CONTROL CENTRE-HARDWARE | 1000026358 | 85389000 |  | 18% |  | VoIP systems-High end VoIP phone | EA | 1 |  | Included | 0 | 0 | 0 | 0 | 0
185 | 7000020907 | 1920 | CONTROL CENTRE-HARDWARE | 1000026373 | 85389000 |  | 18% |  | VoIP systems-Low end VoIP phone | EA | 1 |  | Included | 0 | 0 | 0 | 0 | 0
186 | 7000020907 | 1930 | CONTROL CENTRE-HARDWARE | 1000063034 | 85311020 |  | 18% |  | NETWORK PANEL | EA | 1 |  | Included | 0 | 0 | 0 | 0 | 0
187 | 7000020907 | 1940 | CONTROL CENTRE-HARDWARE | 1000063047 | 84715000 |  | 18% |  | VOICE RECORDER | EA | 1 |  | Included | 0 | 0 | 0 | 0 | 0
188 | 7000020907 | 1950 | CONTROL CENTRE-VIDEO WALL | 1000063020 | 85389000 |  | 18% |  | DIRECT VIEW LED WALL AS PER TS | M2 | 17 |  | Included | 0 | 0 | 0 | 0 | 0
189 | 7000020907 | 1960 | CONTROL CENTRE-FURNITURE | 1000016830 | 94038900 |  | 18% |  | FURNITURE - Operator Workstations desk | EA | 6 |  | Included | 0 | 0 | 0 | 0 | 0
190 | 7000020907 | 1970 | CONTROL CENTRE-FURNITURE | 1000063253 | 85389000 |  | 18% |  | OPERATOR CHAIRS | EA | 6 |  | Included | 0 | 0 | 0 | 0 | 0
191 | 7000020907 | 1980 | POWER & CONTROL CABLES | 1000028314 | 85446020 |  | 18% |  | POWER CABLE (XLPE & PVC INSULATED) | LOT | 1 |  | Included | 0 | 0 | 0 | 0 | 0
192 | 7000020907 | 1990 | POWER & CONTROL CABLES | 1000062967 | 85389000 |  | 18% |  | COMMUNICATION CABLES | LOT | 1 |  | Included | 0 | 0 | 0 | 0 | 0
193 | 7000020907 | 2000 | PRINTER | 1000062966 | 84433240 |  | 18% |  | COLOUR LASER CUM MULTI-FUNCTION PRINTER | EA | 1 |  | Included | 0 | 0 | 0 | 0 | 0
194 | 7000020907 | 2010 | CONTROL CENTRE-SOFTWARE | 1000063048 | 85389000 |  | 18% |  | VOICE RECORDING SOFTWARE | LOT | 1 |  | Included | 0 | 0 | 0 | 0 | 0
195 | 7000020907 | 2020 | CONTROL CENTRE-SOFTWARE | 1000029224 | 84433100 |  | 18% |  | MS office Software | EA | 4 |  | Included | 0 | 0 | 0 | 0 | 0
196 | 7000020907 | 2030 | SUBSTATION-HARDWARE | 1000063259 | 84713090 |  | 18% |  | WORKSTATION AS PER TS | EA | 126 |  | Included | 0 | 0 | 0 | 0 | 0
197 | 7000020907 | 2040 | SUBSTATION-HARDWARE | 1000063035 | 85389000 |  | 18% |  | NVR WITH REQUIRED SOFTWARE AS PER TS | EA | 42 |  | Included | 0 | 0 | 0 | 0 | 0
198 | 7000020907 | 2050 | SUBSTATION-HARDWARE | 1000063258 | 84713090 |  | 18% |  | TYPE-3 TFT MONITOR AS PER TS | EA | 84 |  | Included | 0 | 0 | 0 | 0 | 0
199 | 7000020907 | 2060 | SUBSTATION-HARDWARE | 1000063257 | 84713090 |  | 18% |  | TYPE-2 TFT MONITOR AS PER TS | EA | 42 |  | Included | 0 | 0 | 0 | 0 | 0
200 | 7000020907 | 2080 | SUBSTATION-HARDWARE | 1000028314 | 85446020 |  | 18% |  | POWER CABLE (XLPE & PVC INSULATED) | LOT | 42 |  | Included | 0 | 0 | 0 | 0 | 0
201 | 7000020907 | 2090 | SUBSTATION-HARDWARE | 1000062967 | 85389000 |  | 18% |  | COMMUNICATION CABLES | LOT | 42 |  | Included | 0 | 0 | 0 | 0 | 0
202 | 7000020907 | 2100 | AUXILIARY POWER SUPPLY | 1000022025 | 85044090 |  | 18% |  | Uninterrupted Power supply - 40 kVA (32kW at 0.8 pf) UPS running inparallel | EA | 2 |  | Included | 0 | 0 | 0 | 0 | 0
203 | 7000020907 | 2110 | AUXILIARY POWER SUPPLY | 1000022286 | 85072000 |  | 18% |  | VRLA type Battery banks for UPS (eachbank of atleast 76.8 kVAH) | EA | 2 |  | Included | 0 | 0 | 0 | 0 | 0
204 | 7000020907 | 2120 | AUXILIARY POWER SUPPLY | 1000022029 | 85219090 |  | 28% |  | UPS Monitoring System and it's integration with SCADA System | LOT | 1 |  | Included | 0 | 0 | 0 | 0 | 0
205 | 7000020907 | 6710 | SUBSTATION-SOFTWARE | 1000029224 | 84433100 |  | 18% |  | MS office Software | EA | 42 |  | Included | 0 | 0 | 0 | 0 | 0
| (IV) | NR2 CLIENT RTAMC | [17 empty] | Direct
206 | 7000020907 | 2150 | CONTROL CENTRE-HARDWARE | 1000064783 | 85176930 |  | 18% |  | TYPE-2 ROUTER AS PER TS | EA | 2 |  | Included | 0 | 0 | 0 | 0 | 0
207 | 7000020907 | 2160 | CONTROL CENTRE-HARDWARE | 1000063031 | 85389000 |  | 18% |  | MANAGED LAN L3 TYPE-1 | EA | 6 |  | Included | 0 | 0 | 0 | 0 | 0
208 | 7000020907 | 2170 | CONTROL CENTRE-HARDWARE | 1000062969 | 85389000 |  | 18% |  | COPPER SFP FOR LAN | EA | 144 |  | Included | 0 | 0 | 0 | 0 | 0
209 | 7000020907 | 2180 | CONTROL CENTRE-HARDWARE | 1000063026 | 85389000 |  | 18% |  | FIREWALL TYPE-III AS PER TS | EA | 2 |  | Included | 0 | 0 | 0 | 0 | 0
210 | 7000020907 | 2190 | CONTROL CENTRE-HARDWARE | 1000063259 | 84713090 |  | 18% |  | WORKSTATION AS PER TS | EA | 13 |  | Included | 0 | 0 | 0 | 0 | 0
211 | 7000020907 | 2200 | CONTROL CENTRE-HARDWARE | 1000063256 | 84713090 |  | 18% |  | TYPE-1 TFT MONITOR WITH STAND ON WHEELS | EA | 1 |  | Included | 0 | 0 | 0 | 0 | 0
212 | 7000020907 | 2210 | CONTROL CENTRE-HARDWARE | 1000063257 | 84713090 |  | 18% |  | TYPE-2 TFT MONITOR AS PER TS | EA | 4 |  | Included | 0 | 0 | 0 | 0 | 0
213 | 7000020907 | 2220 | CONTROL CENTRE-HARDWARE | 1000063258 | 84713090 |  | 18% |  | TYPE-3 TFT MONITOR AS PER TS | EA | 24 |  | Included | 0 | 0 | 0 | 0 | 0
214 | 7000020907 | 2230 | CONTROL CENTRE-HARDWARE | 1000026358 | 85389000 |  | 18% |  | VoIP systems-High end VoIP phone | EA | 1 |  | Included | 0 | 0 | 0 | 0 | 0
215 | 7000020907 | 2240 | CONTROL CENTRE-HARDWARE | 1000026373 | 85389000 |  | 18% |  | VoIP systems-Low end VoIP phone | EA | 1 |  | Included | 0 | 0 | 0 | 0 | 0
216 | 7000020907 | 2250 | CONTROL CENTRE-HARDWARE | 1000063034 | 85311020 |  | 18% |  | NETWORK PANEL | EA | 1 |  | Included | 0 | 0 | 0 | 0 | 0
217 | 7000020907 | 2260 | CONTROL CENTRE-HARDWARE | 1000063047 | 84715000 |  | 18% |  | VOICE RECORDER | EA | 1 |  | Included | 0 | 0 | 0 | 0 | 0
218 | 7000020907 | 2270 | CONTROL CENTRE-VIDEO WALL | 1000063020 | 85389000 |  | 18% |  | DIRECT VIEW LED WALL AS PER TS | M2 | 17 |  | Included | 0 | 0 | 0 | 0 | 0
219 | 7000020907 | 2280 | CONTROL CENTRE-FURNITURE | 1000016830 | 94038900 |  | 18% |  | FURNITURE - Operator Workstations desk | EA | 6 |  | Included | 0 | 0 | 0 | 0 | 0
220 | 7000020907 | 2290 | CONTROL CENTRE-FURNITURE | 1000063253 | 85389000 |  | 18% |  | OPERATOR CHAIRS | EA | 6 |  | Included | 0 | 0 | 0 | 0 | 0
221 | 7000020907 | 2300 | AUXILIARY POWER SUPPLY | 1000022025 | 85044090 |  | 18% |  | Uninterrupted Power supply - 40 kVA (32kW at 0.8 pf) UPS running inparallel | EA | 2 |  | Included | 0 | 0 | 0 | 0 | 0
222 | 7000020907 | 2310 | AUXILIARY POWER SUPPLY | 1000022286 | 85072000 |  | 28% |  | VRLA type Battery banks for UPS (eachbank of atleast 76.8 kVAH) | EA | 2 |  | Included | 0 | 0 | 0 | 0 | 0
223 | 7000020907 | 2320 | AUXILIARY POWER SUPPLY | 1000022029 | 85219090 |  | 18% |  | UPS Monitoring System and it's integration with SCADA System | LOT | 1 |  | Included | 0 | 0 | 0 | 0 | 0
224 | 7000020907 | 2330 | POWER & CONTROL CABLES | 1000028314 | 85446020 |  | 18% |  | POWER CABLE (XLPE & PVC INSULATED) | LOT | 1 |  | Included | 0 | 0 | 0 | 0 | 0
225 | 7000020907 | 2340 | POWER & CONTROL CABLES | 1000062967 | 85389000 |  | 18% |  | COMMUNICATION CABLES | LOT | 1 |  | Included | 0 | 0 | 0 | 0 | 0
226 | 7000020907 | 2350 | PRINTER | 1000062966 | 84433240 |  | 18% |  | COLOUR LASER CUM MULTI-FUNCTION PRINTER | EA | 1 |  | Included | 0 | 0 | 0 | 0 | 0
227 | 7000020907 | 2360 | CONTROL CENTRE-SOFTWARE | 1000063048 | 85389000 |  | 18% |  | VOICE RECORDING SOFTWARE | LOT | 1 |  | Included | 0 | 0 | 0 | 0 | 0
228 | 7000020907 | 2370 | CONTROL CENTRE-SOFTWARE | 1000029224 | 84433100 |  | 18% |  | MS office Software | EA | 4 |  | Included | 0 | 0 | 0 | 0 | 0
229 | 7000020907 | 2380 | SUBSTATION-HARDWARE | 1000063259 | 84713090 |  | 18% |  | WORKSTATION AS PER TS | EA | 78 |  | Included | 0 | 0 | 0 | 0 | 0
230 | 7000020907 | 2390 | SUBSTATION-HARDWARE | 1000063035 | 85389000 |  | 18% |  | NVR WITH REQUIRED SOFTWARE AS PER TS | EA | 26 |  | Included | 0 | 0 | 0 | 0 | 0
231 | 7000020907 | 2400 | SUBSTATION-HARDWARE | 1000063258 | 84713090 |  | 18% |  | TYPE-3 TFT MONITOR AS PER TS | EA | 52 |  | Included | 0 | 0 | 0 | 0 | 0
232 | 7000020907 | 2410 | SUBSTATION-HARDWARE | 1000063257 | 84713090 |  | 18% |  | TYPE-2 TFT MONITOR AS PER TS | EA | 26 |  | Included | 0 | 0 | 0 | 0 | 0
233 | 7000020907 | 2430 | SUBSTATION-HARDWARE | 1000028314 | 85446020 |  | 18% |  | POWER CABLE (XLPE & PVC INSULATED) | LOT | 26 |  | Included | 0 | 0 | 0 | 0 | 0
234 | 7000020907 | 2440 | SUBSTATION-HARDWARE | 1000062967 | 85389000 |  | 18% |  | COMMUNICATION CABLES | LOT | 26 |  | Included | 0 | 0 | 0 | 0 | 0
235 | 7000021073 | 50 | SUBSTATION-SOFTWARE | 1000029224 | 84433100 |  | 18% |  | MS office Software | EA | 26 |  | Included | 0 | 0 | 0 | 0 | 0
| (V) | NR3 ELECTRICAL RTAMC | [17 empty] | Direct
236 | 7000020907 | 2470 | CONTROL CENTRE-HARDWARE | 1000064782 | 85176930 |  | 18% |  | TYPE-1 ROUTER AS PER TS | EA | 2 |  | Included | 0 | 0 | 0 | 0 | 0
237 | 7000020907 | 2480 | CONTROL CENTRE-HARDWARE | 1000063031 | 85389000 |  | 18% |  | MANAGED LAN L3 TYPE-1 | EA | 8 |  | Included | 0 | 0 | 0 | 0 | 0
238 | 7000020907 | 2490 | CONTROL CENTRE-HARDWARE | 1000063032 | 85389000 |  | 18% |  | MANAGED LAN L3 TYPE-2 | EA | 4 |  | Included | 0 | 0 | 0 | 0 | 0
239 | 7000020907 | 2500 | CONTROL CENTRE-HARDWARE | 1000062969 | 85389000 |  | 18% |  | COPPER SFP FOR LAN | EA | 76 |  | Included | 0 | 0 | 0 | 0 | 0
240 | 7000020907 | 2510 | CONTROL CENTRE-HARDWARE | 1000063027 | 85389000 |  | 18% |  | FIBER OPTIC SFP FOR LAN | EA | 308 |  | Included | 0 | 0 | 0 | 0 | 0
241 | 7000020907 | 2520 | CONTROL CENTRE-HARDWARE | 1000063033 | 85238020 |  | 18% |  | NETWORK INTRUSION PREVENTION SYS.(NIPS) | LOT | 2 |  | Included | 0 | 0 | 0 | 0 | 0
242 | 7000020907 | 2530 | CONTROL CENTRE-HARDWARE | 1000063024 | 85389000 |  | 18% |  | FIREWALL TYPE-I AS PER TS | EA | 2 |  | Included | 0 | 0 | 0 | 0 | 0
243 | 7000020907 | 2540 | CONTROL CENTRE-HARDWARE | 1000063025 | 85389000 |  | 18% |  | FIREWALL TYPE-II AS PER TS | EA | 2 |  | Included | 0 | 0 | 0 | 0 | 0
244 | 7000020907 | 2550 | CONTROL CENTRE-HARDWARE | 1000063251 | 84715000 |  | 18% |  | IDENTITY MANAGEMENT SERVER | EA | 2 |  | Included | 0 | 0 | 0 | 0 | 0
245 | 7000020907 | 2560 | CONTROL CENTRE-HARDWARE | 1000063041 | 84715000 |  | 18% |  | SCADA DATA SERVER | EA | 2 |  | Included | 0 | 0 | 0 | 0 | 0
246 | 7000020907 | 2570 | CONTROL CENTRE-HARDWARE | 1000009307 | 84715000 |  | 18% |  | Computer System Hardware - Communication Front End (CFE) | EA | 6 |  | Included | 0 | 0 | 0 | 0 | 0
247 | 7000020907 | 2580 | CONTROL CENTRE-HARDWARE | 1000026306 | 85389000 |  | 18% |  | Archive and Configuration system- Archive and configuration server | EA | 2 |  | Included | 0 | 0 | 0 | 0 | 0
248 | 7000020907 | 2590 | CONTROL CENTRE-HARDWARE | 1000015807 | 84717090 |  | 18% |  | NETWORK AREA STORAGE (NAS) | EA | 2 |  | Included | 0 | 0 | 0 | 0 | 0
249 | 7000020907 | 2600 | CONTROL CENTRE-HARDWARE | 1000017494 | 84715000 |  | 18% |  | Computer System Hardware -Patch Management Server | EA | 2 |  | Included | 0 | 0 | 0 | 0 | 0
250 | 7000020907 | 2610 | CONTROL CENTRE-HARDWARE | 1000062968 | 84715000 |  | 18% |  | CONNECTOR SERVER (SYSLOG) | EA | 2 |  | Included | 0 | 0 | 0 | 0 | 0
251 | 7000020907 | 2620 | CONTROL CENTRE-HARDWARE | 1000063047 | 84715000 |  | 18% |  | VOICE RECORDER | EA | 1 |  | Included | 0 | 0 | 0 | 0 | 0
252 | 7000020907 | 2630 | CONTROL CENTRE-HARDWARE | 1000060300 | 90311000 |  | 18% |  | TIME & FREQUENCY SYSTEM NAVIC BASED (WITH FAILBACK TO GPS) | LOT | 2 |  | Included | 0 | 0 | 0 | 0 | 0
253 | 7000020907 | 2640 | CONTROL CENTRE-HARDWARE | 1000063259 | 84713090 |  | 18% |  | WORKSTATION AS PER TS | EA | 19 |  | Included | 0 | 0 | 0 | 0 | 0
254 | 7000020907 | 2650 | CONTROL CENTRE-HARDWARE | 1000063256 | 84713090 |  | 18% |  | TYPE-1 TFT MONITOR WITH STAND ON WHEELS | EA | 1 |  | Included | 0 | 0 | 0 | 0 | 0
255 | 7000020907 | 2660 | CONTROL CENTRE-HARDWARE | 1000063257 | 84713090 |  | 18% |  | TYPE-2 TFT MONITOR AS PER TS | EA | 4 |  | Included | 0 | 0 | 0 | 0 | 0
256 | 7000020907 | 2670 | CONTROL CENTRE-HARDWARE | 1000063258 | 84713090 |  | 18% |  | TYPE-3 TFT MONITOR AS PER TS | EA | 34 |  | Included | 0 | 0 | 0 | 0 | 0
257 | 7000020907 | 2680 | CONTROL CENTRE-HARDWARE | 1000063250 | 84713090 |  | 18% |  | FAILOVER NVR ALONG WITH SOFTWARE | EA | 1 |  | Included | 0 | 0 | 0 | 0 | 0
258 | 7000020907 | 2690 | CONTROL CENTRE-HARDWARE | 1000026358 | 85389000 |  | 18% |  | VoIP systems-High end VoIP phone | EA | 3 |  | Included | 0 | 0 | 0 | 0 | 0
259 | 7000020907 | 2700 | CONTROL CENTRE-HARDWARE | 1000026373 | 85389000 |  | 18% |  | VoIP systems-Low end VoIP phone | EA | 2 |  | Included | 0 | 0 | 0 | 0 | 0
260 | 7000020907 | 2710 | CONTROL CENTRE-HARDWARE | 1000063034 | 85311020 |  | 18% |  | NETWORK PANEL | EA | 1 |  | Included | 0 | 0 | 0 | 0 | 0
261 | 7000020907 | 2720 | CONTROL CENTRE-HARDWARE | 1000063043 | 85311020 |  | 18% |  | SERVER RACK PANEL WITH KVM UNIT | EA | 2 |  | Included | 0 | 0 | 0 | 0 | 0
262 | 7000020907 | 2730 | CONTROL CENTRE-HARDWARE | 1000060447 | 90311000 |  | 18% |  | DIGITAL DISPLAY FOR DATE | NO | 1 |  | Included | 0 | 0 | 0 | 0 | 0
263 | 7000020907 | 2740 | CONTROL CENTRE-HARDWARE | 1000010620 | 90311000 |  | 18% |  | Computer System Hardware - Digital Display for Time | EA | 1 |  | Included | 0 | 0 | 0 | 0 | 0
264 | 7000020907 | 2750 | CONTROL CENTRE-HARDWARE | 1000010619 | 90311000 |  | 18% |  | Computer System Hardware - Digital Display for Frequency | EA | 1 |  | Included | 0 | 0 | 0 | 0 | 0
265 | 7000020907 | 2760 | CONTROL CENTRE-HARDWARE | 1000014475 | 84713010 |  | 18% |  | Computer System Hardware - Laptop for maintenance | EA | 2 |  | Included | 0 | 0 | 0 | 0 | 0
266 | 7000020907 | 2770 | CONTROL CENTRE-VIDEO WALL | 1000063020 | 85389000 |  | 18% |  | DIRECT VIEW LED WALL AS PER TS | M2 | 17 |  | Included | 0 | 0 | 0 | 0 | 0
267 | 7000020907 | 2780 | CONTROL CENTRE-FURNITURE | 1000016830 | 94038900 |  | 18% |  | FURNITURE - Operator Workstations desk | EA | 6 |  | Included | 0 | 0 | 0 | 0 | 0
268 | 7000020907 | 2790 | CONTROL CENTRE-FURNITURE | 1000063253 | 85389000 |  | 18% |  | OPERATOR CHAIRS | EA | 6 |  | Included | 0 | 0 | 0 | 0 | 0
269 | 7000020907 | 2800 | CONTROL CENTRE-FURNITURE | 1000012075 | 83030000 |  | 18% |  | FURNITURE - Fireproof Software storage box | EA | 1 |  | Included | 0 | 0 | 0 | 0 | 0
270 | 7000020907 | 2810 | AUXILIARY POWER SUPPLY | 1000022025 | 85044090 |  | 18% |  | Uninterrupted Power supply - 40 kVA (32kW at 0.8 pf) UPS running inparallel | EA | 2 |  | Included | 0 | 0 | 0 | 0 | 0
271 | 7000020907 | 2820 | AUXILIARY POWER SUPPLY | 1000022286 | 85072000 |  | 28% |  | VRLA type Battery banks for UPS (eachbank of atleast 76.8 kVAH) | EA | 2 |  | Included | 0 | 0 | 0 | 0 | 0
272 | 7000020907 | 2830 | AUXILIARY POWER SUPPLY | 1000022029 | 85219090 |  | 18% |  | UPS Monitoring System and it's integration with SCADA System | LOT | 1 |  | Included | 0 | 0 | 0 | 0 | 0
273 | 7000020907 | 2840 | AUXILIARY POWER SUPPLY | 1000013907 | 85371000 |  | 18% |  | Input ACDB (150 kVA rating) | EA | 2 |  | Included | 0 | 0 | 0 | 0 | 0
274 | 7000020907 | 2850 | AUXILIARY POWER SUPPLY | 1000016855 | 85371000 |  | 18% |  | Output ACDB (100kVA rating) | EA | 2 |  | Included | 0 | 0 | 0 | 0 | 0
275 | 7000020907 | 2860 | POWER & CONTROL CABLES | 1000028314 | 85446020 |  | 18% |  | POWER CABLE (XLPE & PVC INSULATED) | LOT | 1 |  | Included | 0 | 0 | 0 | 0 | 0
276 | 7000020907 | 2870 | POWER & CONTROL CABLES | 1000062967 | 85389000 |  | 18% |  | COMMUNICATION CABLES | LOT | 1 |  | Included | 0 | 0 | 0 | 0 | 0
277 | 7000020907 | 2880 | PRINTER | 1000062966 | 84433240 |  | 18% |  | COLOUR LASER CUM MULTI-FUNCTION PRINTER | EA | 1 |  | Included | 0 | 0 | 0 | 0 | 0
278 | 7000020907 | 2890 | CONTROL CENTRE-SOFTWARE | 1000063040 | 85389000 |  | 18% |  | SCADA APPLICATION SOFTWARE | LOT | 1 |  | Included | 0 | 0 | 0 | 0 | 0
279 | 7000020907 | 2900 | CONTROL CENTRE-SOFTWARE | 1000019870 | 85238020 |  | 18% |  | Application Software - CFE Communication | LOT | 1 |  | Included | 0 | 0 | 0 | 0 | 0
280 | 7000020907 | 2910 | CONTROL CENTRE-SOFTWARE | 1000052637 | 85238020 |  | 18% |  | IDENTITY MANAGEMENT SOFTWARE | LOT | 1 |  | Included | 0 | 0 | 0 | 0 | 0
281 | 7000020907 | 2920 | CONTROL CENTRE-SOFTWARE | 1000063069 | 85389000 |  | 18% |  | ARCHIVAL & CONFIGURATION APPLICATION SOFTWARE | LOT | 1 |  | Included | 0 | 0 | 0 | 0 | 0
282 | 7000020907 | 2930 | CONTROL CENTRE-SOFTWARE | 1000063252 | 85238020 |  | 18% |  | SOFTWARE FOR STORAGE SERVER NAS | LOT | 1 |  | Included | 0 | 0 | 0 | 0 | 0
283 | 7000020907 | 2940 | CONTROL CENTRE-SOFTWARE | 1000063048 | 85389000 |  | 18% |  | VOICE RECORDING SOFTWARE | LOT | 1 |  | Included | 0 | 0 | 0 | 0 | 0
284 | 7000020907 | 2950 | CONTROL CENTRE-SOFTWARE | 1000063030 | 85389000 |  | 18% |  | INVENTORY MANAGEMENT SOFTWARE | LOT | 1 |  | Included | 0 | 0 | 0 | 0 | 0
285 | 7000020907 | 2960 | CONTROL CENTRE-SOFTWARE | 1000017495 | 85238020 |  | 18% |  | Application Software - Patch Management Software | LOT | 1 |  | Included | 0 | 0 | 0 | 0 | 0
286 | 7000020907 | 2970 | CONTROL CENTRE-SOFTWARE | 1000029224 | 84433100 |  | 18% |  | MS office Software | EA | 20 |  | Included | 0 | 0 | 0 | 0 | 0
287 | 7000020907 | 2980 | SUBSTATION-HARDWARE | 1000063259 | 84713090 |  | 18% |  | WORKSTATION AS PER TS | EA | 87 |  | Included | 0 | 0 | 0 | 0 | 0
288 | 7000020907 | 2990 | SUBSTATION-HARDWARE | 1000063035 | 85389000 |  | 18% |  | NVR WITH REQUIRED SOFTWARE AS PER TS | EA | 29 |  | Included | 0 | 0 | 0 | 0 | 0
289 | 7000020907 | 3000 | SUBSTATION-HARDWARE | 1000063258 | 84713090 |  | 18% |  | TYPE-3 TFT MONITOR AS PER TS | EA | 58 |  | Included | 0 | 0 | 0 | 0 | 0
290 | 7000020907 | 3010 | SUBSTATION-HARDWARE | 1000063257 | 84713090 |  | 18% |  | TYPE-2 TFT MONITOR AS PER TS | EA | 29 |  | Included | 0 | 0 | 0 | 0 | 0
291 | 7000020907 | 3030 | SUBSTATION-HARDWARE | 1000028314 | 85446020 |  | 18% |  | POWER CABLE (XLPE & PVC INSULATED) | LOT | 29 |  | Included | 0 | 0 | 0 | 0 | 0
292 | 7000020907 | 3040 | SUBSTATION-HARDWARE | 1000062967 | 85389000 |  | 18% |  | COMMUNICATION CABLES | LOT | 29 |  | Included | 0 | 0 | 0 | 0 | 0
293 | 7000021077 | 50 | SUBSTATION-SOFTWARE | 1000029224 | 84433100 |  | 18% |  | MS office Software | EA | 29 |  | Included | 0 | 0 | 0 | 0 | 0
| (VI) | ER1 CLIENT RTAMC | [17 empty] | Direct
294 | 7000020907 | 3070 | CONTROL CENTRE-HARDWARE | 1000064783 | 85176930 |  | 18% |  | TYPE-2 ROUTER AS PER TS | EA | 2 |  | Included | 0 | 0 | 0 | 0 | 0
295 | 7000020907 | 3080 | CONTROL CENTRE-HARDWARE | 1000063031 | 85389000 |  | 18% |  | MANAGED LAN L3 TYPE-1 | EA | 6 |  | Included | 0 | 0 | 0 | 0 | 0
296 | 7000020907 | 3090 | CONTROL CENTRE-HARDWARE | 1000062969 | 85389000 |  | 18% |  | COPPER SFP FOR LAN | EA | 144 |  | Included | 0 | 0 | 0 | 0 | 0
297 | 7000020907 | 3100 | CONTROL CENTRE-HARDWARE | 1000063026 | 85389000 |  | 18% |  | FIREWALL TYPE-III AS PER TS | EA | 2 |  | Included | 0 | 0 | 0 | 0 | 0
298 | 7000020907 | 3110 | CONTROL CENTRE-HARDWARE | 1000063259 | 84713090 |  | 18% |  | WORKSTATION AS PER TS | EA | 13 |  | Included | 0 | 0 | 0 | 0 | 0
299 | 7000020907 | 3120 | CONTROL CENTRE-HARDWARE | 1000063256 | 84713090 |  | 18% |  | TYPE-1 TFT MONITOR WITH STAND ON WHEELS | EA | 1 |  | Included | 0 | 0 | 0 | 0 | 0
300 | 7000020907 | 3130 | CONTROL CENTRE-HARDWARE | 1000063257 | 84713090 |  | 18% |  | TYPE-2 TFT MONITOR AS PER TS | EA | 4 |  | Included | 0 | 0 | 0 | 0 | 0
301 | 7000020907 | 3140 | CONTROL CENTRE-HARDWARE | 1000063258 | 84713090 |  | 18% |  | TYPE-3 TFT MONITOR AS PER TS | EA | 24 |  | Included | 0 | 0 | 0 | 0 | 0
302 | 7000020907 | 3150 | CONTROL CENTRE-HARDWARE | 1000026358 | 85389000 |  | 18% |  | VoIP systems-High end VoIP phone | EA | 1 |  | Included | 0 | 0 | 0 | 0 | 0
303 | 7000020907 | 3160 | CONTROL CENTRE-HARDWARE | 1000026373 | 85389000 |  | 18% |  | VoIP systems-Low end VoIP phone | EA | 1 |  | Included | 0 | 0 | 0 | 0 | 0
304 | 7000020907 | 3170 | CONTROL CENTRE-HARDWARE | 1000063034 | 85311020 |  | 18% |  | NETWORK PANEL | EA | 1 |  | Included | 0 | 0 | 0 | 0 | 0
305 | 7000020907 | 3180 | CONTROL CENTRE-HARDWARE | 1000063047 | 84715000 |  | 18% |  | VOICE RECORDER | EA | 1 |  | Included | 0 | 0 | 0 | 0 | 0
306 | 7000020907 | 3190 | CONTROL CENTRE-VIDEO WALL | 1000063020 | 85389000 |  | 18% |  | DIRECT VIEW LED WALL AS PER TS | M2 | 17 |  | Included | 0 | 0 | 0 | 0 | 0
307 | 7000020907 | 3200 | CONTROL CENTRE-FURNITURE | 1000016830 | 94038900 |  | 18% |  | FURNITURE - Operator Workstations desk | EA | 6 |  | Included | 0 | 0 | 0 | 0 | 0
308 | 7000020907 | 3210 | CONTROL CENTRE-FURNITURE | 1000063253 | 85389000 |  | 18% |  | OPERATOR CHAIRS | EA | 6 |  | Included | 0 | 0 | 0 | 0 | 0
309 | 7000020907 | 3220 | AUXILIARY POWER SUPPLY | 1000022025 | 85044090 |  | 18% |  | Uninterrupted Power supply - 40 kVA (32kW at 0.8 pf) UPS running inparallel | EA | 2 |  | Included | 0 | 0 | 0 | 0 | 0
310 | 7000020907 | 3230 | AUXILIARY POWER SUPPLY | 1000022286 | 85072000 |  | 28% |  | VRLA type Battery banks for UPS (eachbank of atleast 76.8 kVAH) | EA | 2 |  | Included | 0 | 0 | 0 | 0 | 0
311 | 7000020907 | 3240 | AUXILIARY POWER SUPPLY | 1000022029 | 85219090 |  | 18% |  | UPS Monitoring System and it's integration with SCADA System | LOT | 1 |  | Included | 0 | 0 | 0 | 0 | 0
312 | 7000020907 | 3250 | POWER & CONTROL CABLES | 1000028314 | 85446020 |  | 18% |  | POWER CABLE (XLPE & PVC INSULATED) | LOT | 1 |  | Included | 0 | 0 | 0 | 0 | 0
313 | 7000020907 | 3260 | POWER & CONTROL CABLES | 1000062967 | 85389000 |  | 18% |  | COMMUNICATION CABLES | LOT | 1 |  | Included | 0 | 0 | 0 | 0 | 0
314 | 7000020907 | 3270 | PRINTER | 1000062966 | 84433240 |  | 18% |  | COLOUR LASER CUM MULTI-FUNCTION PRINTER | EA | 1 |  | Included | 0 | 0 | 0 | 0 | 0
315 | 7000020907 | 3280 | CONTROL CENTRE-SOFTWARE | 1000063048 | 85389000 |  | 18% |  | VOICE RECORDING SOFTWARE | LOT | 1 |  | Included | 0 | 0 | 0 | 0 | 0
316 | 7000020907 | 3290 | CONTROL CENTRE-SOFTWARE | 1000029224 | 84433100 |  | 18% |  | MS office Software | EA | 4 |  | Included | 0 | 0 | 0 | 0 | 0
317 | 7000020907 | 3300 | SUBSTATION-HARDWARE | 1000063259 | 84713090 |  | 18% |  | WORKSTATION AS PER TS | EA | 72 |  | Included | 0 | 0 | 0 | 0 | 0
318 | 7000020907 | 3310 | SUBSTATION-HARDWARE | 1000063035 | 85389000 |  | 18% |  | NVR WITH REQUIRED SOFTWARE AS PER TS | EA | 24 |  | Included | 0 | 0 | 0 | 0 | 0
319 | 7000020907 | 3320 | SUBSTATION-HARDWARE | 1000063258 | 84713090 |  | 18% |  | TYPE-3 TFT MONITOR AS PER TS | EA | 48 |  | Included | 0 | 0 | 0 | 0 | 0
320 | 7000020907 | 3330 | SUBSTATION-HARDWARE | 1000063257 | 84713090 |  | 18% |  | TYPE-2 TFT MONITOR AS PER TS | EA | 24 |  | Included | 0 | 0 | 0 | 0 | 0
321 | 7000020907 | 3350 | SUBSTATION-HARDWARE | 1000028314 | 85446020 |  | 18% |  | POWER CABLE (XLPE & PVC INSULATED) | LOT | 24 |  | Included | 0 | 0 | 0 | 0 | 0
322 | 7000020907 | 3360 | SUBSTATION-HARDWARE | 1000062967 | 85389000 |  | 18% |  | COMMUNICATION CABLES | LOT | 24 |  | Included | 0 | 0 | 0 | 0 | 0
323 | 7000021074 | 50 | SUBSTATION-SOFTWARE | 1000029224 | 84433100 |  | 18% |  | MS office Software | EA | 24 |  | Included | 0 | 0 | 0 | 0 | 0
| (VII) | ER2 ELECTRICAL RTAMC | [17 empty] | Direct
324 | 7000020907 | 3390 | CONTROL CENTRE-HARDWARE | 1000064782 | 85176930 |  | 18% |  | TYPE-1 ROUTER AS PER TS | EA | 2 |  | Included | 0 | 0 | 0 | 0 | 0
325 | 7000020907 | 3400 | CONTROL CENTRE-HARDWARE | 1000063031 | 85389000 |  | 18% |  | MANAGED LAN L3 TYPE-1 | EA | 8 |  | Included | 0 | 0 | 0 | 0 | 0
326 | 7000020907 | 3410 | CONTROL CENTRE-HARDWARE | 1000063032 | 85389000 |  | 18% |  | MANAGED LAN L3 TYPE-2 | EA | 4 |  | Included | 0 | 0 | 0 | 0 | 0
327 | 7000020907 | 3420 | CONTROL CENTRE-HARDWARE | 1000062969 | 85389000 |  | 18% |  | COPPER SFP FOR LAN | EA | 76 |  | Included | 0 | 0 | 0 | 0 | 0
328 | 7000020907 | 3430 | CONTROL CENTRE-HARDWARE | 1000063027 | 85389000 |  | 18% |  | FIBER OPTIC SFP FOR LAN | EA | 308 |  | Included | 0 | 0 | 0 | 0 | 0
329 | 7000020907 | 3440 | CONTROL CENTRE-HARDWARE | 1000063033 | 85238020 |  | 18% |  | NETWORK INTRUSION PREVENTION SYS.(NIPS) | LOT | 2 |  | Included | 0 | 0 | 0 | 0 | 0
330 | 7000020907 | 3450 | CONTROL CENTRE-HARDWARE | 1000063024 | 85389000 |  | 18% |  | FIREWALL TYPE-I AS PER TS | EA | 2 |  | Included | 0 | 0 | 0 | 0 | 0
331 | 7000020907 | 3460 | CONTROL CENTRE-HARDWARE | 1000063025 | 85389000 |  | 18% |  | FIREWALL TYPE-II AS PER TS | EA | 2 |  | Included | 0 | 0 | 0 | 0 | 0
332 | 7000020907 | 3470 | CONTROL CENTRE-HARDWARE | 1000063251 | 84715000 |  | 18% |  | IDENTITY MANAGEMENT SERVER | EA | 2 |  | Included | 0 | 0 | 0 | 0 | 0
333 | 7000020907 | 3480 | CONTROL CENTRE-HARDWARE | 1000063041 | 84715000 |  | 18% |  | SCADA DATA SERVER | EA | 2 |  | Included | 0 | 0 | 0 | 0 | 0
334 | 7000020907 | 3490 | CONTROL CENTRE-HARDWARE | 1000009307 | 84715000 |  | 18% |  | Computer System Hardware - Communication Front End (CFE) | EA | 6 |  | Included | 0 | 0 | 0 | 0 | 0
335 | 7000020907 | 3500 | CONTROL CENTRE-HARDWARE | 1000026306 | 85389000 |  | 18% |  | Archive and Configuration system- Archive and configuration server | EA | 2 |  | Included | 0 | 0 | 0 | 0 | 0
336 | 7000020907 | 3510 | CONTROL CENTRE-HARDWARE | 1000015807 | 84717090 |  | 18% |  | NETWORK AREA STORAGE (NAS) | EA | 2 |  | Included | 0 | 0 | 0 | 0 | 0
337 | 7000020907 | 3520 | CONTROL CENTRE-HARDWARE | 1000017494 | 84715000 |  | 18% |  | Computer System Hardware -Patch Management Server | EA | 2 |  | Included | 0 | 0 | 0 | 0 | 0
338 | 7000020907 | 3530 | CONTROL CENTRE-HARDWARE | 1000062968 | 84715000 |  | 18% |  | CONNECTOR SERVER (SYSLOG) | EA | 2 |  | Included | 0 | 0 | 0 | 0 | 0
339 | 7000020907 | 3540 | CONTROL CENTRE-HARDWARE | 1000063047 | 84715000 |  | 18% |  | VOICE RECORDER | EA | 1 |  | Included | 0 | 0 | 0 | 0 | 0
340 | 7000020907 | 3550 | CONTROL CENTRE-HARDWARE | 1000060300 | 90311000 |  | 18% |  | TIME & FREQUENCY SYSTEM NAVIC BASED (WITH FAILBACK TO GPS) | LOT | 2 |  | Included | 0 | 0 | 0 | 0 | 0
341 | 7000020907 | 3560 | CONTROL CENTRE-HARDWARE | 1000063259 | 84713090 |  | 18% |  | WORKSTATION AS PER TS | EA | 19 |  | Included | 0 | 0 | 0 | 0 | 0
342 | 7000020907 | 3570 | CONTROL CENTRE-HARDWARE | 1000063256 | 84713090 |  | 18% |  | TYPE-1 TFT MONITOR WITH STAND ON WHEELS | EA | 1 |  | Included | 0 | 0 | 0 | 0 | 0
343 | 7000020907 | 3580 | CONTROL CENTRE-HARDWARE | 1000063257 | 84713090 |  | 18% |  | TYPE-2 TFT MONITOR AS PER TS | EA | 4 |  | Included | 0 | 0 | 0 | 0 | 0
344 | 7000020907 | 3590 | CONTROL CENTRE-HARDWARE | 1000063258 | 84713090 |  | 18% |  | TYPE-3 TFT MONITOR AS PER TS | EA | 34 |  | Included | 0 | 0 | 0 | 0 | 0
345 | 7000020907 | 3600 | CONTROL CENTRE-HARDWARE | 1000063250 | 84713090 |  | 18% |  | FAILOVER NVR ALONG WITH SOFTWARE | EA | 1 |  | Included | 0 | 0 | 0 | 0 | 0
346 | 7000020907 | 3610 | CONTROL CENTRE-HARDWARE | 1000026358 | 85389000 |  | 18% |  | VoIP systems-High end VoIP phone | EA | 3 |  | Included | 0 | 0 | 0 | 0 | 0
347 | 7000020907 | 3620 | CONTROL CENTRE-HARDWARE | 1000026373 | 85389000 |  | 18% |  | VoIP systems-Low end VoIP phone | EA | 2 |  | Included | 0 | 0 | 0 | 0 | 0
348 | 7000020907 | 3630 | CONTROL CENTRE-HARDWARE | 1000063034 | 85311020 |  | 18% |  | NETWORK PANEL | EA | 1 |  | Included | 0 | 0 | 0 | 0 | 0
349 | 7000020907 | 3640 | CONTROL CENTRE-HARDWARE | 1000063043 | 85311020 |  | 18% |  | SERVER RACK PANEL WITH KVM UNIT | EA | 2 |  | Included | 0 | 0 | 0 | 0 | 0
350 | 7000020907 | 3650 | CONTROL CENTRE-HARDWARE | 1000060447 | 90311000 |  | 18% |  | DIGITAL DISPLAY FOR DATE | NO | 1 |  | Included | 0 | 0 | 0 | 0 | 0
351 | 7000020907 | 3660 | CONTROL CENTRE-HARDWARE | 1000010620 | 90311000 |  | 18% |  | Computer System Hardware - Digital Display for Time | EA | 1 |  | Included | 0 | 0 | 0 | 0 | 0
352 | 7000020907 | 3670 | CONTROL CENTRE-HARDWARE | 1000010619 | 90311000 |  | 18% |  | Computer System Hardware - Digital Display for Frequency | EA | 1 |  | Included | 0 | 0 | 0 | 0 | 0
353 | 7000020907 | 3680 | CONTROL CENTRE-HARDWARE | 1000014475 | 84713010 |  | 18% |  | Computer System Hardware - Laptop for maintenance | EA | 2 |  | Included | 0 | 0 | 0 | 0 | 0
354 | 7000020907 | 3690 | CONTROL CENTRE-VIDEO WALL | 1000063020 | 85389000 |  | 18% |  | DIRECT VIEW LED WALL AS PER TS | M2 | 17 |  | Included | 0 | 0 | 0 | 0 | 0
355 | 7000020907 | 3700 | CONTROL CENTRE-FURNITURE | 1000016830 | 94038900 |  | 18% |  | FURNITURE - Operator Workstations desk | EA | 6 |  | Included | 0 | 0 | 0 | 0 | 0
356 | 7000020907 | 3710 | CONTROL CENTRE-FURNITURE | 1000063253 | 85389000 |  | 18% |  | OPERATOR CHAIRS | EA | 6 |  | Included | 0 | 0 | 0 | 0 | 0
357 | 7000020907 | 3720 | CONTROL CENTRE-FURNITURE | 1000012075 | 83030000 |  | 18% |  | FURNITURE - Fireproof Software storage box | EA | 1 |  | Included | 0 | 0 | 0 | 0 | 0
358 | 7000020907 | 3730 | AUXILIARY POWER SUPPLY | 1000022025 | 85044090 |  | 18% |  | Uninterrupted Power supply - 40 kVA (32kW at 0.8 pf) UPS running inparallel | EA | 2 |  | Included | 0 | 0 | 0 | 0 | 0
359 | 7000020907 | 3740 | AUXILIARY POWER SUPPLY | 1000022286 | 85072000 |  | 28% |  | VRLA type Battery banks for UPS (eachbank of atleast 76.8 kVAH) | EA | 2 |  | Included | 0 | 0 | 0 | 0 | 0
360 | 7000020907 | 3750 | AUXILIARY POWER SUPPLY | 1000022029 | 85219090 |  | 18% |  | UPS Monitoring System and it's integration with SCADA System | LOT | 1 |  | Included | 0 | 0 | 0 | 0 | 0
361 | 7000020907 | 3760 | POWER & CONTROL CABLES | 1000028314 | 85446020 |  | 18% |  | POWER CABLE (XLPE & PVC INSULATED) | LOT | 1 |  | Included | 0 | 0 | 0 | 0 | 0
362 | 7000020907 | 3770 | POWER & CONTROL CABLES | 1000062967 | 85389000 |  | 18% |  | COMMUNICATION CABLES | LOT | 1 |  | Included | 0 | 0 | 0 | 0 | 0
363 | 7000020907 | 3780 | PRINTER | 1000062966 | 84433240 |  | 18% |  | COLOUR LASER CUM MULTI-FUNCTION PRINTER | EA | 1 |  | Included | 0 | 0 | 0 | 0 | 0
364 | 7000020907 | 3790 | CONTROL CENTRE-SOFTWARE | 1000063040 | 85389000 |  | 18% |  | SCADA APPLICATION SOFTWARE | LOT | 1 |  | Included | 0 | 0 | 0 | 0 | 0
365 | 7000020907 | 3800 | CONTROL CENTRE-SOFTWARE | 1000019870 | 85238020 |  | 18% |  | Application Software - CFE Communication | LOT | 1 |  | Included | 0 | 0 | 0 | 0 | 0
366 | 7000020907 | 3810 | CONTROL CENTRE-SOFTWARE | 1000052637 | 85238020 |  | 18% |  | IDENTITY MANAGEMENT SOFTWARE | LOT | 1 |  | Included | 0 | 0 | 0 | 0 | 0
367 | 7000020907 | 3820 | CONTROL CENTRE-SOFTWARE | 1000063069 | 85389000 |  | 18% |  | ARCHIVAL & CONFIGURATION APPLICATION SOFTWARE | LOT | 1 |  | Included | 0 | 0 | 0 | 0 | 0
368 | 7000020907 | 3830 | CONTROL CENTRE-SOFTWARE | 1000063252 | 85238020 |  | 18% |  | SOFTWARE FOR STORAGE SERVER NAS | LOT | 1 |  | Included | 0 | 0 | 0 | 0 | 0
369 | 7000020907 | 3840 | CONTROL CENTRE-SOFTWARE | 1000063048 | 85389000 |  | 18% |  | VOICE RECORDING SOFTWARE | LOT | 1 |  | Included | 0 | 0 | 0 | 0 | 0
370 | 7000020907 | 3850 | CONTROL CENTRE-SOFTWARE | 1000063030 | 85389000 |  | 18% |  | INVENTORY MANAGEMENT SOFTWARE | LOT | 1 |  | Included | 0 | 0 | 0 | 0 | 0
371 | 7000020907 | 3860 | CONTROL CENTRE-SOFTWARE | 1000017495 | 85238020 |  | 18% |  | Application Software - Patch Management Software | LOT | 1 |  | Included | 0 | 0 | 0 | 0 | 0
372 | 7000020907 | 3870 | CONTROL CENTRE-SOFTWARE | 1000029224 | 84433100 |  | 18% |  | MS office Software | EA | 20 |  | Included | 0 | 0 | 0 | 0 | 0
373 | 7000020907 | 3880 | SUBSTATION-HARDWARE | 1000063259 | 84713090 |  | 18% |  | WORKSTATION AS PER TS | EA | 60 |  | Included | 0 | 0 | 0 | 0 | 0
374 | 7000020907 | 3890 | SUBSTATION-HARDWARE | 1000063035 | 85389000 |  | 18% |  | NVR WITH REQUIRED SOFTWARE AS PER TS | EA | 20 |  | Included | 0 | 0 | 0 | 0 | 0
375 | 7000020907 | 3900 | SUBSTATION-HARDWARE | 1000063258 | 84713090 |  | 18% |  | TYPE-3 TFT MONITOR AS PER TS | EA | 40 |  | Included | 0 | 0 | 0 | 0 | 0
376 | 7000020907 | 3910 | SUBSTATION-HARDWARE | 1000063257 | 84713090 |  | 18% |  | TYPE-2 TFT MONITOR AS PER TS | EA | 20 |  | Included | 0 | 0 | 0 | 0 | 0
377 | 7000020907 | 3930 | SUBSTATION-HARDWARE | 1000028314 | 85446020 |  | 18% |  | POWER CABLE (XLPE & PVC INSULATED) | LOT | 20 |  | Included | 0 | 0 | 0 | 0 | 0
378 | 7000020907 | 3940 | SUBSTATION-HARDWARE | 1000062967 | 85389000 |  | 18% |  | COMMUNICATION CABLES | LOT | 20 |  | Included | 0 | 0 | 0 | 0 | 0
379 | 7000021075 | 50 | SUBSTATION-SOFTWARE | 1000029224 | 84433100 |  | 18% |  | MS office Software | EA | 20 |  | Included | 0 | 0 | 0 | 0 | 0
| (VIII) | ODISHA CLIENT RTAMC | [17 empty] | Direct
380 | 7000020907 | 3970 | CONTROL CENTRE-HARDWARE | 1000064783 | 85176930 |  | 18% |  | TYPE-2 ROUTER AS PER TS | EA | 2 |  | Included | 0 | 0 | 0 | 0 | 0
381 | 7000020907 | 3980 | CONTROL CENTRE-HARDWARE | 1000063031 | 85389000 |  | 18% |  | MANAGED LAN L3 TYPE-1 | EA | 6 |  | Included | 0 | 0 | 0 | 0 | 0
382 | 7000020907 | 3990 | CONTROL CENTRE-HARDWARE | 1000062969 | 85389000 |  | 18% |  | COPPER SFP FOR LAN | EA | 144 |  | Included | 0 | 0 | 0 | 0 | 0
383 | 7000020907 | 4000 | CONTROL CENTRE-HARDWARE | 1000063026 | 85389000 |  | 18% |  | FIREWALL TYPE-III AS PER TS | EA | 2 |  | Included | 0 | 0 | 0 | 0 | 0
384 | 7000020907 | 4010 | CONTROL CENTRE-HARDWARE | 1000063259 | 84713090 |  | 18% |  | WORKSTATION AS PER TS | EA | 13 |  | Included | 0 | 0 | 0 | 0 | 0
385 | 7000020907 | 4020 | CONTROL CENTRE-HARDWARE | 1000063256 | 84713090 |  | 18% |  | TYPE-1 TFT MONITOR WITH STAND ON WHEELS | EA | 1 |  | Included | 0 | 0 | 0 | 0 | 0
386 | 7000020907 | 4030 | CONTROL CENTRE-HARDWARE | 1000063257 | 84713090 |  | 18% |  | TYPE-2 TFT MONITOR AS PER TS | EA | 4 |  | Included | 0 | 0 | 0 | 0 | 0
387 | 7000020907 | 4040 | CONTROL CENTRE-HARDWARE | 1000063258 | 84713090 |  | 18% |  | TYPE-3 TFT MONITOR AS PER TS | EA | 24 |  | Included | 0 | 0 | 0 | 0 | 0
388 | 7000020907 | 4050 | CONTROL CENTRE-HARDWARE | 1000026358 | 85389000 |  | 18% |  | VoIP systems-High end VoIP phone | EA | 1 |  | Included | 0 | 0 | 0 | 0 | 0
389 | 7000020907 | 4060 | CONTROL CENTRE-HARDWARE | 1000026373 | 85389000 |  | 18% |  | VoIP systems-Low end VoIP phone | EA | 1 |  | Included | 0 | 0 | 0 | 0 | 0
390 | 7000020907 | 4070 | CONTROL CENTRE-HARDWARE | 1000063034 | 85311020 |  | 18% |  | NETWORK PANEL | EA | 1 |  | Included | 0 | 0 | 0 | 0 | 0
391 | 7000020907 | 4080 | CONTROL CENTRE-HARDWARE | 1000063047 | 84715000 |  | 18% |  | VOICE RECORDER | EA | 1 |  | Included | 0 | 0 | 0 | 0 | 0
392 | 7000020907 | 4090 | CONTROL CENTRE-VIDEO WALL | 1000063020 | 85389000 |  | 18% |  | DIRECT VIEW LED WALL AS PER TS | M2 | 17 |  | Included | 0 | 0 | 0 | 0 | 0
393 | 7000020907 | 4100 | CONTROL CENTRE-FURNITURE | 1000016830 | 94038900 |  | 18% |  | FURNITURE - Operator Workstations desk | EA | 6 |  | Included | 0 | 0 | 0 | 0 | 0
394 | 7000020907 | 4110 | CONTROL CENTRE-FURNITURE | 1000063253 | 85389000 |  | 18% |  | OPERATOR CHAIRS | EA | 6 |  | Included | 0 | 0 | 0 | 0 | 0
395 | 7000020907 | 4120 | AUXILIARY POWER SUPPLY | 1000022025 | 85044090 |  | 18% |  | Uninterrupted Power supply - 40 kVA (32kW at 0.8 pf) UPS running inparallel | EA | 2 |  | Included | 0 | 0 | 0 | 0 | 0
396 | 7000020907 | 4130 | AUXILIARY POWER SUPPLY | 1000022286 | 85072000 |  | 28% |  | VRLA type Battery banks for UPS (eachbank of atleast 76.8 kVAH) | EA | 2 |  | Included | 0 | 0 | 0 | 0 | 0
397 | 7000020907 | 4140 | AUXILIARY POWER SUPPLY | 1000022029 | 85219090 |  | 18% |  | UPS Monitoring System and it's integration with SCADA System | LOT | 1 |  | Included | 0 | 0 | 0 | 0 | 0
398 | 7000020907 | 4150 | AUXILIARY POWER SUPPLY | 1000013907 | 85371000 |  | 18% |  | Input ACDB (150 kVA rating) | EA | 2 |  | Included | 0 | 0 | 0 | 0 | 0
399 | 7000020907 | 4160 | AUXILIARY POWER SUPPLY | 1000016855 | 85371000 |  | 18% |  | Output ACDB (100kVA rating) | EA | 2 |  | Included | 0 | 0 | 0 | 0 | 0
400 | 7000020907 | 4170 | POWER & CONTROL CABLES | 1000028314 | 85446020 |  | 18% |  | POWER CABLE (XLPE & PVC INSULATED) | LOT | 1 |  | Included | 0 | 0 | 0 | 0 | 0
401 | 7000020907 | 4180 | POWER & CONTROL CABLES | 1000062967 | 85389000 |  | 18% |  | COMMUNICATION CABLES | LOT | 1 |  | Included | 0 | 0 | 0 | 0 | 0
402 | 7000020907 | 4190 | PRINTER | 1000062966 | 84433240 |  | 18% |  | COLOUR LASER CUM MULTI-FUNCTION PRINTER | EA | 1 |  | Included | 0 | 0 | 0 | 0 | 0
403 | 7000020907 | 4200 | CONTROL CENTRE-SOFTWARE | 1000063048 | 85389000 |  | 18% |  | VOICE RECORDING SOFTWARE | LOT | 1 |  | Included | 0 | 0 | 0 | 0 | 0
404 | 7000020907 | 4210 | CONTROL CENTRE-SOFTWARE | 1000029224 | 84433100 |  | 18% |  | MS office Software | EA | 4 |  | Included | 0 | 0 | 0 | 0 | 0
405 | 7000020907 | 4260 | SUBSTATION-SOFTWARE | 1000029224 | 84433100 |  | 18% |  | MS office Software | EA | 14 |  | Included | 0 | 0 | 0 | 0 | 0
406 | 7000021076 | 10 | SUBSTATION-HARDWARE | 1000063259 | 84713090 |  | 18% |  | WORKSTATION AS PER TS | EA | 42 |  | Included | 0 | 0 | 0 | 0 | 0
407 | 7000021076 | 20 | SUBSTATION-HARDWARE | 1000063035 | 85389000 |  | 18% |  | NVR WITH REQUIRED SOFTWARE AS PER TS | EA | 14 |  | Included | 0 | 0 | 0 | 0 | 0
408 | 7000021076 | 30 | SUBSTATION-HARDWARE | 1000063258 | 84713090 |  | 18% |  | TYPE-3 TFT MONITOR AS PER TS | EA | 28 |  | Included | 0 | 0 | 0 | 0 | 0
409 | 7000021076 | 40 | SUBSTATION-HARDWARE | 1000063257 | 84713090 |  | 18% |  | TYPE-2 TFT MONITOR AS PER TS | EA | 14 |  | Included | 0 | 0 | 0 | 0 | 0
410 | 7000021076 | 60 | SUBSTATION-HARDWARE | 1000028314 | 85446020 |  | 18% |  | POWER CABLE (XLPE & PVC INSULATED) | LOT | 14 |  | Included | 0 | 0 | 0 | 0 | 0
411 | 7000021076 | 70 | SUBSTATION-HARDWARE | 1000062967 | 85389000 |  | 18% |  | COMMUNICATION CABLES | LOT | 14 |  | Included | 0 | 0 | 0 | 0 | 0
| (IX) | NER ELECTRICAL RTAMC | [17 empty] | Direct
412 | 7000020907 | 4300 | CONTROL CENTRE-HARDWARE | 1000064782 | 85176930 |  | 18% |  | TYPE-1 ROUTER AS PER TS | EA | 2 |  | Included | 0 | 0 | 0 | 0 | 0
413 | 7000020907 | 4310 | CONTROL CENTRE-HARDWARE | 1000063031 | 85389000 |  | 18% |  | MANAGED LAN L3 TYPE-1 | EA | 8 |  | Included | 0 | 0 | 0 | 0 | 0
414 | 7000020907 | 4320 | CONTROL CENTRE-HARDWARE | 1000063032 | 85389000 |  | 18% |  | MANAGED LAN L3 TYPE-2 | EA | 4 |  | Included | 0 | 0 | 0 | 0 | 0
415 | 7000020907 | 4330 | CONTROL CENTRE-HARDWARE | 1000062969 | 85389000 |  | 18% |  | COPPER SFP FOR LAN | EA | 76 |  | Included | 0 | 0 | 0 | 0 | 0
416 | 7000020907 | 4340 | CONTROL CENTRE-HARDWARE | 1000063027 | 85389000 |  | 18% |  | FIBER OPTIC SFP FOR LAN | EA | 308 |  | Included | 0 | 0 | 0 | 0 | 0
417 | 7000020907 | 4350 | CONTROL CENTRE-HARDWARE | 1000063033 | 85238020 |  | 18% |  | NETWORK INTRUSION PREVENTION SYS.(NIPS) | LOT | 2 |  | Included | 0 | 0 | 0 | 0 | 0
418 | 7000020907 | 4360 | CONTROL CENTRE-HARDWARE | 1000063024 | 85389000 |  | 18% |  | FIREWALL TYPE-I AS PER TS | EA | 2 |  | Included | 0 | 0 | 0 | 0 | 0
419 | 7000020907 | 4370 | CONTROL CENTRE-HARDWARE | 1000063025 | 85389000 |  | 18% |  | FIREWALL TYPE-II AS PER TS | EA | 2 |  | Included | 0 | 0 | 0 | 0 | 0
420 | 7000020907 | 4380 | CONTROL CENTRE-HARDWARE | 1000063251 | 84715000 |  | 18% |  | IDENTITY MANAGEMENT SERVER | EA | 2 |  | Included | 0 | 0 | 0 | 0 | 0
421 | 7000020907 | 4390 | CONTROL CENTRE-HARDWARE | 1000063041 | 84715000 |  | 18% |  | SCADA DATA SERVER | EA | 2 |  | Included | 0 | 0 | 0 | 0 | 0
422 | 7000020907 | 4400 | CONTROL CENTRE-HARDWARE | 1000009307 | 84715000 |  | 18% |  | Computer System Hardware - Communication Front End (CFE) | EA | 2 |  | Included | 0 | 0 | 0 | 0 | 0
423 | 7000020907 | 4410 | CONTROL CENTRE-HARDWARE | 1000026306 | 85389000 |  | 18% |  | Archive and Configuration system- Archive and configuration server | EA | 2 |  | Included | 0 | 0 | 0 | 0 | 0
424 | 7000020907 | 4420 | CONTROL CENTRE-HARDWARE | 1000015807 | 84717090 |  | 18% |  | NETWORK AREA STORAGE (NAS) | EA | 2 |  | Included | 0 | 0 | 0 | 0 | 0
425 | 7000020907 | 4430 | CONTROL CENTRE-HARDWARE | 1000017494 | 84715000 |  | 18% |  | Computer System Hardware -Patch Management Server | EA | 2 |  | Included | 0 | 0 | 0 | 0 | 0
426 | 7000020907 | 4440 | CONTROL CENTRE-HARDWARE | 1000062968 | 84715000 |  | 18% |  | CONNECTOR SERVER (SYSLOG) | EA | 2 |  | Included | 0 | 0 | 0 | 0 | 0
427 | 7000020907 | 4450 | CONTROL CENTRE-HARDWARE | 1000063047 | 84715000 |  | 18% |  | VOICE RECORDER | EA | 1 |  | Included | 0 | 0 | 0 | 0 | 0
428 | 7000020907 | 4460 | CONTROL CENTRE-HARDWARE | 1000060300 | 90311000 |  | 18% |  | TIME & FREQUENCY SYSTEM NAVIC BASED (WITH FAILBACK TO GPS) | LOT | 2 |  | Included | 0 | 0 | 0 | 0 | 0
429 | 7000020907 | 4470 | CONTROL CENTRE-HARDWARE | 1000063259 | 84713090 |  | 18% |  | WORKSTATION AS PER TS | EA | 19 |  | Included | 0 | 0 | 0 | 0 | 0
430 | 7000020907 | 4480 | CONTROL CENTRE-HARDWARE | 1000063256 | 84713090 |  | 18% |  | TYPE-1 TFT MONITOR WITH STAND ON WHEELS | EA | 1 |  | Included | 0 | 0 | 0 | 0 | 0
431 | 7000020907 | 4490 | CONTROL CENTRE-HARDWARE | 1000063257 | 84713090 |  | 18% |  | TYPE-2 TFT MONITOR AS PER TS | EA | 4 |  | Included | 0 | 0 | 0 | 0 | 0
432 | 7000020907 | 4500 | CONTROL CENTRE-HARDWARE | 1000063258 | 84713090 |  | 18% |  | TYPE-3 TFT MONITOR AS PER TS | EA | 34 |  | Included | 0 | 0 | 0 | 0 | 0
433 | 7000020907 | 4510 | CONTROL CENTRE-HARDWARE | 1000063250 | 84713090 |  | 18% |  | FAILOVER NVR ALONG WITH SOFTWARE | EA | 1 |  | Included | 0 | 0 | 0 | 0 | 0
434 | 7000020907 | 4520 | CONTROL CENTRE-HARDWARE | 1000026358 | 85389000 |  | 18% |  | VoIP systems-High end VoIP phone | EA | 3 |  | Included | 0 | 0 | 0 | 0 | 0
435 | 7000020907 | 4530 | CONTROL CENTRE-HARDWARE | 1000026373 | 85389000 |  | 18% |  | VoIP systems-Low end VoIP phone | EA | 2 |  | Included | 0 | 0 | 0 | 0 | 0
436 | 7000020907 | 4540 | CONTROL CENTRE-HARDWARE | 1000063034 | 85311020 |  | 18% |  | NETWORK PANEL | EA | 1 |  | Included | 0 | 0 | 0 | 0 | 0
437 | 7000020907 | 4550 | CONTROL CENTRE-HARDWARE | 1000063043 | 85311020 |  | 18% |  | SERVER RACK PANEL WITH KVM UNIT | EA | 2 |  | Included | 0 | 0 | 0 | 0 | 0
438 | 7000020907 | 4560 | CONTROL CENTRE-HARDWARE | 1000060447 | 90311000 |  | 18% |  | DIGITAL DISPLAY FOR DATE | NO | 1 |  | Included | 0 | 0 | 0 | 0 | 0
439 | 7000020907 | 4570 | CONTROL CENTRE-HARDWARE | 1000010620 | 90311000 |  | 18% |  | Computer System Hardware - Digital Display for Time | EA | 1 |  | Included | 0 | 0 | 0 | 0 | 0
440 | 7000020907 | 4580 | CONTROL CENTRE-HARDWARE | 1000010619 | 90311000 |  | 18% |  | Computer System Hardware - Digital Display for Frequency | EA | 1 |  | Included | 0 | 0 | 0 | 0 | 0
441 | 7000020907 | 4590 | CONTROL CENTRE-HARDWARE | 1000014475 | 84713010 |  | 18% |  | Computer System Hardware - Laptop for maintenance | EA | 2 |  | Included | 0 | 0 | 0 | 0 | 0
442 | 7000020907 | 4620 | CONTROL CENTRE-VIDEO WALL | 1000063020 | 85389000 |  | 18% |  | DIRECT VIEW LED WALL AS PER TS | M2 | 17 |  | Included | 0 | 0 | 0 | 0 | 0
443 | 7000020907 | 4630 | CONTROL CENTRE-FURNITURE | 1000016830 | 94038900 |  | 18% |  | FURNITURE - Operator Workstations desk | EA | 6 |  | Included | 0 | 0 | 0 | 0 | 0
444 | 7000020907 | 4640 | CONTROL CENTRE-FURNITURE | 1000063253 | 85389000 |  | 18% |  | OPERATOR CHAIRS | EA | 6 |  | Included | 0 | 0 | 0 | 0 | 0
445 | 7000020907 | 4650 | CONTROL CENTRE-FURNITURE | 1000012075 | 83030000 |  | 18% |  | FURNITURE - Fireproof Software storage box | EA | 1 |  | Included | 0 | 0 | 0 | 0 | 0
446 | 7000020907 | 4660 | AUXILIARY POWER SUPPLY | 1000022025 | 85044090 |  | 18% |  | Uninterrupted Power supply - 40 kVA (32kW at 0.8 pf) UPS running inparallel | EA | 2 |  | Included | 0 | 0 | 0 | 0 | 0
447 | 7000020907 | 4670 | AUXILIARY POWER SUPPLY | 1000022286 | 85072000 |  | 28% |  | VRLA type Battery banks for UPS (eachbank of atleast 76.8 kVAH) | EA | 2 |  | Included | 0 | 0 | 0 | 0 | 0
448 | 7000020907 | 4680 | AUXILIARY POWER SUPPLY | 1000022029 | 85219090 |  | 18% |  | UPS Monitoring System and it's integration with SCADA System | LOT | 1 |  | Included | 0 | 0 | 0 | 0 | 0
449 | 7000020907 | 4690 | POWER & CONTROL CABLES | 1000028314 | 85446020 |  | 18% |  | POWER CABLE (XLPE & PVC INSULATED) | LOT | 1 |  | Included | 0 | 0 | 0 | 0 | 0
450 | 7000020907 | 4700 | POWER & CONTROL CABLES | 1000062967 | 85389000 |  | 18% |  | COMMUNICATION CABLES | LOT | 1 |  | Included | 0 | 0 | 0 | 0 | 0
451 | 7000020907 | 4710 | PRINTER | 1000062966 | 84433240 |  | 18% |  | COLOUR LASER CUM MULTI-FUNCTION PRINTER | EA | 1 |  | Included | 0 | 0 | 0 | 0 | 0
452 | 7000020907 | 4720 | CONTROL CENTRE-SOFTWARE | 1000063040 | 85389000 |  | 18% |  | SCADA APPLICATION SOFTWARE | LOT | 1 |  | Included | 0 | 0 | 0 | 0 | 0
453 | 7000020907 | 4730 | CONTROL CENTRE-SOFTWARE | 1000019870 | 85238020 |  | 18% |  | Application Software - CFE Communication | LOT | 1 |  | Included | 0 | 0 | 0 | 0 | 0
454 | 7000020907 | 4740 | CONTROL CENTRE-SOFTWARE | 1000052637 | 85238020 |  | 18% |  | IDENTITY MANAGEMENT SOFTWARE | LOT | 1 |  | Included | 0 | 0 | 0 | 0 | 0
455 | 7000020907 | 4750 | CONTROL CENTRE-SOFTWARE | 1000063069 | 85389000 |  | 18% |  | ARCHIVAL & CONFIGURATION APPLICATION SOFTWARE | LOT | 1 |  | Included | 0 | 0 | 0 | 0 | 0
456 | 7000020907 | 4760 | CONTROL CENTRE-SOFTWARE | 1000063252 | 85238020 |  | 18% |  | SOFTWARE FOR STORAGE SERVER NAS | LOT | 1 |  | Included | 0 | 0 | 0 | 0 | 0
457 | 7000020907 | 4770 | CONTROL CENTRE-SOFTWARE | 1000063048 | 85389000 |  | 18% |  | VOICE RECORDING SOFTWARE | LOT | 1 |  | Included | 0 | 0 | 0 | 0 | 0
458 | 7000020907 | 4780 | CONTROL CENTRE-SOFTWARE | 1000063030 | 85389000 |  | 18% |  | INVENTORY MANAGEMENT SOFTWARE | LOT | 1 |  | Included | 0 | 0 | 0 | 0 | 0
459 | 7000020907 | 4790 | CONTROL CENTRE-SOFTWARE | 1000017495 | 85238020 |  | 18% |  | Application Software - Patch Management Software | LOT | 1 |  | Included | 0 | 0 | 0 | 0 | 0
460 | 7000020907 | 4800 | CONTROL CENTRE-SOFTWARE | 1000029224 | 84433100 |  | 18% |  | MS office Software | EA | 20 |  | Included | 0 | 0 | 0 | 0 | 0
461 | 7000020907 | 4290 | SUBSTATION-HARDWARE | 1000063259 | 84713090 |  | 18% |  | WORKSTATION AS PER TS | EA | 69 |  | Included | 0 | 0 | 0 | 0 | 0
462 | 7000020907 | 4810 | SUBSTATION-HARDWARE | 1000063035 | 85389000 |  | 18% |  | NVR WITH REQUIRED SOFTWARE AS PER TS | EA | 23 |  | Included | 0 | 0 | 0 | 0 | 0
463 | 7000020907 | 4820 | SUBSTATION-HARDWARE | 1000063258 | 84713090 |  | 18% |  | TYPE-3 TFT MONITOR AS PER TS | EA | 46 |  | Included | 0 | 0 | 0 | 0 | 0
464 | 7000020907 | 4830 | SUBSTATION-HARDWARE | 1000063257 | 84713090 |  | 18% |  | TYPE-2 TFT MONITOR AS PER TS | EA | 23 |  | Included | 0 | 0 | 0 | 0 | 0
465 | 7000020907 | 4850 | SUBSTATION-HARDWARE | 1000028314 | 85446020 |  | 18% |  | POWER CABLE (XLPE & PVC INSULATED) | LOT | 23 |  | Included | 0 | 0 | 0 | 0 | 0
466 | 7000020907 | 4860 | SUBSTATION-HARDWARE | 1000062967 | 85389000 |  | 18% |  | COMMUNICATION CABLES | LOT | 23 |  | Included | 0 | 0 | 0 | 0 | 0
467 | 7000020907 | 6760 | SUBSTATION-SOFTWARE | 1000029224 | 84433100 |  | 18% |  | MS office Software | EA | 23 |  | Included | 0 | 0 | 0 | 0 | 0
| (X) | SR1 ELECTRICAL RTAMC | [17 empty] | Direct
468 | 7000020907 | 4890 | CONTROL CENTRE-HARDWARE | 1000064782 | 85176930 |  | 18% |  | TYPE-1 ROUTER AS PER TS | EA | 2 |  | Included | 0 | 0 | 0 | 0 | 0
469 | 7000020907 | 4900 | CONTROL CENTRE-HARDWARE | 1000063031 | 85389000 |  | 18% |  | MANAGED LAN L3 TYPE-1 | EA | 8 |  | Included | 0 | 0 | 0 | 0 | 0
470 | 7000020907 | 4910 | CONTROL CENTRE-HARDWARE | 1000063032 | 85389000 |  | 18% |  | MANAGED LAN L3 TYPE-2 | EA | 4 |  | Included | 0 | 0 | 0 | 0 | 0
471 | 7000020907 | 4920 | CONTROL CENTRE-HARDWARE | 1000062969 | 85389000 |  | 18% |  | COPPER SFP FOR LAN | EA | 76 |  | Included | 0 | 0 | 0 | 0 | 0
472 | 7000020907 | 4930 | CONTROL CENTRE-HARDWARE | 1000063027 | 85389000 |  | 18% |  | FIBER OPTIC SFP FOR LAN | EA | 308 |  | Included | 0 | 0 | 0 | 0 | 0
473 | 7000020907 | 4940 | CONTROL CENTRE-HARDWARE | 1000063033 | 85238020 |  | 18% |  | NETWORK INTRUSION PREVENTION SYS.(NIPS) | LOT | 2 |  | Included | 0 | 0 | 0 | 0 | 0
474 | 7000020907 | 4950 | CONTROL CENTRE-HARDWARE | 1000063024 | 85389000 |  | 18% |  | FIREWALL TYPE-I AS PER TS | EA | 2 |  | Included | 0 | 0 | 0 | 0 | 0
475 | 7000020907 | 4960 | CONTROL CENTRE-HARDWARE | 1000063025 | 85389000 |  | 18% |  | FIREWALL TYPE-II AS PER TS | EA | 2 |  | Included | 0 | 0 | 0 | 0 | 0
476 | 7000020907 | 4970 | CONTROL CENTRE-HARDWARE | 1000063251 | 84715000 |  | 18% |  | IDENTITY MANAGEMENT SERVER | EA | 2 |  | Included | 0 | 0 | 0 | 0 | 0
477 | 7000020907 | 4980 | CONTROL CENTRE-HARDWARE | 1000063041 | 84715000 |  | 18% |  | SCADA DATA SERVER | EA | 2 |  | Included | 0 | 0 | 0 | 0 | 0
478 | 7000020907 | 4990 | CONTROL CENTRE-HARDWARE | 1000009307 | 84715000 |  | 18% |  | Computer System Hardware - Communication Front End (CFE) | EA | 4 |  | Included | 0 | 0 | 0 | 0 | 0
479 | 7000020907 | 5000 | CONTROL CENTRE-HARDWARE | 1000026306 | 85389000 |  | 18% |  | Archive and Configuration system- Archive and configuration server | EA | 2 |  | Included | 0 | 0 | 0 | 0 | 0
480 | 7000020907 | 5010 | CONTROL CENTRE-HARDWARE | 1000015807 | 84717090 |  | 18% |  | NETWORK AREA STORAGE (NAS) | EA | 2 |  | Included | 0 | 0 | 0 | 0 | 0
481 | 7000020907 | 5020 | CONTROL CENTRE-HARDWARE | 1000017494 | 84715000 |  | 18% |  | Computer System Hardware -Patch Management Server | EA | 2 |  | Included | 0 | 0 | 0 | 0 | 0
482 | 7000020907 | 5030 | CONTROL CENTRE-HARDWARE | 1000062968 | 84715000 |  | 18% |  | CONNECTOR SERVER (SYSLOG) | EA | 2 |  | Included | 0 | 0 | 0 | 0 | 0
483 | 7000020907 | 5040 | CONTROL CENTRE-HARDWARE | 1000063047 | 84715000 |  | 18% |  | VOICE RECORDER | EA | 1 |  | Included | 0 | 0 | 0 | 0 | 0
484 | 7000020907 | 5050 | CONTROL CENTRE-HARDWARE | 1000060300 | 90311000 |  | 18% |  | TIME & FREQUENCY SYSTEM NAVIC BASED (WITH FAILBACK TO GPS) | LOT | 2 |  | Included | 0 | 0 | 0 | 0 | 0
485 | 7000020907 | 5060 | CONTROL CENTRE-HARDWARE | 1000063259 | 84713090 |  | 18% |  | WORKSTATION AS PER TS | EA | 19 |  | Included | 0 | 0 | 0 | 0 | 0
486 | 7000020907 | 5070 | CONTROL CENTRE-HARDWARE | 1000063256 | 84713090 |  | 18% |  | TYPE-1 TFT MONITOR WITH STAND ON WHEELS | EA | 1 |  | Included | 0 | 0 | 0 | 0 | 0
487 | 7000020907 | 5080 | CONTROL CENTRE-HARDWARE | 1000063257 | 84713090 |  | 18% |  | TYPE-2 TFT MONITOR AS PER TS | EA | 4 |  | Included | 0 | 0 | 0 | 0 | 0
488 | 7000020907 | 5090 | CONTROL CENTRE-HARDWARE | 1000063258 | 84713090 |  | 18% |  | TYPE-3 TFT MONITOR AS PER TS | EA | 34 |  | Included | 0 | 0 | 0 | 0 | 0
489 | 7000020907 | 5100 | CONTROL CENTRE-HARDWARE | 1000063250 | 84713090 |  | 18% |  | FAILOVER NVR ALONG WITH SOFTWARE | EA | 1 |  | Included | 0 | 0 | 0 | 0 | 0
490 | 7000020907 | 5110 | CONTROL CENTRE-HARDWARE | 1000026358 | 85389000 |  | 18% |  | VoIP systems-High end VoIP phone | EA | 3 |  | Included | 0 | 0 | 0 | 0 | 0
491 | 7000020907 | 5120 | CONTROL CENTRE-HARDWARE | 1000026373 | 85389000 |  | 18% |  | VoIP systems-Low end VoIP phone | EA | 2 |  | Included | 0 | 0 | 0 | 0 | 0
492 | 7000020907 | 5130 | CONTROL CENTRE-HARDWARE | 1000063034 | 85311020 |  | 18% |  | NETWORK PANEL | EA | 1 |  | Included | 0 | 0 | 0 | 0 | 0
493 | 7000020907 | 5140 | CONTROL CENTRE-HARDWARE | 1000063043 | 85311020 |  | 18% |  | SERVER RACK PANEL WITH KVM UNIT | EA | 2 |  | Included | 0 | 0 | 0 | 0 | 0
494 | 7000020907 | 5150 | CONTROL CENTRE-HARDWARE | 1000060447 | 90311000 |  | 18% |  | DIGITAL DISPLAY FOR DATE | NO | 1 |  | Included | 0 | 0 | 0 | 0 | 0
495 | 7000020907 | 5160 | CONTROL CENTRE-HARDWARE | 1000010620 | 90311000 |  | 18% |  | Computer System Hardware - Digital Display for Time | EA | 1 |  | Included | 0 | 0 | 0 | 0 | 0
496 | 7000020907 | 5170 | CONTROL CENTRE-HARDWARE | 1000010619 | 90311000 |  | 18% |  | Computer System Hardware - Digital Display for Frequency | EA | 1 |  | Included | 0 | 0 | 0 | 0 | 0
497 | 7000020907 | 5180 | CONTROL CENTRE-HARDWARE | 1000014475 | 84713010 |  | 18% |  | Computer System Hardware - Laptop for maintenance | EA | 2 |  | Included | 0 | 0 | 0 | 0 | 0
498 | 7000020907 | 5190 | CONTROL CENTRE-VIDEO WALL | 1000063020 | 85389000 |  | 18% |  | DIRECT VIEW LED WALL AS PER TS | M2 | 17 |  | Included | 0 | 0 | 0 | 0 | 0
499 | 7000020907 | 5200 | CONTROL CENTRE-FURNITURE | 1000016830 | 94038900 |  | 18% |  | FURNITURE - Operator Workstations desk | EA | 6 |  | Included | 0 | 0 | 0 | 0 | 0
500 | 7000020907 | 5210 | CONTROL CENTRE-FURNITURE | 1000063253 | 85389000 |  | 18% |  | OPERATOR CHAIRS | EA | 6 |  | Included | 0 | 0 | 0 | 0 | 0
501 | 7000020907 | 5220 | CONTROL CENTRE-FURNITURE | 1000012075 | 83030000 |  | 18% |  | FURNITURE - Fireproof Software storage box | EA | 1 |  | Included | 0 | 0 | 0 | 0 | 0
502 | 7000020907 | 5230 | AUXILIARY POWER SUPPLY | 1000022025 | 85044090 |  | 18% |  | Uninterrupted Power supply - 40 kVA (32kW at 0.8 pf) UPS running inparallel | EA | 2 |  | Included | 0 | 0 | 0 | 0 | 0
503 | 7000020907 | 5240 | AUXILIARY POWER SUPPLY | 1000022286 | 85072000 |  | 28% |  | VRLA type Battery banks for UPS (eachbank of atleast 76.8 kVAH) | EA | 2 |  | Included | 0 | 0 | 0 | 0 | 0
504 | 7000020907 | 5250 | AUXILIARY POWER SUPPLY | 1000022029 | 85219090 |  | 18% |  | UPS Monitoring System and it's integration with SCADA System | LOT | 1 |  | Included | 0 | 0 | 0 | 0 | 0
505 | 7000020907 | 5260 | POWER & CONTROL CABLES | 1000028314 | 85446020 |  | 18% |  | POWER CABLE (XLPE & PVC INSULATED) | LOT | 1 |  | Included | 0 | 0 | 0 | 0 | 0
506 | 7000020907 | 5270 | POWER & CONTROL CABLES | 1000062967 | 85389000 |  | 18% |  | COMMUNICATION CABLES | LOT | 1 |  | Included | 0 | 0 | 0 | 0 | 0
507 | 7000020907 | 5280 | PRINTER | 1000062966 | 84433240 |  | 18% |  | COLOUR LASER CUM MULTI-FUNCTION PRINTER | EA | 1 |  | Included | 0 | 0 | 0 | 0 | 0
508 | 7000020907 | 5290 | CONTROL CENTRE-SOFTWARE | 1000063040 | 85389000 |  | 18% |  | SCADA APPLICATION SOFTWARE | LOT | 1 |  | Included | 0 | 0 | 0 | 0 | 0
509 | 7000020907 | 5300 | CONTROL CENTRE-SOFTWARE | 1000019870 | 85238020 |  | 18% |  | Application Software - CFE Communication | LOT | 1 |  | Included | 0 | 0 | 0 | 0 | 0
510 | 7000020907 | 5310 | CONTROL CENTRE-SOFTWARE | 1000052637 | 85238020 |  | 18% |  | IDENTITY MANAGEMENT SOFTWARE | LOT | 1 |  | Included | 0 | 0 | 0 | 0 | 0
511 | 7000020907 | 5320 | CONTROL CENTRE-SOFTWARE | 1000063069 | 85389000 |  | 18% |  | ARCHIVAL & CONFIGURATION APPLICATION SOFTWARE | LOT | 1 |  | Included | 0 | 0 | 0 | 0 | 0
512 | 7000020907 | 5330 | CONTROL CENTRE-SOFTWARE | 1000063252 | 85238020 |  | 18% |  | SOFTWARE FOR STORAGE SERVER NAS | LOT | 1 |  | Included | 0 | 0 | 0 | 0 | 0
513 | 7000020907 | 5340 | CONTROL CENTRE-SOFTWARE | 1000063048 | 85389000 |  | 18% |  | VOICE RECORDING SOFTWARE | LOT | 1 |  | Included | 0 | 0 | 0 | 0 | 0
514 | 7000020907 | 5350 | CONTROL CENTRE-SOFTWARE | 1000063030 | 85389000 |  | 18% |  | INVENTORY MANAGEMENT SOFTWARE | LOT | 1 |  | Included | 0 | 0 | 0 | 0 | 0
515 | 7000020907 | 5360 | CONTROL CENTRE-SOFTWARE | 1000017495 | 85238020 |  | 18% |  | Application Software - Patch Management Software | LOT | 1 |  | Included | 0 | 0 | 0 | 0 | 0
516 | 7000020907 | 5370 | CONTROL CENTRE-SOFTWARE | 1000029224 | 84433100 |  | 18% |  | MS office Software | EA | 20 |  | Included | 0 | 0 | 0 | 0 | 0
517 | 7000020907 | 5380 | SUBSTATION-HARDWARE | 1000063259 | 84713090 |  | 18% |  | WORKSTATION AS PER TS | EA | 69 |  | Included | 0 | 0 | 0 | 0 | 0
518 | 7000020907 | 5390 | SUBSTATION-HARDWARE | 1000063035 | 85389000 |  | 18% |  | NVR WITH REQUIRED SOFTWARE AS PER TS | EA | 23 |  | Included | 0 | 0 | 0 | 0 | 0
519 | 7000020907 | 5400 | SUBSTATION-HARDWARE | 1000063258 | 84713090 |  | 18% |  | TYPE-3 TFT MONITOR AS PER TS | EA | 46 |  | Included | 0 | 0 | 0 | 0 | 0
520 | 7000020907 | 5410 | SUBSTATION-HARDWARE | 1000063257 | 84713090 |  | 18% |  | TYPE-2 TFT MONITOR AS PER TS | EA | 23 |  | Included | 0 | 0 | 0 | 0 | 0
521 | 7000020907 | 5430 | SUBSTATION-HARDWARE | 1000028314 | 85446020 |  | 18% |  | POWER CABLE (XLPE & PVC INSULATED) | LOT | 23 |  | Included | 0 | 0 | 0 | 0 | 0
522 | 7000020907 | 5440 | SUBSTATION-HARDWARE | 1000062967 | 85389000 |  | 18% |  | COMMUNICATION CABLES | LOT | 23 |  | Included | 0 | 0 | 0 | 0 | 0
523 | 7000020907 | 6810 | SUBSTATION-SOFTWARE | 1000029224 | 84433100 |  | 18% |  | MS office Software | EA | 23 |  | Included | 0 | 0 | 0 | 0 | 0
| (XI) | SR2 CLIENT RTAMC | [17 empty] | Direct
524 | 7000020907 | 5470 | CONTROL CENTRE-HARDWARE | 1000064783 | 85176930 |  | 18% |  | TYPE-2 ROUTER AS PER TS | EA | 2 |  | Included | 0 | 0 | 0 | 0 | 0
525 | 7000020907 | 5480 | CONTROL CENTRE-HARDWARE | 1000063031 | 85389000 |  | 18% |  | MANAGED LAN L3 TYPE-1 | EA | 6 |  | Included | 0 | 0 | 0 | 0 | 0
526 | 7000020907 | 5490 | CONTROL CENTRE-HARDWARE | 1000062969 | 85389000 |  | 18% |  | COPPER SFP FOR LAN | EA | 144 |  | Included | 0 | 0 | 0 | 0 | 0
527 | 7000020907 | 5500 | CONTROL CENTRE-HARDWARE | 1000063026 | 85389000 |  | 18% |  | FIREWALL TYPE-III AS PER TS | EA | 2 |  | Included | 0 | 0 | 0 | 0 | 0
528 | 7000020907 | 5510 | CONTROL CENTRE-HARDWARE | 1000063259 | 84713090 |  | 18% |  | WORKSTATION AS PER TS | EA | 13 |  | Included | 0 | 0 | 0 | 0 | 0
529 | 7000020907 | 5520 | CONTROL CENTRE-HARDWARE | 1000063256 | 84713090 |  | 18% |  | TYPE-1 TFT MONITOR WITH STAND ON WHEELS | EA | 1 |  | Included | 0 | 0 | 0 | 0 | 0
530 | 7000020907 | 5530 | CONTROL CENTRE-HARDWARE | 1000063257 | 84713090 |  | 18% |  | TYPE-2 TFT MONITOR AS PER TS | EA | 4 |  | Included | 0 | 0 | 0 | 0 | 0
531 | 7000020907 | 5540 | CONTROL CENTRE-HARDWARE | 1000063258 | 84713090 |  | 18% |  | TYPE-3 TFT MONITOR AS PER TS | EA | 24 |  | Included | 0 | 0 | 0 | 0 | 0
532 | 7000020907 | 5550 | CONTROL CENTRE-HARDWARE | 1000026358 | 85389000 |  | 18% |  | VoIP systems-High end VoIP phone | EA | 1 |  | Included | 0 | 0 | 0 | 0 | 0
533 | 7000020907 | 5560 | CONTROL CENTRE-HARDWARE | 1000026373 | 85389000 |  | 18% |  | VoIP systems-Low end VoIP phone | EA | 1 |  | Included | 0 | 0 | 0 | 0 | 0
534 | 7000020907 | 5570 | CONTROL CENTRE-HARDWARE | 1000063034 | 85311020 |  | 18% |  | NETWORK PANEL | EA | 1 |  | Included | 0 | 0 | 0 | 0 | 0
535 | 7000020907 | 5580 | CONTROL CENTRE-HARDWARE | 1000063047 | 84715000 |  | 18% |  | VOICE RECORDER | EA | 1 |  | Included | 0 | 0 | 0 | 0 | 0
536 | 7000020907 | 5590 | CONTROL CENTRE-VIDEO WALL | 1000063020 | 85389000 |  | 18% |  | DIRECT VIEW LED WALL AS PER TS | M2 | 17 |  | Included | 0 | 0 | 0 | 0 | 0
537 | 7000020907 | 5600 | CONTROL CENTRE-FURNITURE | 1000016830 | 94038900 |  | 18% |  | FURNITURE - Operator Workstations desk | EA | 6 |  | Included | 0 | 0 | 0 | 0 | 0
538 | 7000020907 | 5610 | CONTROL CENTRE-FURNITURE | 1000063253 | 85389000 |  | 18% |  | OPERATOR CHAIRS | EA | 6 |  | Included | 0 | 0 | 0 | 0 | 0
539 | 7000020907 | 5620 | POWER & CONTROL CABLES | 1000028314 | 85446020 |  | 18% |  | POWER CABLE (XLPE & PVC INSULATED) | LOT | 1 |  | Included | 0 | 0 | 0 | 0 | 0
540 | 7000020907 | 5630 | POWER & CONTROL CABLES | 1000062967 | 85389000 |  | 18% |  | COMMUNICATION CABLES | LOT | 1 |  | Included | 0 | 0 | 0 | 0 | 0
541 | 7000020907 | 5640 | PRINTER | 1000062966 | 84433240 |  | 18% |  | COLOUR LASER CUM MULTI-FUNCTION PRINTER | EA | 1 |  | Included | 0 | 0 | 0 | 0 | 0
542 | 7000020907 | 5650 | CONTROL CENTRE-SOFTWARE | 1000063048 | 85389000 |  | 18% |  | VOICE RECORDING SOFTWARE | LOT | 1 |  | Included | 0 | 0 | 0 | 0 | 0
543 | 7000020907 | 5660 | CONTROL CENTRE-SOFTWARE | 1000029224 | 84433100 |  | 18% |  | MS office Software | EA | 4 |  | Included | 0 | 0 | 0 | 0 | 0
544 | 7000020907 | 5670 | SUBSTATION-HARDWARE | 1000063259 | 84713090 |  | 18% |  | WORKSTATION AS PER TS | EA | 123 |  | Included | 0 | 0 | 0 | 0 | 0
545 | 7000020907 | 5680 | SUBSTATION-HARDWARE | 1000063035 | 85389000 |  | 18% |  | NVR WITH REQUIRED SOFTWARE AS PER TS | EA | 41 |  | Included | 0 | 0 | 0 | 0 | 0
546 | 7000020907 | 5690 | SUBSTATION-HARDWARE | 1000063258 | 84713090 |  | 18% |  | TYPE-3 TFT MONITOR AS PER TS | EA | 82 |  | Included | 0 | 0 | 0 | 0 | 0
547 | 7000020907 | 5700 | SUBSTATION-HARDWARE | 1000063257 | 84713090 |  | 18% |  | TYPE-2 TFT MONITOR AS PER TS | EA | 41 |  | Included | 0 | 0 | 0 | 0 | 0
548 | 7000020907 | 5720 | SUBSTATION-HARDWARE | 1000028314 | 85446020 |  | 18% |  | POWER CABLE (XLPE & PVC INSULATED) | LOT | 41 |  | Included | 0 | 0 | 0 | 0 | 0
549 | 7000020907 | 5730 | SUBSTATION-HARDWARE | 1000062967 | 85389000 |  | 18% |  | COMMUNICATION CABLES | LOT | 41 |  | Included | 0 | 0 | 0 | 0 | 0
550 | 7000020907 | 5740 | AUXILIARY POWER SUPPLY | 1000022025 | 85044090 |  | 18% |  | Uninterrupted Power supply - 40 kVA (32kW at 0.8 pf) UPS running inparallel | EA | 2 |  | Included | 0 | 0 | 0 | 0 | 0
551 | 7000020907 | 5750 | AUXILIARY POWER SUPPLY | 1000022286 | 85072000 |  | 18% |  | VRLA type Battery banks for UPS (eachbank of atleast 76.8 kVAH) | EA | 2 |  | Included | 0 | 0 | 0 | 0 | 0
552 | 7000020907 | 5760 | AUXILIARY POWER SUPPLY | 1000022029 | 85219090 |  | 28% |  | UPS Monitoring System and it's integration with SCADA System | LOT | 1 |  | Included | 0 | 0 | 0 | 0 | 0
553 | 7000020907 | 6880 | SUBSTATION-SOFTWARE | 1000029224 | 84433100 |  | 18% |  | MS office Software | EA | 41 |  | Included | 0 | 0 | 0 | 0 | 0
| (XII) | WR1 CLIENT RTAMC | [17 empty] | Direct
554 | 7000020907 | 5790 | CONTROL CENTRE-HARDWARE | 1000064783 | 85176930 |  | 18% |  | TYPE-2 ROUTER AS PER TS | EA | 2 |  | Included | 0 | 0 | 0 | 0 | 0
555 | 7000020907 | 5800 | CONTROL CENTRE-HARDWARE | 1000063031 | 85389000 |  | 18% |  | MANAGED LAN L3 TYPE-1 | EA | 6 |  | Included | 0 | 0 | 0 | 0 | 0
556 | 7000020907 | 5810 | CONTROL CENTRE-HARDWARE | 1000062969 | 85389000 |  | 18% |  | COPPER SFP FOR LAN | EA | 144 |  | Included | 0 | 0 | 0 | 0 | 0
557 | 7000020907 | 5820 | CONTROL CENTRE-HARDWARE | 1000063026 | 85389000 |  | 18% |  | FIREWALL TYPE-III AS PER TS | EA | 2 |  | Included | 0 | 0 | 0 | 0 | 0
558 | 7000020907 | 5830 | CONTROL CENTRE-HARDWARE | 1000063259 | 84713090 |  | 18% |  | WORKSTATION AS PER TS | EA | 13 |  | Included | 0 | 0 | 0 | 0 | 0
559 | 7000020907 | 5840 | CONTROL CENTRE-HARDWARE | 1000063256 | 84713090 |  | 18% |  | TYPE-1 TFT MONITOR WITH STAND ON WHEELS | EA | 1 |  | Included | 0 | 0 | 0 | 0 | 0
560 | 7000020907 | 5850 | CONTROL CENTRE-HARDWARE | 1000063257 | 84713090 |  | 18% |  | TYPE-2 TFT MONITOR AS PER TS | EA | 4 |  | Included | 0 | 0 | 0 | 0 | 0
561 | 7000020907 | 5860 | CONTROL CENTRE-HARDWARE | 1000063258 | 84713090 |  | 18% |  | TYPE-3 TFT MONITOR AS PER TS | EA | 24 |  | Included | 0 | 0 | 0 | 0 | 0
562 | 7000020907 | 5870 | CONTROL CENTRE-HARDWARE | 1000026358 | 85389000 |  | 18% |  | VoIP systems-High end VoIP phone | EA | 1 |  | Included | 0 | 0 | 0 | 0 | 0
563 | 7000020907 | 5880 | CONTROL CENTRE-HARDWARE | 1000026373 | 85389000 |  | 18% |  | VoIP systems-Low end VoIP phone | EA | 1 |  | Included | 0 | 0 | 0 | 0 | 0
564 | 7000020907 | 5890 | CONTROL CENTRE-HARDWARE | 1000063034 | 85311020 |  | 18% |  | NETWORK PANEL | EA | 1 |  | Included | 0 | 0 | 0 | 0 | 0
565 | 7000020907 | 5900 | CONTROL CENTRE-HARDWARE | 1000063047 | 84715000 |  | 18% |  | VOICE RECORDER | EA | 1 |  | Included | 0 | 0 | 0 | 0 | 0
566 | 7000020907 | 5910 | CONTROL CENTRE-VIDEO WALL | 1000063020 | 85389000 |  | 18% |  | DIRECT VIEW LED WALL AS PER TS | M2 | 17 |  | Included | 0 | 0 | 0 | 0 | 0
567 | 7000020907 | 5920 | CONTROL CENTRE-FURNITURE | 1000016830 | 94038900 |  | 18% |  | FURNITURE - Operator Workstations desk | EA | 6 |  | Included | 0 | 0 | 0 | 0 | 0
568 | 7000020907 | 5930 | CONTROL CENTRE-FURNITURE | 1000063253 | 85389000 |  | 18% |  | OPERATOR CHAIRS | EA | 6 |  | Included | 0 | 0 | 0 | 0 | 0
569 | 7000020907 | 5940 | AUXILIARY POWER SUPPLY | 1000022025 | 85044090 |  | 18% |  | Uninterrupted Power supply - 40 kVA (32kW at 0.8 pf) UPS running inparallel | EA | 2 |  | Included | 0 | 0 | 0 | 0 | 0
570 | 7000020907 | 5950 | AUXILIARY POWER SUPPLY | 1000022286 | 85072000 |  | 28% |  | VRLA type Battery banks for UPS (eachbank of atleast 76.8 kVAH) | EA | 2 |  | Included | 0 | 0 | 0 | 0 | 0
571 | 7000020907 | 5960 | AUXILIARY POWER SUPPLY | 1000022029 | 85219090 |  | 18% |  | UPS Monitoring System and it's integration with SCADA System | LOT | 1 |  | Included | 0 | 0 | 0 | 0 | 0
572 | 7000020907 | 5970 | POWER & CONTROL CABLES | 1000028314 | 85446020 |  | 18% |  | POWER CABLE (XLPE & PVC INSULATED) | LOT | 1 |  | Included | 0 | 0 | 0 | 0 | 0
573 | 7000020907 | 5980 | POWER & CONTROL CABLES | 1000062967 | 85389000 |  | 18% |  | COMMUNICATION CABLES | LOT | 1 |  | Included | 0 | 0 | 0 | 0 | 0
574 | 7000020907 | 5990 | PRINTER | 1000062966 | 84433240 |  | 18% |  | COLOUR LASER CUM MULTI-FUNCTION PRINTER | EA | 1 |  | Included | 0 | 0 | 0 | 0 | 0
575 | 7000020907 | 6000 | CONTROL CENTRE-SOFTWARE | 1000063048 | 85389000 |  | 18% |  | VOICE RECORDING SOFTWARE | LOT | 1 |  | Included | 0 | 0 | 0 | 0 | 0
576 | 7000020907 | 6010 | CONTROL CENTRE-SOFTWARE | 1000029224 | 84433100 |  | 18% |  | MS office Software | EA | 4 |  | Included | 0 | 0 | 0 | 0 | 0
577 | 7000020907 | 6020 | SUBSTATION-HARDWARE | 1000063259 | 84713090 |  | 18% |  | WORKSTATION AS PER TS | EA | 84 |  | Included | 0 | 0 | 0 | 0 | 0
578 | 7000020907 | 6030 | SUBSTATION-HARDWARE | 1000063035 | 85389000 |  | 18% |  | NVR WITH REQUIRED SOFTWARE AS PER TS | EA | 28 |  | Included | 0 | 0 | 0 | 0 | 0
579 | 7000020907 | 6040 | SUBSTATION-HARDWARE | 1000063258 | 84713090 |  | 18% |  | TYPE-3 TFT MONITOR AS PER TS | EA | 56 |  | Included | 0 | 0 | 0 | 0 | 0
580 | 7000020907 | 6050 | SUBSTATION-HARDWARE | 1000063257 | 84713090 |  | 18% |  | TYPE-2 TFT MONITOR AS PER TS | EA | 28 |  | Included | 0 | 0 | 0 | 0 | 0
581 | 7000020907 | 6070 | SUBSTATION-HARDWARE | 1000028314 | 85446020 |  | 18% |  | POWER CABLE (XLPE & PVC INSULATED) | LOT | 28 |  | Included | 0 | 0 | 0 | 0 | 0
582 | 7000020907 | 6080 | SUBSTATION-HARDWARE | 1000062967 | 85389000 |  | 18% |  | COMMUNICATION CABLES | LOT | 28 |  | Included | 0 | 0 | 0 | 0 | 0
583 | 7000020907 | 6930 | SUBSTATION-SOFTWARE | 1000029224 | 84433100 |  | 18% |  | MS office Software | EA | 28 |  | Included | 0 | 0 | 0 | 0 | 0
| (XIII) | WR2 ELECTRICAL RTAMC | [17 empty] | Direct
584 | 7000020907 | 6110 | CONTROL CENTRE-HARDWARE | 1000064782 | 85176930 |  | 18% |  | TYPE-1 ROUTER AS PER TS | EA | 2 |  | Included | 0 | 0 | 0 | 0 | 0
585 | 7000020907 | 6120 | CONTROL CENTRE-HARDWARE | 1000063031 | 85389000 |  | 18% |  | MANAGED LAN L3 TYPE-1 | EA | 8 |  | Included | 0 | 0 | 0 | 0 | 0
586 | 7000020907 | 6130 | CONTROL CENTRE-HARDWARE | 1000063032 | 85389000 |  | 18% |  | MANAGED LAN L3 TYPE-2 | EA | 4 |  | Included | 0 | 0 | 0 | 0 | 0
587 | 7000020907 | 6140 | CONTROL CENTRE-HARDWARE | 1000062969 | 85389000 |  | 18% |  | COPPER SFP FOR LAN | EA | 76 |  | Included | 0 | 0 | 0 | 0 | 0
588 | 7000020907 | 6150 | CONTROL CENTRE-HARDWARE | 1000063027 | 85389000 |  | 18% |  | FIBER OPTIC SFP FOR LAN | EA | 308 |  | Included | 0 | 0 | 0 | 0 | 0
589 | 7000020907 | 6160 | CONTROL CENTRE-HARDWARE | 1000063033 | 85238020 |  | 18% |  | NETWORK INTRUSION PREVENTION SYS.(NIPS) | LOT | 2 |  | Included | 0 | 0 | 0 | 0 | 0
590 | 7000020907 | 6170 | CONTROL CENTRE-HARDWARE | 1000063024 | 85389000 |  | 18% |  | FIREWALL TYPE-I AS PER TS | EA | 2 |  | Included | 0 | 0 | 0 | 0 | 0
591 | 7000020907 | 6180 | CONTROL CENTRE-HARDWARE | 1000063025 | 85389000 |  | 18% |  | FIREWALL TYPE-II AS PER TS | EA | 2 |  | Included | 0 | 0 | 0 | 0 | 0
592 | 7000020907 | 6190 | CONTROL CENTRE-HARDWARE | 1000063251 | 84715000 |  | 18% |  | IDENTITY MANAGEMENT SERVER | EA | 2 |  | Included | 0 | 0 | 0 | 0 | 0
593 | 7000020907 | 6200 | CONTROL CENTRE-HARDWARE | 1000063041 | 84715000 |  | 18% |  | SCADA DATA SERVER | EA | 2 |  | Included | 0 | 0 | 0 | 0 | 0
594 | 7000020907 | 6210 | CONTROL CENTRE-HARDWARE | 1000009307 | 84715000 |  | 18% |  | Computer System Hardware - Communication Front End (CFE) | EA | 4 |  | Included | 0 | 0 | 0 | 0 | 0
595 | 7000020907 | 6220 | CONTROL CENTRE-HARDWARE | 1000026306 | 85389000 |  | 18% |  | Archive and Configuration system- Archive and configuration server | EA | 2 |  | Included | 0 | 0 | 0 | 0 | 0
596 | 7000020907 | 6230 | CONTROL CENTRE-HARDWARE | 1000015807 | 84717090 |  | 18% |  | NETWORK AREA STORAGE (NAS) | EA | 2 |  | Included | 0 | 0 | 0 | 0 | 0
597 | 7000020907 | 6240 | CONTROL CENTRE-HARDWARE | 1000017494 | 84715000 |  | 18% |  | Computer System Hardware -Patch Management Server | EA | 2 |  | Included | 0 | 0 | 0 | 0 | 0
598 | 7000020907 | 6250 | CONTROL CENTRE-HARDWARE | 1000062968 | 84715000 |  | 18% |  | CONNECTOR SERVER (SYSLOG) | EA | 2 |  | Included | 0 | 0 | 0 | 0 | 0
599 | 7000020907 | 6260 | CONTROL CENTRE-HARDWARE | 1000063047 | 84715000 |  | 18% |  | VOICE RECORDER | EA | 1 |  | Included | 0 | 0 | 0 | 0 | 0
600 | 7000020907 | 6270 | CONTROL CENTRE-HARDWARE | 1000060300 | 90311000 |  | 18% |  | TIME & FREQUENCY SYSTEM NAVIC BASED (WITH FAILBACK TO GPS) | LOT | 2 |  | Included | 0 | 0 | 0 | 0 | 0
601 | 7000020907 | 6280 | CONTROL CENTRE-HARDWARE | 1000063259 | 84713090 |  | 18% |  | WORKSTATION AS PER TS | EA | 19 |  | Included | 0 | 0 | 0 | 0 | 0
602 | 7000020907 | 6290 | CONTROL CENTRE-HARDWARE | 1000063256 | 84713090 |  | 18% |  | TYPE-1 TFT MONITOR WITH STAND ON WHEELS | EA | 1 |  | Included | 0 | 0 | 0 | 0 | 0
603 | 7000020907 | 6300 | CONTROL CENTRE-HARDWARE | 1000063257 | 84713090 |  | 18% |  | TYPE-2 TFT MONITOR AS PER TS | EA | 4 |  | Included | 0 | 0 | 0 | 0 | 0
604 | 7000020907 | 6310 | CONTROL CENTRE-HARDWARE | 1000063258 | 84713090 |  | 18% |  | TYPE-3 TFT MONITOR AS PER TS | EA | 34 |  | Included | 0 | 0 | 0 | 0 | 0
605 | 7000020907 | 6320 | CONTROL CENTRE-HARDWARE | 1000063250 | 84713090 |  | 18% |  | FAILOVER NVR ALONG WITH SOFTWARE | EA | 1 |  | Included | 0 | 0 | 0 | 0 | 0
606 | 7000020907 | 6330 | CONTROL CENTRE-HARDWARE | 1000026358 | 85389000 |  | 18% |  | VoIP systems-High end VoIP phone | EA | 3 |  | Included | 0 | 0 | 0 | 0 | 0
607 | 7000020907 | 6340 | CONTROL CENTRE-HARDWARE | 1000026373 | 85389000 |  | 18% |  | VoIP systems-Low end VoIP phone | EA | 2 |  | Included | 0 | 0 | 0 | 0 | 0
608 | 7000020907 | 6350 | CONTROL CENTRE-HARDWARE | 1000063034 | 85311020 |  | 18% |  | NETWORK PANEL | EA | 1 |  | Included | 0 | 0 | 0 | 0 | 0
609 | 7000020907 | 6360 | CONTROL CENTRE-HARDWARE | 1000063043 | 85311020 |  | 18% |  | SERVER RACK PANEL WITH KVM UNIT | EA | 2 |  | Included | 0 | 0 | 0 | 0 | 0
610 | 7000020907 | 6370 | CONTROL CENTRE-HARDWARE | 1000060447 | 90311000 |  | 18% |  | DIGITAL DISPLAY FOR DATE | NO | 1 |  | Included | 0 | 0 | 0 | 0 | 0
611 | 7000020907 | 6380 | CONTROL CENTRE-HARDWARE | 1000010620 | 90311000 |  | 18% |  | Computer System Hardware - Digital Display for Time | EA | 1 |  | Included | 0 | 0 | 0 | 0 | 0
612 | 7000020907 | 6390 | CONTROL CENTRE-HARDWARE | 1000010619 | 90311000 |  | 18% |  | Computer System Hardware - Digital Display for Frequency | EA | 1 |  | Included | 0 | 0 | 0 | 0 | 0
613 | 7000020907 | 6400 | CONTROL CENTRE-HARDWARE | 1000014475 | 84713010 |  | 18% |  | Computer System Hardware - Laptop for maintenance | EA | 2 |  | Included | 0 | 0 | 0 | 0 | 0
614 | 7000020907 | 6410 | CONTROL CENTRE-VIDEO WALL | 1000063020 | 85389000 |  | 18% |  | DIRECT VIEW LED WALL AS PER TS | M2 | 17 |  | Included | 0 | 0 | 0 | 0 | 0
615 | 7000020907 | 6420 | CONTROL CENTRE-FURNITURE | 1000016830 | 94038900 |  | 18% |  | FURNITURE - Operator Workstations desk | EA | 6 |  | Included | 0 | 0 | 0 | 0 | 0
616 | 7000020907 | 6430 | CONTROL CENTRE-FURNITURE | 1000063253 | 85389000 |  | 18% |  | OPERATOR CHAIRS | EA | 6 |  | Included | 0 | 0 | 0 | 0 | 0
617 | 7000020907 | 6440 | CONTROL CENTRE-FURNITURE | 1000012075 | 83030000 |  | 18% |  | FURNITURE - Fireproof Software storage box | EA | 1 |  | Included | 0 | 0 | 0 | 0 | 0
618 | 7000020907 | 6450 | AUXILIARY POWER SUPPLY | 1000022025 | 85044090 |  | 18% |  | Uninterrupted Power supply - 40 kVA (32kW at 0.8 pf) UPS running inparallel | EA | 2 |  | Included | 0 | 0 | 0 | 0 | 0
619 | 7000020907 | 6460 | AUXILIARY POWER SUPPLY | 1000022286 | 85072000 |  | 28% |  | VRLA type Battery banks for UPS (eachbank of atleast 76.8 kVAH) | EA | 2 |  | Included | 0 | 0 | 0 | 0 | 0
620 | 7000020907 | 6470 | AUXILIARY POWER SUPPLY | 1000022029 | 85219090 |  | 18% |  | UPS Monitoring System and it's integration with SCADA System | LOT | 1 |  | Included | 0 | 0 | 0 | 0 | 0
621 | 7000020907 | 6480 | POWER & CONTROL CABLES | 1000028314 | 85446020 |  | 18% |  | POWER CABLE (XLPE & PVC INSULATED) | LOT | 1 |  | Included | 0 | 0 | 0 | 0 | 0
622 | 7000020907 | 6490 | POWER & CONTROL CABLES | 1000062967 | 85389000 |  | 18% |  | COMMUNICATION CABLES | LOT | 1 |  | Included | 0 | 0 | 0 | 0 | 0
623 | 7000020907 | 6500 | PRINTER | 1000062966 | 84433240 |  | 18% |  | COLOUR LASER CUM MULTI-FUNCTION PRINTER | EA | 1 |  | Included | 0 | 0 | 0 | 0 | 0
624 | 7000020907 | 6510 | CONTROL CENTRE-SOFTWARE | 1000063040 | 85389000 |  | 18% |  | SCADA APPLICATION SOFTWARE | LOT | 1 |  | Included | 0 | 0 | 0 | 0 | 0
625 | 7000020907 | 6520 | CONTROL CENTRE-SOFTWARE | 1000019870 | 85238020 |  | 18% |  | Application Software - CFE Communication | LOT | 1 |  | Included | 0 | 0 | 0 | 0 | 0
626 | 7000020907 | 6530 | CONTROL CENTRE-SOFTWARE | 1000052637 | 85238020 |  | 18% |  | IDENTITY MANAGEMENT SOFTWARE | LOT | 1 |  | Included | 0 | 0 | 0 | 0 | 0
627 | 7000020907 | 6540 | CONTROL CENTRE-SOFTWARE | 1000063069 | 85389000 |  | 18% |  | ARCHIVAL & CONFIGURATION APPLICATION SOFTWARE | LOT | 1 |  | Included | 0 | 0 | 0 | 0 | 0
628 | 7000020907 | 6550 | CONTROL CENTRE-SOFTWARE | 1000063252 | 85238020 |  | 18% |  | SOFTWARE FOR STORAGE SERVER NAS | LOT | 1 |  | Included | 0 | 0 | 0 | 0 | 0
629 | 7000020907 | 6560 | CONTROL CENTRE-SOFTWARE | 1000063048 | 85389000 |  | 18% |  | VOICE RECORDING SOFTWARE | LOT | 1 |  | Included | 0 | 0 | 0 | 0 | 0
630 | 7000020907 | 6570 | CONTROL CENTRE-SOFTWARE | 1000063030 | 85389000 |  | 18% |  | INVENTORY MANAGEMENT SOFTWARE | LOT | 1 |  | Included | 0 | 0 | 0 | 0 | 0
631 | 7000020907 | 6580 | CONTROL CENTRE-SOFTWARE | 1000017495 | 85238020 |  | 18% |  | Application Software - Patch Management Software | LOT | 1 |  | Included | 0 | 0 | 0 | 0 | 0
632 | 7000020907 | 6590 | CONTROL CENTRE-SOFTWARE | 1000029224 | 84433100 |  | 18% |  | MS office Software | EA | 20 |  | Included | 0 | 0 | 0 | 0 | 0
633 | 7000020907 | 6600 | SUBSTATION-HARDWARE | 1000063259 | 84713090 |  | 18% |  | WORKSTATION AS PER TS | EA | 90 |  | Included | 0 | 0 | 0 | 0 | 0
634 | 7000020907 | 6610 | SUBSTATION-HARDWARE | 1000063035 | 85389000 |  | 18% |  | NVR WITH REQUIRED SOFTWARE AS PER TS | EA | 30 |  | Included | 0 | 0 | 0 | 0 | 0
635 | 7000020907 | 6620 | SUBSTATION-HARDWARE | 1000063258 | 84713090 |  | 18% |  | TYPE-3 TFT MONITOR AS PER TS | EA | 60 |  | Included | 0 | 0 | 0 | 0 | 0
636 | 7000020907 | 6630 | SUBSTATION-HARDWARE | 1000063257 | 84713090 |  | 18% |  | TYPE-2 TFT MONITOR AS PER TS | EA | 30 |  | Included | 0 | 0 | 0 | 0 | 0
637 | 7000020907 | 6650 | SUBSTATION-HARDWARE | 1000028314 | 85446020 |  | 18% |  | POWER CABLE (XLPE & PVC INSULATED) | LOT | 30 |  | Included | 0 | 0 | 0 | 0 | 0
638 | 7000020907 | 6660 | SUBSTATION-HARDWARE | 1000062967 | 85389000 |  | 18% |  | COMMUNICATION CABLES | LOT | 30 |  | Included | 0 | 0 | 0 | 0 | 0
639 | 7000020907 | 6980 | SUBSTATION-SOFTWARE | 1000029224 | 84433100 |  | 18% |  | MS office Software | EA | 30 |  | Included | 0 | 0 | 0 | 0 | 0
[7 empty] | Total Ex-works Price | [5 empty] | 0 |  | 0 |  |  | 0
[7 empty] | Total Type Test charges as per Schedule-7 | [5 empty] | 0
[7 empty] | Total Ex-works Price including Type Test charges | [5 empty] | 0
[7 empty] | Total GST Tax as confirmed by Bidder | [5 empty] | 0
Note : | Specify amount of GST on the transaction between the Contractor and the Employer.
* | In case the bidder leaves the cell for confirmation of the HSN code and/or GST rate “blank”, the HSN code and corresponding GST rate indicated by the Employer shall be deemed to be the one confirmed by the Bidder.
Date : | 2-Feb-2023
Place : | ddddd | [9 empty] | Printed Name : | bbb
[11 empty] | Designation : | ccc
Click for Sch-2

## Sch-2
Specification No: CC/NT/W-SCADA/DOM/A00/23/00395 | [8 empty] | Schedule - 2
Upgradation of SCADA and associated systems of NTAMC /RTAMC
(SCHEDULE OF RATES AND PRICES)
Bidder’s Name and Address (Sole Bidder) : | [7 empty] | To:
Contracts Services, 3rd Floor
Name : | [7 empty] | Power Grid Corporation of India Ltd.,
Address : |  | aaaa | [5 empty] | "Saudamini", Plot No.-2
Sector-29,
Gurugram (Haryana) - 122001
Local Transportation, In-transit insurance, loading and unloading
All Prices are in Indian Rupees.
SI. No. | PR No | PR Line Item No | Activity Description | Material Code | Description | Unit | Quantity | Unit Freight, In-transit Insurance, loading & unloading Charges | Total Freight, In-transit Insurance, loading & unloading Charges
1 | 2 | 3 | 4 | 5 | 4 | 5 | 6 | 7 | 8= 6 x 7
| (I) | MAIN NTAMC
1 | 7000020907 | 40 | CONTROL CENTRE-HARDWARE | 1000064782 | TYPE-1 ROUTER AS PER TS | EA | 2 |  | Included | 0
2 | 7000020907 | 50 | CONTROL CENTRE-HARDWARE | 1000064783 | TYPE-2 ROUTER AS PER TS | EA | 2 |  | Included | 0
3 | 7000020907 | 60 | CONTROL CENTRE-HARDWARE | 1000063031 | MANAGED LAN L3 TYPE-1 | EA | 24 |  | Included | 0
4 | 7000020907 | 70 | CONTROL CENTRE-HARDWARE | 1000063032 | MANAGED LAN L3 TYPE-2 | EA | 4 |  | Included | 0
5 | 7000020907 | 80 | CONTROL CENTRE-HARDWARE | 1000062969 | COPPER SFP FOR LAN | EA | 153 |  | Included | 0
6 | 7000020907 | 90 | CONTROL CENTRE-HARDWARE | 1000063027 | FIBER OPTIC SFP FOR LAN | EA | 615 |  | Included | 0
7 | 7000020907 | 100 | CONTROL CENTRE-HARDWARE | 1000063033 | NETWORK INTRUSION PREVENTION SYS.(NIPS) | LOT | 2 |  | Included | 0
8 | 7000020907 | 110 | CONTROL CENTRE-HARDWARE | 1000063024 | FIREWALL TYPE-I AS PER TS | EA | 4 |  | Included | 0
9 | 7000020907 | 120 | CONTROL CENTRE-HARDWARE | 1000063025 | FIREWALL TYPE-II AS PER TS | EA | 2 |  | Included | 0
10 | 7000020907 | 130 | CONTROL CENTRE-HARDWARE | 1000063026 | FIREWALL TYPE-III AS PER TS | EA | 2 |  | Included | 0
11 | 7000020907 | 140 | CONTROL CENTRE-HARDWARE | 1000063023 | FIREWALL MANAGEMENT SERVER | EA | 2 |  | Included | 0
12 | 7000020907 | 150 | CONTROL CENTRE-HARDWARE | 1000063251 | IDENTITY MANAGEMENT SERVER | EA | 2 |  | Included | 0
13 | 7000020907 | 160 | CONTROL CENTRE-HARDWARE | 1000063041 | SCADA DATA SERVER | EA | 2 |  | Included | 0
14 | 7000020907 | 170 | CONTROL CENTRE-HARDWARE | 1000013599 | Computer System Hardware - ICCP server | EA | 2 |  | Included | 0
15 | 7000020907 | 180 | CONTROL CENTRE-HARDWARE | 1000009307 | Computer System Hardware - Communication Front End (CFE) | EA | 22 |  | Included | 0
16 | 7000020907 | 190 | CONTROL CENTRE-HARDWARE | 1000026351 | Computer System Hardware -Development System Server | EA | 2 |  | Included | 0
17 | 7000020907 | 200 | CONTROL CENTRE-HARDWARE | 1000010548 | Computer System Hardware - Data Replica Server | EA | 2 |  | Included | 0
18 | 7000020907 | 210 | CONTROL CENTRE-HARDWARE | 1000026352 | Computer System Hardware-E-Mail Server | EA | 2 |  | Included | 0
19 | 7000020907 | 220 | CONTROL CENTRE-HARDWARE | 1000015824 | Computer System Hardware - NMS server | EA | 2 |  | Included | 0
20 | 7000020907 | 230 | CONTROL CENTRE-HARDWARE | 1000026306 | Archive and Configuration system- Archive and configuration server | EA | 2 |  | Included | 0
21 | 7000020907 | 240 | CONTROL CENTRE-HARDWARE | 1000015807 | NETWORK AREA STORAGE (NAS) | EA | 2 |  | Included | 0
22 | 7000020907 | 250 | CONTROL CENTRE-HARDWARE | 1000017494 | Computer System Hardware -Patch Management Server | EA | 2 |  | Included | 0
23 | 7000020907 | 260 | CONTROL CENTRE-HARDWARE | 1000010546 | Computer System Hardware - Data Historian Server | EA | 2 |  | Included | 0
24 | 7000020907 | 270 | CONTROL CENTRE-HARDWARE | 1000063029 | HIDS SERVER | EA | 2 |  | Included | 0
25 | 7000020907 | 280 | CONTROL CENTRE-HARDWARE | 1000063046 | VIDEO MONITORING SYSTEM SERVER | EA | 2 |  | Included | 0
26 | 7000020907 | 290 | CONTROL CENTRE-HARDWARE | 1000026353 | Hardware-Substation equipment Remote Accessibility System Server | EA | 2 |  | Included | 0
27 | 7000020907 | 300 | CONTROL CENTRE-HARDWARE | 1000026349 | Hardware- Automated Fault Analysis Server | EA | 2 |  | Included | 0
28 | 7000020907 | 310 | CONTROL CENTRE-HARDWARE | 1000063044 | SIEM CORRELATION ENGINE | EA | 2 |  | Included | 0
29 | 7000020907 | 320 | CONTROL CENTRE-HARDWARE | 1000062968 | CONNECTOR SERVER (SYSLOG) | EA | 2 |  | Included | 0
30 | 7000020907 | 330 | CONTROL CENTRE-HARDWARE | 1000062965 | ADMINISTRATION CONSOLE SERVER | EA | 2 |  | Included | 0
31 | 7000020907 | 340 | CONTROL CENTRE-HARDWARE | 1000026447 | VoIP systems-VoIP communication server to manage VoIP connection | EA | 2 |  | Included | 0
32 | 7000020907 | 350 | CONTROL CENTRE-HARDWARE | 1000063047 | VOICE RECORDER | EA | 2 |  | Included | 0
33 | 7000020907 | 360 | CONTROL CENTRE-HARDWARE | 1000063037 | OTS SERVERS | EA | 2 |  | Included | 0
34 | 7000020907 | 370 | CONTROL CENTRE-HARDWARE | 1000063042 | SERVER FOR HOSTING CUSTOM APPLICATION | EA | 2 |  | Included | 0
35 | 7000020907 | 380 | CONTROL CENTRE-HARDWARE | 1000063045 | STORAGE SERVER SAN | EA | 2 |  | Included | 0
36 | 7000020907 | 390 | CONTROL CENTRE-HARDWARE | 1000060300 | TIME & FREQUENCY SYSTEM NAVIC BASED (WITH FAILBACK TO GPS) | LOT | 2 |  | Included | 0
37 | 7000020907 | 400 | CONTROL CENTRE-HARDWARE | 1000063259 | WORKSTATION AS PER TS | EA | 52 |  | Included | 0
38 | 7000020907 | 410 | CONTROL CENTRE-HARDWARE | 1000063256 | TYPE-1 TFT MONITOR WITH STAND ON WHEELS | EA | 3 |  | Included | 0
39 | 7000020907 | 420 | CONTROL CENTRE-HARDWARE | 1000063257 | TYPE-2 TFT MONITOR AS PER TS | EA | 6 |  | Included | 0
40 | 7000020907 | 430 | CONTROL CENTRE-HARDWARE | 1000063258 | TYPE-3 TFT MONITOR AS PER TS | EA | 113 |  | Included | 0
41 | 7000020907 | 440 | CONTROL CENTRE-HARDWARE | 1000026358 | VoIP systems-High end VoIP phone | EA | 15 |  | Included | 0
42 | 7000020907 | 450 | CONTROL CENTRE-HARDWARE | 1000026373 | VoIP systems-Low end VoIP phone | EA | 5 |  | Included | 0
43 | 7000020907 | 460 | CONTROL CENTRE-HARDWARE | 1000026318 | Computer System Hardware-Cartridge Magnetic Tape Unit | LOT | 1 |  | Included | 0
44 | 7000020907 | 470 | CONTROL CENTRE-HARDWARE | 1000063034 | NETWORK PANEL | EA | 2 |  | Included | 0
45 | 7000020907 | 480 | CONTROL CENTRE-HARDWARE | 1000063043 | SERVER RACK PANEL WITH KVM UNIT | EA | 6 |  | Included | 0
46 | 7000020907 | 490 | CONTROL CENTRE-HARDWARE | 1000060447 | DIGITAL DISPLAY FOR DATE | NO | 1 |  | Included | 0
47 | 7000020907 | 500 | CONTROL CENTRE-HARDWARE | 1000010620 | Computer System Hardware - Digital Display for Time | EA | 1 |  | Included | 0
48 | 7000020907 | 510 | CONTROL CENTRE-HARDWARE | 1000010619 | Computer System Hardware - Digital Display for Frequency | EA | 1 |  | Included | 0
49 | 7000020907 | 520 | CONTROL CENTRE-HARDWARE | 1000014475 | Computer System Hardware - Laptop for maintenance | EA | 4 |  | Included | 0
50 | 7000020907 | 530 | CONTROL CENTRE-VIDEO WALL | 1000063020 | DIRECT VIEW LED WALL AS PER TS | M2 | 17 |  | Included | 0
51 | 7000020907 | 540 | CONTROL CENTRE-VIDEO WALL | 1000063020 | DIRECT VIEW LED WALL AS PER TS | M2 | 17 |  | Included | 0
52 | 7000020907 | 550 | CONTROL CENTRE-VIDEO WALL | 1000063020 | DIRECT VIEW LED WALL AS PER TS | M2 | 17 |  | Included | 0
53 | 7000020907 | 560 | CONTROL CENTRE-VIDEO WALL | 1000063020 | DIRECT VIEW LED WALL AS PER TS | M2 | 17 |  | Included | 0
54 | 7000020907 | 570 | CONTROL CENTRE-VIDEO WALL | 1000063020 | DIRECT VIEW LED WALL AS PER TS | M2 | 17 |  | Included | 0
55 | 7000020907 | 580 | CONTROL CENTRE-VIDEO WALL | 1000063020 | DIRECT VIEW LED WALL AS PER TS | M2 | 17 |  | Included | 0
56 | 7000020907 | 590 | CONTROL CENTRE-FURNITURE | 1000016830 | FURNITURE - Operator Workstations desk | EA | 12 |  | Included | 0
57 | 7000020907 | 600 | CONTROL CENTRE-FURNITURE | 1000063253 | OPERATOR CHAIRS | EA | 12 |  | Included | 0
58 | 7000020907 | 610 | CONTROL CENTRE-FURNITURE | 1000012075 | FURNITURE - Fireproof Software storage box | EA | 1 |  | Included | 0
59 | 7000020907 | 880 | AUXILIARY POWER SUPPLY | 1000022030 | Uninterrupted Power supply - 80 kVA (64kW at 0.8 pf) UPS running inparallel | EA | 2 |  | Included | 0
60 | 7000020907 | 890 | AUXILIARY POWER SUPPLY | 1000022284 | VRLA type Battery banks for UPS (eachbank of atleast 153.6 kVAH) | EA | 2 |  | Included | 0
61 | 7000020907 | 900 | AUXILIARY POWER SUPPLY | 1000022029 | UPS Monitoring System and it's integration with SCADA System | LOT | 1 |  | Included | 0
62 | 7000020907 | 910 | POWER & CONTROL CABLES | 1000028314 | POWER CABLE (XLPE & PVC INSULATED) | LOT | 1 |  | Included | 0
63 | 7000020907 | 920 | POWER & CONTROL CABLES | 1000062967 | COMMUNICATION CABLES | LOT | 1 |  | Included | 0
64 | 7000020907 | 930 | PRINTER | 1000062966 | COLOUR LASER CUM MULTI-FUNCTION PRINTER | EA | 1 |  | Included | 0
65 | 7000020907 | 620 | CONTROL CENTRE-SOFTWARE | 1000063040 | SCADA APPLICATION SOFTWARE | LOT | 1 |  | Included | 0
66 | 7000020907 | 630 | CONTROL CENTRE-SOFTWARE | 1000019870 | Application Software - CFE Communication | LOT | 1 |  | Included | 0
67 | 7000020907 | 640 | CONTROL CENTRE-SOFTWARE | 1000052637 | IDENTITY MANAGEMENT SOFTWARE | LOT | 1 |  | Included | 0
68 | 7000020907 | 650 | CONTROL CENTRE-SOFTWARE | 1000026407 | Development System Application | LOT | 1 |  | Included | 0
69 | 7000020907 | 660 | CONTROL CENTRE-SOFTWARE | 1000063255 | SOFTWARE FOR HOSTING CUSTOM APPLICATION | LOT | 1 |  | Included | 0
70 | 7000020907 | 670 | CONTROL CENTRE-SOFTWARE | 1000063021 | E-MAIL APPLICATION | LOT | 1 |  | Included | 0
71 | 7000020907 | 680 | CONTROL CENTRE-SOFTWARE | 1000026408 | Network Management System | LOT | 1 |  | Included | 0
72 | 7000020907 | 690 | CONTROL CENTRE-SOFTWARE | 1000019871 | Information Storage & Retrivel System - Data Historian Software | LOT | 1 |  | Included | 0
73 | 7000020907 | 700 | CONTROL CENTRE-SOFTWARE | 1000063069 | ARCHIVAL & CONFIGURATION APPLICATION SOFTWARE | LOT | 1 |  | Included | 0
74 | 7000020907 | 710 | CONTROL CENTRE-SOFTWARE | 1000063252 | SOFTWARE FOR STORAGE SERVER NAS | LOT | 1 |  | Included | 0
75 | 7000020907 | 720 | CONTROL CENTRE-SOFTWARE | 1000063254 | OTS SOFTWARE | LOT | 1 |  | Included | 0
76 | 7000020907 | 730 | CONTROL CENTRE-SOFTWARE | 1000019872 | Application Software - ICCP Communication | LOT | 1 |  | Included | 0
77 | 7000020907 | 740 | CONTROL CENTRE-SOFTWARE | 1000019875 | Software for SAN | LOT | 1 |  | Included | 0
78 | 7000020907 | 750 | CONTROL CENTRE-SOFTWARE | 1000063039 | RAS SOFTWARE FOR REMOTE PARAMETERIZATION | LOT | 1 |  | Included | 0
79 | 7000020907 | 760 | CONTROL CENTRE-SOFTWARE | 1000065438 | RAS SOFTWARE FOR DR ACQUISITION | LOT | 1 |  | Included | 0
80 | 7000020907 | 770 | CONTROL CENTRE-SOFTWARE | 1000026406 | Application software-Automated fault Analysis System | LOT | 1 |  | Included | 0
81 | 7000020907 | 780 | CONTROL CENTRE-SOFTWARE | 1000026433 | Video Management server application software | LOT | 1 |  | Included | 0
82 | 7000020907 | 790 | CONTROL CENTRE-SOFTWARE | 1000063028 | HIDS APPLICATION SOFTWARE | LOT | 1 |  | Included | 0
83 | 7000020907 | 800 | CONTROL CENTRE-SOFTWARE | 1000006784 | Antivirus Software | LOT | 1 |  | Included | 0
84 | 7000020907 | 810 | CONTROL CENTRE-SOFTWARE | 1000063022 | ENDPOINT DETECTION & RESPONSE SOLUTION | LOT | 1 |  | Included | 0
85 | 7000020907 | 820 | CONTROL CENTRE-SOFTWARE | 1000060445 | APPLICATION WHITELISTING TOOL | LOT | 1 |  | Included | 0
86 | 7000020907 | 830 | CONTROL CENTRE-SOFTWARE | 1000063049 | VOIP APPLICATION SOFTWARE | LOT | 1 |  | Included | 0
87 | 7000020907 | 840 | CONTROL CENTRE-SOFTWARE | 1000063048 | VOICE RECORDING SOFTWARE | LOT | 1 |  | Included | 0
88 | 7000020907 | 850 | CONTROL CENTRE-SOFTWARE | 1000063030 | INVENTORY MANAGEMENT SOFTWARE | LOT | 1 |  | Included | 0
89 | 7000020907 | 860 | CONTROL CENTRE-SOFTWARE | 1000017495 | Application Software - Patch Management Software | LOT | 1 |  | Included | 0
90 | 7000020907 | 870 | CONTROL CENTRE-SOFTWARE | 1000029224 | MS office Software | EA | 70 |  | Included | 0
| (II) | BACK UP NTAMC
91 | 7000020907 | 960 | CONTROL CENTRE-HARDWARE | 1000064782 | TYPE-1 ROUTER AS PER TS | EA | 2 |  | Included | 0
92 | 7000020907 | 970 | CONTROL CENTRE-HARDWARE | 1000064783 | TYPE-2 ROUTER AS PER TS | EA | 2 |  | Included | 0
93 | 7000020907 | 980 | CONTROL CENTRE-HARDWARE | 1000063031 | MANAGED LAN L3 TYPE-1 | EA | 24 |  | Included | 0
94 | 7000020907 | 990 | CONTROL CENTRE-HARDWARE | 1000063032 | MANAGED LAN L3 TYPE-2 | EA | 4 |  | Included | 0
95 | 7000020907 | 1000 | CONTROL CENTRE-HARDWARE | 1000062969 | COPPER SFP FOR LAN | EA | 153 |  | Included | 0
96 | 7000020907 | 1010 | CONTROL CENTRE-HARDWARE | 1000063027 | FIBER OPTIC SFP FOR LAN | EA | 615 |  | Included | 0
97 | 7000020907 | 1020 | CONTROL CENTRE-HARDWARE | 1000063033 | NETWORK INTRUSION PREVENTION SYS.(NIPS) | LOT | 2 |  | Included | 0
98 | 7000020907 | 1030 | CONTROL CENTRE-HARDWARE | 1000063024 | FIREWALL TYPE-I AS PER TS | EA | 4 |  | Included | 0
99 | 7000020907 | 1040 | CONTROL CENTRE-HARDWARE | 1000063025 | FIREWALL TYPE-II AS PER TS | EA | 2 |  | Included | 0
100 | 7000020907 | 1050 | CONTROL CENTRE-HARDWARE | 1000063026 | FIREWALL TYPE-III AS PER TS | EA | 2 |  | Included | 0
101 | 7000020907 | 1060 | CONTROL CENTRE-HARDWARE | 1000063023 | FIREWALL MANAGEMENT SERVER | EA | 2 |  | Included | 0
102 | 7000020907 | 1070 | CONTROL CENTRE-HARDWARE | 1000063251 | IDENTITY MANAGEMENT SERVER | EA | 2 |  | Included | 0
103 | 7000020907 | 1080 | CONTROL CENTRE-HARDWARE | 1000013599 | Computer System Hardware - ICCP server | EA | 2 |  | Included | 0
104 | 7000020907 | 1090 | CONTROL CENTRE-HARDWARE | 1000063041 | SCADA DATA SERVER | EA | 2 |  | Included | 0
105 | 7000020907 | 1100 | CONTROL CENTRE-HARDWARE | 1000009307 | Computer System Hardware - Communication Front End (CFE) | EA | 22 |  | Included | 0
106 | 7000020907 | 1110 | CONTROL CENTRE-HARDWARE | 1000026351 | Computer System Hardware -Development System Server | EA | 2 |  | Included | 0
107 | 7000020907 | 1120 | CONTROL CENTRE-HARDWARE | 1000010548 | Computer System Hardware - Data Replica Server | EA | 2 |  | Included | 0
108 | 7000020907 | 1130 | CONTROL CENTRE-HARDWARE | 1000026352 | Computer System Hardware-E-Mail Server | EA | 2 |  | Included | 0
109 | 7000020907 | 1140 | CONTROL CENTRE-HARDWARE | 1000015824 | Computer System Hardware - NMS server | EA | 2 |  | Included | 0
110 | 7000020907 | 1150 | CONTROL CENTRE-HARDWARE | 1000026306 | Archive and Configuration system- Archive and configuration server | EA | 2 |  | Included | 0
111 | 7000020907 | 1160 | CONTROL CENTRE-HARDWARE | 1000015807 | NETWORK AREA STORAGE (NAS) | EA | 2 |  | Included | 0
112 | 7000020907 | 1170 | CONTROL CENTRE-HARDWARE | 1000017494 | Computer System Hardware -Patch Management Server | EA | 2 |  | Included | 0
113 | 7000020907 | 1180 | CONTROL CENTRE-HARDWARE | 1000010546 | Computer System Hardware - Data Historian Server | EA | 2 |  | Included | 0
114 | 7000020907 | 1190 | CONTROL CENTRE-HARDWARE | 1000063029 | HIDS SERVER | EA | 2 |  | Included | 0
115 | 7000020907 | 1200 | CONTROL CENTRE-HARDWARE | 1000063046 | VIDEO MONITORING SYSTEM SERVER | EA | 2 |  | Included | 0
116 | 7000020907 | 1210 | CONTROL CENTRE-HARDWARE | 1000026353 | Hardware-Substation equipment Remote Accessibility System Server | EA | 2 |  | Included | 0
117 | 7000020907 | 1220 | CONTROL CENTRE-HARDWARE | 1000026349 | Hardware- Automated Fault Analysis Server | EA | 2 |  | Included | 0
118 | 7000020907 | 1230 | CONTROL CENTRE-HARDWARE | 1000063044 | SIEM CORRELATION ENGINE | EA | 2 |  | Included | 0
119 | 7000020907 | 1240 | CONTROL CENTRE-HARDWARE | 1000062968 | CONNECTOR SERVER (SYSLOG) | EA | 2 |  | Included | 0
120 | 7000020907 | 1250 | CONTROL CENTRE-HARDWARE | 1000062965 | ADMINISTRATION CONSOLE SERVER | EA | 2 |  | Included | 0
121 | 7000020907 | 1260 | CONTROL CENTRE-HARDWARE | 1000026447 | VoIP systems-VoIP communication server to manage VoIP connection | EA | 2 |  | Included | 0
122 | 7000020907 | 1270 | CONTROL CENTRE-HARDWARE | 1000063047 | VOICE RECORDER | EA | 1 |  | Included | 0
123 | 7000020907 | 1280 | CONTROL CENTRE-HARDWARE | 1000063037 | OTS SERVERS | EA | 2 |  | Included | 0
124 | 7000020907 | 1290 | CONTROL CENTRE-HARDWARE | 1000063042 | SERVER FOR HOSTING CUSTOM APPLICATION | EA | 2 |  | Included | 0
125 | 7000020907 | 1300 | CONTROL CENTRE-HARDWARE | 1000063045 | STORAGE SERVER SAN | EA | 2 |  | Included | 0
126 | 7000020907 | 1310 | CONTROL CENTRE-HARDWARE | 1000060300 | TIME & FREQUENCY SYSTEM NAVIC BASED (WITH FAILBACK TO GPS) | LOT | 2 |  | Included | 0
127 | 7000020907 | 1320 | CONTROL CENTRE-HARDWARE | 1000063259 | WORKSTATION AS PER TS | EA | 26 |  | Included | 0
128 | 7000020907 | 1330 | CONTROL CENTRE-HARDWARE | 1000063256 | TYPE-1 TFT MONITOR WITH STAND ON WHEELS | EA | 1 |  | Included | 0
129 | 7000020907 | 1340 | CONTROL CENTRE-HARDWARE | 1000063257 | TYPE-2 TFT MONITOR AS PER TS | EA | 4 |  | Included | 0
130 | 7000020907 | 1350 | CONTROL CENTRE-HARDWARE | 1000063258 | TYPE-3 TFT MONITOR AS PER TS | EA | 53 |  | Included | 0
131 | 7000020907 | 1360 | CONTROL CENTRE-HARDWARE | 1000026358 | VoIP systems-High end VoIP phone | EA | 15 |  | Included | 0
132 | 7000020907 | 1370 | CONTROL CENTRE-HARDWARE | 1000026373 | VoIP systems-Low end VoIP phone | EA | 5 |  | Included | 0
133 | 7000020907 | 1380 | CONTROL CENTRE-HARDWARE | 1000026318 | Computer System Hardware-Cartridge Magnetic Tape Unit | LOT | 1 |  | Included | 0
134 | 7000020907 | 1390 | CONTROL CENTRE-HARDWARE | 1000063034 | NETWORK PANEL | EA | 2 |  | Included | 0
135 | 7000020907 | 1400 | CONTROL CENTRE-HARDWARE | 1000063043 | SERVER RACK PANEL WITH KVM UNIT | EA | 6 |  | Included | 0
136 | 7000020907 | 1410 | CONTROL CENTRE-HARDWARE | 1000060447 | DIGITAL DISPLAY FOR DATE | NO | 1 |  | Included | 0
137 | 7000020907 | 1420 | CONTROL CENTRE-HARDWARE | 1000010620 | Computer System Hardware - Digital Display for Time | EA | 1 |  | Included | 0
138 | 7000020907 | 1430 | CONTROL CENTRE-HARDWARE | 1000010619 | Computer System Hardware - Digital Display for Frequency | EA | 1 |  | Included | 0
139 | 7000020907 | 1440 | CONTROL CENTRE-HARDWARE | 1000014475 | Computer System Hardware - Laptop for maintenance | EA | 2 |  | Included | 0
140 | 7000020907 | 1450 | CONTROL CENTRE-VIDEO WALL | 1000063020 | DIRECT VIEW LED WALL AS PER TS | M2 | 17 |  | Included | 0
141 | 7000020907 | 1460 | CONTROL CENTRE-FURNITURE | 1000016830 | FURNITURE - Operator Workstations desk | EA | 6 |  | Included | 0
142 | 7000020907 | 1470 | CONTROL CENTRE-FURNITURE | 1000063253 | OPERATOR CHAIRS | EA | 6 |  | Included | 0
143 | 7000020907 | 1480 | CONTROL CENTRE-FURNITURE | 1000012075 | FURNITURE - Fireproof Software storage box | EA | 1 |  | Included | 0
144 | 7000020907 | 1490 | AUXILIARY POWER SUPPLY | 1000022026 | Uninterrupted Power supply - 60 kVA (48kW at 0.8 pf) UPS running inparallel | EA | 2 |  | Included | 0
145 | 7000020907 | 1500 | AUXILIARY POWER SUPPLY | 1000022283 | VRLA type Battery banks for UPS (eachbank of atleast 115.2 kVAH) | EA | 2 |  | Included | 0
146 | 7000020907 | 1510 | AUXILIARY POWER SUPPLY | 1000022029 | UPS Monitoring System and it's integration with SCADA System | LOT | 1 |  | Included | 0
147 | 7000020907 | 1520 | POWER & CONTROL CABLES | 1000028314 | POWER CABLE (XLPE & PVC INSULATED) | LOT | 1 |  | Included | 0
148 | 7000020907 | 1530 | POWER & CONTROL CABLES | 1000062967 | COMMUNICATION CABLES | LOT | 1 |  | Included | 0
149 | 7000020907 | 1540 | PRINTER | 1000062966 | COLOUR LASER CUM MULTI-FUNCTION PRINTER | EA | 1 |  | Included | 0
150 | 7000020907 | 1550 | CONTROL CENTRE-SOFTWARE | 1000063040 | SCADA APPLICATION SOFTWARE | LOT | 1 |  | Included | 0
151 | 7000020907 | 1560 | CONTROL CENTRE-SOFTWARE | 1000019870 | Application Software - CFE Communication | LOT | 1 |  | Included | 0
152 | 7000020907 | 1570 | CONTROL CENTRE-SOFTWARE | 1000052637 | IDENTITY MANAGEMENT SOFTWARE | LOT | 1 |  | Included | 0
153 | 7000020907 | 1580 | CONTROL CENTRE-SOFTWARE | 1000026407 | Development System Application | LOT | 1 |  | Included | 0
154 | 7000020907 | 1590 | CONTROL CENTRE-SOFTWARE | 1000063255 | SOFTWARE FOR HOSTING CUSTOM APPLICATION | LOT | 1 |  | Included | 0
155 | 7000020907 | 1600 | CONTROL CENTRE-SOFTWARE | 1000063021 | E-MAIL APPLICATION | LOT | 1 |  | Included | 0
156 | 7000020907 | 1610 | CONTROL CENTRE-SOFTWARE | 1000026408 | Network Management System | LOT | 1 |  | Included | 0
157 | 7000020907 | 1620 | CONTROL CENTRE-SOFTWARE | 1000019871 | Information Storage & Retrivel System - Data Historian Software | LOT | 1 |  | Included | 0
158 | 7000020907 | 1630 | CONTROL CENTRE-SOFTWARE | 1000063069 | ARCHIVAL & CONFIGURATION APPLICATION SOFTWARE | LOT | 1 |  | Included | 0
159 | 7000020907 | 1640 | CONTROL CENTRE-SOFTWARE | 1000063252 | SOFTWARE FOR STORAGE SERVER NAS | LOT | 1 |  | Included | 0
160 | 7000020907 | 1650 | CONTROL CENTRE-SOFTWARE | 1000063254 | OTS SOFTWARE | LOT | 1 |  | Included | 0
161 | 7000020907 | 1660 | CONTROL CENTRE-SOFTWARE | 1000019872 | Application Software - ICCP Communication | LOT | 1 |  | Included | 0
162 | 7000020907 | 1670 | CONTROL CENTRE-SOFTWARE | 1000019875 | Software for SAN | LOT | 1 |  | Included | 0
163 | 7000020907 | 1680 | CONTROL CENTRE-SOFTWARE | 1000065438 | RAS SOFTWARE FOR DR ACQUISITION | LOT | 1 |  | Included | 0
164 | 7000020907 | 1690 | CONTROL CENTRE-SOFTWARE | 1000063039 | RAS SOFTWARE FOR REMOTE PARAMETERIZATION | LOT | 1 |  | Included | 0
165 | 7000020907 | 1700 | CONTROL CENTRE-SOFTWARE | 1000026406 | Application software-Automated fault Analysis System | LOT | 1 |  | Included | 0
166 | 7000020907 | 1710 | CONTROL CENTRE-SOFTWARE | 1000026433 | Video Management server application software | LOT | 1 |  | Included | 0
167 | 7000020907 | 1720 | CONTROL CENTRE-SOFTWARE | 1000063028 | HIDS APPLICATION SOFTWARE | LOT | 1 |  | Included | 0
168 | 7000020907 | 1730 | CONTROL CENTRE-SOFTWARE | 1000006784 | Antivirus Software | LOT | 1 |  | Included | 0
169 | 7000020907 | 1740 | CONTROL CENTRE-SOFTWARE | 1000063022 | ENDPOINT DETECTION & RESPONSE SOLUTION | LOT | 1 |  | Included | 0
170 | 7000020907 | 1750 | CONTROL CENTRE-SOFTWARE | 1000060445 | APPLICATION WHITELISTING TOOL | LOT | 1 |  | Included | 0
171 | 7000020907 | 1760 | CONTROL CENTRE-SOFTWARE | 1000063049 | VOIP APPLICATION SOFTWARE | LOT | 1 |  | Included | 0
172 | 7000020907 | 1770 | CONTROL CENTRE-SOFTWARE | 1000063048 | VOICE RECORDING SOFTWARE | LOT | 1 |  | Included | 0
173 | 7000020907 | 1780 | CONTROL CENTRE-SOFTWARE | 1000063030 | INVENTORY MANAGEMENT SOFTWARE | LOT | 1 |  | Included | 0
174 | 7000020907 | 1790 | CONTROL CENTRE-SOFTWARE | 1000017495 | Application Software - Patch Management Software | LOT | 1 |  | Included | 0
175 | 7000020907 | 1800 | CONTROL CENTRE-SOFTWARE | 1000029224 | MS office Software | EA | 40 |  | Included | 0
| (III) | NR1 CLIENT RTAMC
176 | 7000020907 | 1830 | CONTROL CENTRE-HARDWARE | 1000064783 | TYPE-2 ROUTER AS PER TS | EA | 2 |  | Included | 0
177 | 7000020907 | 1840 | CONTROL CENTRE-HARDWARE | 1000063031 | MANAGED LAN L3 TYPE-1 | EA | 6 |  | Included | 0
178 | 7000020907 | 1850 | CONTROL CENTRE-HARDWARE | 1000062969 | COPPER SFP FOR LAN | EA | 144 |  | Included | 0
179 | 7000020907 | 1860 | CONTROL CENTRE-HARDWARE | 1000063026 | FIREWALL TYPE-III AS PER TS | EA | 2 |  | Included | 0
180 | 7000020907 | 1870 | CONTROL CENTRE-HARDWARE | 1000063259 | WORKSTATION AS PER TS | EA | 13 |  | Included | 0
181 | 7000020907 | 1880 | CONTROL CENTRE-HARDWARE | 1000063256 | TYPE-1 TFT MONITOR WITH STAND ON WHEELS | EA | 1 |  | Included | 0
182 | 7000020907 | 1890 | CONTROL CENTRE-HARDWARE | 1000063257 | TYPE-2 TFT MONITOR AS PER TS | EA | 4 |  | Included | 0
183 | 7000020907 | 1900 | CONTROL CENTRE-HARDWARE | 1000063258 | TYPE-3 TFT MONITOR AS PER TS | EA | 24 |  | Included | 0
184 | 7000020907 | 1910 | CONTROL CENTRE-HARDWARE | 1000026358 | VoIP systems-High end VoIP phone | EA | 1 |  | Included | 0
185 | 7000020907 | 1920 | CONTROL CENTRE-HARDWARE | 1000026373 | VoIP systems-Low end VoIP phone | EA | 1 |  | Included | 0
186 | 7000020907 | 1930 | CONTROL CENTRE-HARDWARE | 1000063034 | NETWORK PANEL | EA | 1 |  | Included | 0
187 | 7000020907 | 1940 | CONTROL CENTRE-HARDWARE | 1000063047 | VOICE RECORDER | EA | 1 |  | Included | 0
188 | 7000020907 | 1950 | CONTROL CENTRE-VIDEO WALL | 1000063020 | DIRECT VIEW LED WALL AS PER TS | M2 | 17 |  | Included | 0
189 | 7000020907 | 1960 | CONTROL CENTRE-FURNITURE | 1000016830 | FURNITURE - Operator Workstations desk | EA | 6 |  | Included | 0
190 | 7000020907 | 1970 | CONTROL CENTRE-FURNITURE | 1000063253 | OPERATOR CHAIRS | EA | 6 |  | Included | 0
191 | 7000020907 | 1980 | POWER & CONTROL CABLES | 1000028314 | POWER CABLE (XLPE & PVC INSULATED) | LOT | 1 |  | Included | 0
192 | 7000020907 | 1990 | POWER & CONTROL CABLES | 1000062967 | COMMUNICATION CABLES | LOT | 1 |  | Included | 0
193 | 7000020907 | 2000 | PRINTER | 1000062966 | COLOUR LASER CUM MULTI-FUNCTION PRINTER | EA | 1 |  | Included | 0
194 | 7000020907 | 2010 | CONTROL CENTRE-SOFTWARE | 1000063048 | VOICE RECORDING SOFTWARE | LOT | 1 |  | Included | 0
195 | 7000020907 | 2020 | CONTROL CENTRE-SOFTWARE | 1000029224 | MS office Software | EA | 4 |  | Included | 0
196 | 7000020907 | 2030 | SUBSTATION-HARDWARE | 1000063259 | WORKSTATION AS PER TS | EA | 126 |  | Included | 0
197 | 7000020907 | 2040 | SUBSTATION-HARDWARE | 1000063035 | NVR WITH REQUIRED SOFTWARE AS PER TS | EA | 42 |  | Included | 0
198 | 7000020907 | 2050 | SUBSTATION-HARDWARE | 1000063258 | TYPE-3 TFT MONITOR AS PER TS | EA | 84 |  | Included | 0
199 | 7000020907 | 2060 | SUBSTATION-HARDWARE | 1000063257 | TYPE-2 TFT MONITOR AS PER TS | EA | 42 |  | Included | 0
200 | 7000020907 | 2080 | SUBSTATION-HARDWARE | 1000028314 | POWER CABLE (XLPE & PVC INSULATED) | LOT | 42 |  | Included | 0
201 | 7000020907 | 2090 | SUBSTATION-HARDWARE | 1000062967 | COMMUNICATION CABLES | LOT | 42 |  | Included | 0
202 | 7000020907 | 2100 | AUXILIARY POWER SUPPLY | 1000022025 | Uninterrupted Power supply - 40 kVA (32kW at 0.8 pf) UPS running inparallel | EA | 2 |  | Included | 0
203 | 7000020907 | 2110 | AUXILIARY POWER SUPPLY | 1000022286 | VRLA type Battery banks for UPS (eachbank of atleast 76.8 kVAH) | EA | 2 |  | Included | 0
204 | 7000020907 | 2120 | AUXILIARY POWER SUPPLY | 1000022029 | UPS Monitoring System and it's integration with SCADA System | LOT | 1 |  | Included | 0
205 | 7000020907 | 6710 | SUBSTATION-SOFTWARE | 1000029224 | MS office Software | EA | 42 |  | Included | 0
| (IV) | NR2 CLIENT RTAMC
206 | 7000020907 | 2150 | CONTROL CENTRE-HARDWARE | 1000064783 | TYPE-2 ROUTER AS PER TS | EA | 2 |  | Included | 0
207 | 7000020907 | 2160 | CONTROL CENTRE-HARDWARE | 1000063031 | MANAGED LAN L3 TYPE-1 | EA | 6 |  | Included | 0
208 | 7000020907 | 2170 | CONTROL CENTRE-HARDWARE | 1000062969 | COPPER SFP FOR LAN | EA | 144 |  | Included | 0
209 | 7000020907 | 2180 | CONTROL CENTRE-HARDWARE | 1000063026 | FIREWALL TYPE-III AS PER TS | EA | 2 |  | Included | 0
210 | 7000020907 | 2190 | CONTROL CENTRE-HARDWARE | 1000063259 | WORKSTATION AS PER TS | EA | 13 |  | Included | 0
211 | 7000020907 | 2200 | CONTROL CENTRE-HARDWARE | 1000063256 | TYPE-1 TFT MONITOR WITH STAND ON WHEELS | EA | 1 |  | Included | 0
212 | 7000020907 | 2210 | CONTROL CENTRE-HARDWARE | 1000063257 | TYPE-2 TFT MONITOR AS PER TS | EA | 4 |  | Included | 0
213 | 7000020907 | 2220 | CONTROL CENTRE-HARDWARE | 1000063258 | TYPE-3 TFT MONITOR AS PER TS | EA | 24 |  | Included | 0
214 | 7000020907 | 2230 | CONTROL CENTRE-HARDWARE | 1000026358 | VoIP systems-High end VoIP phone | EA | 1 |  | Included | 0
215 | 7000020907 | 2240 | CONTROL CENTRE-HARDWARE | 1000026373 | VoIP systems-Low end VoIP phone | EA | 1 |  | Included | 0
216 | 7000020907 | 2250 | CONTROL CENTRE-HARDWARE | 1000063034 | NETWORK PANEL | EA | 1 |  | Included | 0
217 | 7000020907 | 2260 | CONTROL CENTRE-HARDWARE | 1000063047 | VOICE RECORDER | EA | 1 |  | Included | 0
218 | 7000020907 | 2270 | CONTROL CENTRE-VIDEO WALL | 1000063020 | DIRECT VIEW LED WALL AS PER TS | M2 | 17 |  | Included | 0
219 | 7000020907 | 2280 | CONTROL CENTRE-FURNITURE | 1000016830 | FURNITURE - Operator Workstations desk | EA | 6 |  | Included | 0
220 | 7000020907 | 2290 | CONTROL CENTRE-FURNITURE | 1000063253 | OPERATOR CHAIRS | EA | 6 |  | Included | 0
221 | 7000020907 | 2300 | AUXILIARY POWER SUPPLY | 1000022025 | Uninterrupted Power supply - 40 kVA (32kW at 0.8 pf) UPS running inparallel | EA | 2 |  | Included | 0
222 | 7000020907 | 2310 | AUXILIARY POWER SUPPLY | 1000022286 | VRLA type Battery banks for UPS (eachbank of atleast 76.8 kVAH) | EA | 2 |  | Included | 0
223 | 7000020907 | 2320 | AUXILIARY POWER SUPPLY | 1000022029 | UPS Monitoring System and it's integration with SCADA System | LOT | 1 |  | Included | 0
224 | 7000020907 | 2330 | POWER & CONTROL CABLES | 1000028314 | POWER CABLE (XLPE & PVC INSULATED) | LOT | 1 |  | Included | 0
225 | 7000020907 | 2340 | POWER & CONTROL CABLES | 1000062967 | COMMUNICATION CABLES | LOT | 1 |  | Included | 0
226 | 7000020907 | 2350 | PRINTER | 1000062966 | COLOUR LASER CUM MULTI-FUNCTION PRINTER | EA | 1 |  | Included | 0
227 | 7000020907 | 2360 | CONTROL CENTRE-SOFTWARE | 1000063048 | VOICE RECORDING SOFTWARE | LOT | 1 |  | Included | 0
228 | 7000020907 | 2370 | CONTROL CENTRE-SOFTWARE | 1000029224 | MS office Software | EA | 4 |  | Included | 0
229 | 7000020907 | 2380 | SUBSTATION-HARDWARE | 1000063259 | WORKSTATION AS PER TS | EA | 78 |  | Included | 0
230 | 7000020907 | 2390 | SUBSTATION-HARDWARE | 1000063035 | NVR WITH REQUIRED SOFTWARE AS PER TS | EA | 26 |  | Included | 0
231 | 7000020907 | 2400 | SUBSTATION-HARDWARE | 1000063258 | TYPE-3 TFT MONITOR AS PER TS | EA | 52 |  | Included | 0
232 | 7000020907 | 2410 | SUBSTATION-HARDWARE | 1000063257 | TYPE-2 TFT MONITOR AS PER TS | EA | 26 |  | Included | 0
233 | 7000020907 | 2430 | SUBSTATION-HARDWARE | 1000028314 | POWER CABLE (XLPE & PVC INSULATED) | LOT | 26 |  | Included | 0
234 | 7000020907 | 2440 | SUBSTATION-HARDWARE | 1000062967 | COMMUNICATION CABLES | LOT | 26 |  | Included | 0
235 | 7000021073 | 50 | SUBSTATION-SOFTWARE | 1000029224 | MS office Software | EA | 26 |  | Included | 0
| (V) | NR3 ELECTRICAL RTAMC
236 | 7000020907 | 2470 | CONTROL CENTRE-HARDWARE | 1000064782 | TYPE-1 ROUTER AS PER TS | EA | 2 |  | Included | 0
237 | 7000020907 | 2480 | CONTROL CENTRE-HARDWARE | 1000063031 | MANAGED LAN L3 TYPE-1 | EA | 8 |  | Included | 0
238 | 7000020907 | 2490 | CONTROL CENTRE-HARDWARE | 1000063032 | MANAGED LAN L3 TYPE-2 | EA | 4 |  | Included | 0
239 | 7000020907 | 2500 | CONTROL CENTRE-HARDWARE | 1000062969 | COPPER SFP FOR LAN | EA | 76 |  | Included | 0
240 | 7000020907 | 2510 | CONTROL CENTRE-HARDWARE | 1000063027 | FIBER OPTIC SFP FOR LAN | EA | 308 |  | Included | 0
241 | 7000020907 | 2520 | CONTROL CENTRE-HARDWARE | 1000063033 | NETWORK INTRUSION PREVENTION SYS.(NIPS) | LOT | 2 |  | Included | 0
242 | 7000020907 | 2530 | CONTROL CENTRE-HARDWARE | 1000063024 | FIREWALL TYPE-I AS PER TS | EA | 2 |  | Included | 0
243 | 7000020907 | 2540 | CONTROL CENTRE-HARDWARE | 1000063025 | FIREWALL TYPE-II AS PER TS | EA | 2 |  | Included | 0
244 | 7000020907 | 2550 | CONTROL CENTRE-HARDWARE | 1000063251 | IDENTITY MANAGEMENT SERVER | EA | 2 |  | Included | 0
245 | 7000020907 | 2560 | CONTROL CENTRE-HARDWARE | 1000063041 | SCADA DATA SERVER | EA | 2 |  | Included | 0
246 | 7000020907 | 2570 | CONTROL CENTRE-HARDWARE | 1000009307 | Computer System Hardware - Communication Front End (CFE) | EA | 6 |  | Included | 0
247 | 7000020907 | 2580 | CONTROL CENTRE-HARDWARE | 1000026306 | Archive and Configuration system- Archive and configuration server | EA | 2 |  | Included | 0
248 | 7000020907 | 2590 | CONTROL CENTRE-HARDWARE | 1000015807 | NETWORK AREA STORAGE (NAS) | EA | 2 |  | Included | 0
249 | 7000020907 | 2600 | CONTROL CENTRE-HARDWARE | 1000017494 | Computer System Hardware -Patch Management Server | EA | 2 |  | Included | 0
250 | 7000020907 | 2610 | CONTROL CENTRE-HARDWARE | 1000062968 | CONNECTOR SERVER (SYSLOG) | EA | 2 |  | Included | 0
251 | 7000020907 | 2620 | CONTROL CENTRE-HARDWARE | 1000063047 | VOICE RECORDER | EA | 1 |  | Included | 0
252 | 7000020907 | 2630 | CONTROL CENTRE-HARDWARE | 1000060300 | TIME & FREQUENCY SYSTEM NAVIC BASED (WITH FAILBACK TO GPS) | LOT | 2 |  | Included | 0
253 | 7000020907 | 2640 | CONTROL CENTRE-HARDWARE | 1000063259 | WORKSTATION AS PER TS | EA | 19 |  | Included | 0
254 | 7000020907 | 2650 | CONTROL CENTRE-HARDWARE | 1000063256 | TYPE-1 TFT MONITOR WITH STAND ON WHEELS | EA | 1 |  | Included | 0
255 | 7000020907 | 2660 | CONTROL CENTRE-HARDWARE | 1000063257 | TYPE-2 TFT MONITOR AS PER TS | EA | 4 |  | Included | 0
256 | 7000020907 | 2670 | CONTROL CENTRE-HARDWARE | 1000063258 | TYPE-3 TFT MONITOR AS PER TS | EA | 34 |  | Included | 0
257 | 7000020907 | 2680 | CONTROL CENTRE-HARDWARE | 1000063250 | FAILOVER NVR ALONG WITH SOFTWARE | EA | 1 |  | Included | 0
258 | 7000020907 | 2690 | CONTROL CENTRE-HARDWARE | 1000026358 | VoIP systems-High end VoIP phone | EA | 3 |  | Included | 0
259 | 7000020907 | 2700 | CONTROL CENTRE-HARDWARE | 1000026373 | VoIP systems-Low end VoIP phone | EA | 2 |  | Included | 0
260 | 7000020907 | 2710 | CONTROL CENTRE-HARDWARE | 1000063034 | NETWORK PANEL | EA | 1 |  | Included | 0
261 | 7000020907 | 2720 | CONTROL CENTRE-HARDWARE | 1000063043 | SERVER RACK PANEL WITH KVM UNIT | EA | 2 |  | Included | 0
262 | 7000020907 | 2730 | CONTROL CENTRE-HARDWARE | 1000060447 | DIGITAL DISPLAY FOR DATE | NO | 1 |  | Included | 0
263 | 7000020907 | 2740 | CONTROL CENTRE-HARDWARE | 1000010620 | Computer System Hardware - Digital Display for Time | EA | 1 |  | Included | 0
264 | 7000020907 | 2750 | CONTROL CENTRE-HARDWARE | 1000010619 | Computer System Hardware - Digital Display for Frequency | EA | 1 |  | Included | 0
265 | 7000020907 | 2760 | CONTROL CENTRE-HARDWARE | 1000014475 | Computer System Hardware - Laptop for maintenance | EA | 2 |  | Included | 0
266 | 7000020907 | 2770 | CONTROL CENTRE-VIDEO WALL | 1000063020 | DIRECT VIEW LED WALL AS PER TS | M2 | 17 |  | Included | 0
267 | 7000020907 | 2780 | CONTROL CENTRE-FURNITURE | 1000016830 | FURNITURE - Operator Workstations desk | EA | 6 |  | Included | 0
268 | 7000020907 | 2790 | CONTROL CENTRE-FURNITURE | 1000063253 | OPERATOR CHAIRS | EA | 6 |  | Included | 0
269 | 7000020907 | 2800 | CONTROL CENTRE-FURNITURE | 1000012075 | FURNITURE - Fireproof Software storage box | EA | 1 |  | Included | 0
270 | 7000020907 | 2810 | AUXILIARY POWER SUPPLY | 1000022025 | Uninterrupted Power supply - 40 kVA (32kW at 0.8 pf) UPS running inparallel | EA | 2 |  | Included | 0
271 | 7000020907 | 2820 | AUXILIARY POWER SUPPLY | 1000022286 | VRLA type Battery banks for UPS (eachbank of atleast 76.8 kVAH) | EA | 2 |  | Included | 0
272 | 7000020907 | 2830 | AUXILIARY POWER SUPPLY | 1000022029 | UPS Monitoring System and it's integration with SCADA System | LOT | 1 |  | Included | 0
273 | 7000020907 | 2840 | AUXILIARY POWER SUPPLY | 1000013907 | Input ACDB (150 kVA rating) | EA | 2 |  | Included | 0
274 | 7000020907 | 2850 | AUXILIARY POWER SUPPLY | 1000016855 | Output ACDB (100kVA rating) | EA | 2 |  | Included | 0
275 | 7000020907 | 2860 | POWER & CONTROL CABLES | 1000028314 | POWER CABLE (XLPE & PVC INSULATED) | LOT | 1 |  | Included | 0
276 | 7000020907 | 2870 | POWER & CONTROL CABLES | 1000062967 | COMMUNICATION CABLES | LOT | 1 |  | Included | 0
277 | 7000020907 | 2880 | PRINTER | 1000062966 | COLOUR LASER CUM MULTI-FUNCTION PRINTER | EA | 1 |  | Included | 0
278 | 7000020907 | 2890 | CONTROL CENTRE-SOFTWARE | 1000063040 | SCADA APPLICATION SOFTWARE | LOT | 1 |  | Included | 0
279 | 7000020907 | 2900 | CONTROL CENTRE-SOFTWARE | 1000019870 | Application Software - CFE Communication | LOT | 1 |  | Included | 0
280 | 7000020907 | 2910 | CONTROL CENTRE-SOFTWARE | 1000052637 | IDENTITY MANAGEMENT SOFTWARE | LOT | 1 |  | Included | 0
281 | 7000020907 | 2920 | CONTROL CENTRE-SOFTWARE | 1000063069 | ARCHIVAL & CONFIGURATION APPLICATION SOFTWARE | LOT | 1 |  | Included | 0
282 | 7000020907 | 2930 | CONTROL CENTRE-SOFTWARE | 1000063252 | SOFTWARE FOR STORAGE SERVER NAS | LOT | 1 |  | Included | 0
283 | 7000020907 | 2940 | CONTROL CENTRE-SOFTWARE | 1000063048 | VOICE RECORDING SOFTWARE | LOT | 1 |  | Included | 0
284 | 7000020907 | 2950 | CONTROL CENTRE-SOFTWARE | 1000063030 | INVENTORY MANAGEMENT SOFTWARE | LOT | 1 |  | Included | 0
285 | 7000020907 | 2960 | CONTROL CENTRE-SOFTWARE | 1000017495 | Application Software - Patch Management Software | LOT | 1 |  | Included | 0
286 | 7000020907 | 2970 | CONTROL CENTRE-SOFTWARE | 1000029224 | MS office Software | EA | 20 |  | Included | 0
287 | 7000020907 | 2980 | SUBSTATION-HARDWARE | 1000063259 | WORKSTATION AS PER TS | EA | 87 |  | Included | 0
288 | 7000020907 | 2990 | SUBSTATION-HARDWARE | 1000063035 | NVR WITH REQUIRED SOFTWARE AS PER TS | EA | 29 |  | Included | 0
289 | 7000020907 | 3000 | SUBSTATION-HARDWARE | 1000063258 | TYPE-3 TFT MONITOR AS PER TS | EA | 58 |  | Included | 0
290 | 7000020907 | 3010 | SUBSTATION-HARDWARE | 1000063257 | TYPE-2 TFT MONITOR AS PER TS | EA | 29 |  | Included | 0
291 | 7000020907 | 3030 | SUBSTATION-HARDWARE | 1000028314 | POWER CABLE (XLPE & PVC INSULATED) | LOT | 29 |  | Included | 0
292 | 7000020907 | 3040 | SUBSTATION-HARDWARE | 1000062967 | COMMUNICATION CABLES | LOT | 29 |  | Included | 0
293 | 7000021077 | 50 | SUBSTATION-SOFTWARE | 1000029224 | MS office Software | EA | 29 |  | Included | 0
| (VI) | ER1 CLIENT RTAMC
294 | 7000020907 | 3070 | CONTROL CENTRE-HARDWARE | 1000064783 | TYPE-2 ROUTER AS PER TS | EA | 2 |  | Included | 0
295 | 7000020907 | 3080 | CONTROL CENTRE-HARDWARE | 1000063031 | MANAGED LAN L3 TYPE-1 | EA | 6 |  | Included | 0
296 | 7000020907 | 3090 | CONTROL CENTRE-HARDWARE | 1000062969 | COPPER SFP FOR LAN | EA | 144 |  | Included | 0
297 | 7000020907 | 3100 | CONTROL CENTRE-HARDWARE | 1000063026 | FIREWALL TYPE-III AS PER TS | EA | 2 |  | Included | 0
298 | 7000020907 | 3110 | CONTROL CENTRE-HARDWARE | 1000063259 | WORKSTATION AS PER TS | EA | 13 |  | Included | 0
299 | 7000020907 | 3120 | CONTROL CENTRE-HARDWARE | 1000063256 | TYPE-1 TFT MONITOR WITH STAND ON WHEELS | EA | 1 |  | Included | 0
300 | 7000020907 | 3130 | CONTROL CENTRE-HARDWARE | 1000063257 | TYPE-2 TFT MONITOR AS PER TS | EA | 4 |  | Included | 0
301 | 7000020907 | 3140 | CONTROL CENTRE-HARDWARE | 1000063258 | TYPE-3 TFT MONITOR AS PER TS | EA | 24 |  | Included | 0
302 | 7000020907 | 3150 | CONTROL CENTRE-HARDWARE | 1000026358 | VoIP systems-High end VoIP phone | EA | 1 |  | Included | 0
303 | 7000020907 | 3160 | CONTROL CENTRE-HARDWARE | 1000026373 | VoIP systems-Low end VoIP phone | EA | 1 |  | Included | 0
304 | 7000020907 | 3170 | CONTROL CENTRE-HARDWARE | 1000063034 | NETWORK PANEL | EA | 1 |  | Included | 0
305 | 7000020907 | 3180 | CONTROL CENTRE-HARDWARE | 1000063047 | VOICE RECORDER | EA | 1 |  | Included | 0
306 | 7000020907 | 3190 | CONTROL CENTRE-VIDEO WALL | 1000063020 | DIRECT VIEW LED WALL AS PER TS | M2 | 17 |  | Included | 0
307 | 7000020907 | 3200 | CONTROL CENTRE-FURNITURE | 1000016830 | FURNITURE - Operator Workstations desk | EA | 6 |  | Included | 0
308 | 7000020907 | 3210 | CONTROL CENTRE-FURNITURE | 1000063253 | OPERATOR CHAIRS | EA | 6 |  | Included | 0
309 | 7000020907 | 3220 | AUXILIARY POWER SUPPLY | 1000022025 | Uninterrupted Power supply - 40 kVA (32kW at 0.8 pf) UPS running inparallel | EA | 2 |  | Included | 0
310 | 7000020907 | 3230 | AUXILIARY POWER SUPPLY | 1000022286 | VRLA type Battery banks for UPS (eachbank of atleast 76.8 kVAH) | EA | 2 |  | Included | 0
311 | 7000020907 | 3240 | AUXILIARY POWER SUPPLY | 1000022029 | UPS Monitoring System and it's integration with SCADA System | LOT | 1 |  | Included | 0
312 | 7000020907 | 3250 | POWER & CONTROL CABLES | 1000028314 | POWER CABLE (XLPE & PVC INSULATED) | LOT | 1 |  | Included | 0
313 | 7000020907 | 3260 | POWER & CONTROL CABLES | 1000062967 | COMMUNICATION CABLES | LOT | 1 |  | Included | 0
314 | 7000020907 | 3270 | PRINTER | 1000062966 | COLOUR LASER CUM MULTI-FUNCTION PRINTER | EA | 1 |  | Included | 0
315 | 7000020907 | 3280 | CONTROL CENTRE-SOFTWARE | 1000063048 | VOICE RECORDING SOFTWARE | LOT | 1 |  | Included | 0
316 | 7000020907 | 3290 | CONTROL CENTRE-SOFTWARE | 1000029224 | MS office Software | EA | 4 |  | Included | 0
317 | 7000020907 | 3300 | SUBSTATION-HARDWARE | 1000063259 | WORKSTATION AS PER TS | EA | 72 |  | Included | 0
318 | 7000020907 | 3310 | SUBSTATION-HARDWARE | 1000063035 | NVR WITH REQUIRED SOFTWARE AS PER TS | EA | 24 |  | Included | 0
319 | 7000020907 | 3320 | SUBSTATION-HARDWARE | 1000063258 | TYPE-3 TFT MONITOR AS PER TS | EA | 48 |  | Included | 0
320 | 7000020907 | 3330 | SUBSTATION-HARDWARE | 1000063257 | TYPE-2 TFT MONITOR AS PER TS | EA | 24 |  | Included | 0
321 | 7000020907 | 3350 | SUBSTATION-HARDWARE | 1000028314 | POWER CABLE (XLPE & PVC INSULATED) | LOT | 24 |  | Included | 0
322 | 7000020907 | 3360 | SUBSTATION-HARDWARE | 1000062967 | COMMUNICATION CABLES | LOT | 24 |  | Included | 0
323 | 7000021074 | 50 | SUBSTATION-SOFTWARE | 1000029224 | MS office Software | EA | 24 |  | Included | 0
| (VII) | ER2 ELECTRICAL RTAMC
324 | 7000020907 | 3390 | CONTROL CENTRE-HARDWARE | 1000064782 | TYPE-1 ROUTER AS PER TS | EA | 2 |  | Included | 0
325 | 7000020907 | 3400 | CONTROL CENTRE-HARDWARE | 1000063031 | MANAGED LAN L3 TYPE-1 | EA | 8 |  | Included | 0
326 | 7000020907 | 3410 | CONTROL CENTRE-HARDWARE | 1000063032 | MANAGED LAN L3 TYPE-2 | EA | 4 |  | Included | 0
327 | 7000020907 | 3420 | CONTROL CENTRE-HARDWARE | 1000062969 | COPPER SFP FOR LAN | EA | 76 |  | Included | 0
328 | 7000020907 | 3430 | CONTROL CENTRE-HARDWARE | 1000063027 | FIBER OPTIC SFP FOR LAN | EA | 308 |  | Included | 0
329 | 7000020907 | 3440 | CONTROL CENTRE-HARDWARE | 1000063033 | NETWORK INTRUSION PREVENTION SYS.(NIPS) | LOT | 2 |  | Included | 0
330 | 7000020907 | 3450 | CONTROL CENTRE-HARDWARE | 1000063024 | FIREWALL TYPE-I AS PER TS | EA | 2 |  | Included | 0
331 | 7000020907 | 3460 | CONTROL CENTRE-HARDWARE | 1000063025 | FIREWALL TYPE-II AS PER TS | EA | 2 |  | Included | 0
332 | 7000020907 | 3470 | CONTROL CENTRE-HARDWARE | 1000063251 | IDENTITY MANAGEMENT SERVER | EA | 2 |  | Included | 0
333 | 7000020907 | 3480 | CONTROL CENTRE-HARDWARE | 1000063041 | SCADA DATA SERVER | EA | 2 |  | Included | 0
334 | 7000020907 | 3490 | CONTROL CENTRE-HARDWARE | 1000009307 | Computer System Hardware - Communication Front End (CFE) | EA | 6 |  | Included | 0
335 | 7000020907 | 3500 | CONTROL CENTRE-HARDWARE | 1000026306 | Archive and Configuration system- Archive and configuration server | EA | 2 |  | Included | 0
336 | 7000020907 | 3510 | CONTROL CENTRE-HARDWARE | 1000015807 | NETWORK AREA STORAGE (NAS) | EA | 2 |  | Included | 0
337 | 7000020907 | 3520 | CONTROL CENTRE-HARDWARE | 1000017494 | Computer System Hardware -Patch Management Server | EA | 2 |  | Included | 0
338 | 7000020907 | 3530 | CONTROL CENTRE-HARDWARE | 1000062968 | CONNECTOR SERVER (SYSLOG) | EA | 2 |  | Included | 0
339 | 7000020907 | 3540 | CONTROL CENTRE-HARDWARE | 1000063047 | VOICE RECORDER | EA | 1 |  | Included | 0
340 | 7000020907 | 3550 | CONTROL CENTRE-HARDWARE | 1000060300 | TIME & FREQUENCY SYSTEM NAVIC BASED (WITH FAILBACK TO GPS) | LOT | 2 |  | Included | 0
341 | 7000020907 | 3560 | CONTROL CENTRE-HARDWARE | 1000063259 | WORKSTATION AS PER TS | EA | 19 |  | Included | 0
342 | 7000020907 | 3570 | CONTROL CENTRE-HARDWARE | 1000063256 | TYPE-1 TFT MONITOR WITH STAND ON WHEELS | EA | 1 |  | Included | 0
343 | 7000020907 | 3580 | CONTROL CENTRE-HARDWARE | 1000063257 | TYPE-2 TFT MONITOR AS PER TS | EA | 4 |  | Included | 0
344 | 7000020907 | 3590 | CONTROL CENTRE-HARDWARE | 1000063258 | TYPE-3 TFT MONITOR AS PER TS | EA | 34 |  | Included | 0
345 | 7000020907 | 3600 | CONTROL CENTRE-HARDWARE | 1000063250 | FAILOVER NVR ALONG WITH SOFTWARE | EA | 1 |  | Included | 0
346 | 7000020907 | 3610 | CONTROL CENTRE-HARDWARE | 1000026358 | VoIP systems-High end VoIP phone | EA | 3 |  | Included | 0
347 | 7000020907 | 3620 | CONTROL CENTRE-HARDWARE | 1000026373 | VoIP systems-Low end VoIP phone | EA | 2 |  | Included | 0
348 | 7000020907 | 3630 | CONTROL CENTRE-HARDWARE | 1000063034 | NETWORK PANEL | EA | 1 |  | Included | 0
349 | 7000020907 | 3640 | CONTROL CENTRE-HARDWARE | 1000063043 | SERVER RACK PANEL WITH KVM UNIT | EA | 2 |  | Included | 0
350 | 7000020907 | 3650 | CONTROL CENTRE-HARDWARE | 1000060447 | DIGITAL DISPLAY FOR DATE | NO | 1 |  | Included | 0
351 | 7000020907 | 3660 | CONTROL CENTRE-HARDWARE | 1000010620 | Computer System Hardware - Digital Display for Time | EA | 1 |  | Included | 0
352 | 7000020907 | 3670 | CONTROL CENTRE-HARDWARE | 1000010619 | Computer System Hardware - Digital Display for Frequency | EA | 1 |  | Included | 0
353 | 7000020907 | 3680 | CONTROL CENTRE-HARDWARE | 1000014475 | Computer System Hardware - Laptop for maintenance | EA | 2 |  | Included | 0
354 | 7000020907 | 3690 | CONTROL CENTRE-VIDEO WALL | 1000063020 | DIRECT VIEW LED WALL AS PER TS | M2 | 17 |  | Included | 0
355 | 7000020907 | 3700 | CONTROL CENTRE-FURNITURE | 1000016830 | FURNITURE - Operator Workstations desk | EA | 6 |  | Included | 0
356 | 7000020907 | 3710 | CONTROL CENTRE-FURNITURE | 1000063253 | OPERATOR CHAIRS | EA | 6 |  | Included | 0
357 | 7000020907 | 3720 | CONTROL CENTRE-FURNITURE | 1000012075 | FURNITURE - Fireproof Software storage box | EA | 1 |  | Included | 0
358 | 7000020907 | 3730 | AUXILIARY POWER SUPPLY | 1000022025 | Uninterrupted Power supply - 40 kVA (32kW at 0.8 pf) UPS running inparallel | EA | 2 |  | Included | 0
359 | 7000020907 | 3740 | AUXILIARY POWER SUPPLY | 1000022286 | VRLA type Battery banks for UPS (eachbank of atleast 76.8 kVAH) | EA | 2 |  | Included | 0
360 | 7000020907 | 3750 | AUXILIARY POWER SUPPLY | 1000022029 | UPS Monitoring System and it's integration with SCADA System | LOT | 1 |  | Included | 0
361 | 7000020907 | 3760 | POWER & CONTROL CABLES | 1000028314 | POWER CABLE (XLPE & PVC INSULATED) | LOT | 1 |  | Included | 0
362 | 7000020907 | 3770 | POWER & CONTROL CABLES | 1000062967 | COMMUNICATION CABLES | LOT | 1 |  | Included | 0
363 | 7000020907 | 3780 | PRINTER | 1000062966 | COLOUR LASER CUM MULTI-FUNCTION PRINTER | EA | 1 |  | Included | 0
364 | 7000020907 | 3790 | CONTROL CENTRE-SOFTWARE | 1000063040 | SCADA APPLICATION SOFTWARE | LOT | 1 |  | Included | 0
365 | 7000020907 | 3800 | CONTROL CENTRE-SOFTWARE | 1000019870 | Application Software - CFE Communication | LOT | 1 |  | Included | 0
366 | 7000020907 | 3810 | CONTROL CENTRE-SOFTWARE | 1000052637 | IDENTITY MANAGEMENT SOFTWARE | LOT | 1 |  | Included | 0
367 | 7000020907 | 3820 | CONTROL CENTRE-SOFTWARE | 1000063069 | ARCHIVAL & CONFIGURATION APPLICATION SOFTWARE | LOT | 1 |  | Included | 0
368 | 7000020907 | 3830 | CONTROL CENTRE-SOFTWARE | 1000063252 | SOFTWARE FOR STORAGE SERVER NAS | LOT | 1 |  | Included | 0
369 | 7000020907 | 3840 | CONTROL CENTRE-SOFTWARE | 1000063048 | VOICE RECORDING SOFTWARE | LOT | 1 |  | Included | 0
370 | 7000020907 | 3850 | CONTROL CENTRE-SOFTWARE | 1000063030 | INVENTORY MANAGEMENT SOFTWARE | LOT | 1 |  | Included | 0
371 | 7000020907 | 3860 | CONTROL CENTRE-SOFTWARE | 1000017495 | Application Software - Patch Management Software | LOT | 1 |  | Included | 0
372 | 7000020907 | 3870 | CONTROL CENTRE-SOFTWARE | 1000029224 | MS office Software | EA | 20 |  | Included | 0
373 | 7000020907 | 3880 | SUBSTATION-HARDWARE | 1000063259 | WORKSTATION AS PER TS | EA | 60 |  | Included | 0
374 | 7000020907 | 3890 | SUBSTATION-HARDWARE | 1000063035 | NVR WITH REQUIRED SOFTWARE AS PER TS | EA | 20 |  | Included | 0
375 | 7000020907 | 3900 | SUBSTATION-HARDWARE | 1000063258 | TYPE-3 TFT MONITOR AS PER TS | EA | 40 |  | Included | 0
376 | 7000020907 | 3910 | SUBSTATION-HARDWARE | 1000063257 | TYPE-2 TFT MONITOR AS PER TS | EA | 20 |  | Included | 0
377 | 7000020907 | 3930 | SUBSTATION-HARDWARE | 1000028314 | POWER CABLE (XLPE & PVC INSULATED) | LOT | 20 |  | Included | 0
378 | 7000020907 | 3940 | SUBSTATION-HARDWARE | 1000062967 | COMMUNICATION CABLES | LOT | 20 |  | Included | 0
379 | 7000021075 | 50 | SUBSTATION-SOFTWARE | 1000029224 | MS office Software | EA | 20 |  | Included | 0
| (VIII) | ODISHA CLIENT RTAMC
380 | 7000020907 | 3970 | CONTROL CENTRE-HARDWARE | 1000064783 | TYPE-2 ROUTER AS PER TS | EA | 2 |  | Included | 0
381 | 7000020907 | 3980 | CONTROL CENTRE-HARDWARE | 1000063031 | MANAGED LAN L3 TYPE-1 | EA | 6 |  | Included | 0
382 | 7000020907 | 3990 | CONTROL CENTRE-HARDWARE | 1000062969 | COPPER SFP FOR LAN | EA | 144 |  | Included | 0
383 | 7000020907 | 4000 | CONTROL CENTRE-HARDWARE | 1000063026 | FIREWALL TYPE-III AS PER TS | EA | 2 |  | Included | 0
384 | 7000020907 | 4010 | CONTROL CENTRE-HARDWARE | 1000063259 | WORKSTATION AS PER TS | EA | 13 |  | Included | 0
385 | 7000020907 | 4020 | CONTROL CENTRE-HARDWARE | 1000063256 | TYPE-1 TFT MONITOR WITH STAND ON WHEELS | EA | 1 |  | Included | 0
386 | 7000020907 | 4030 | CONTROL CENTRE-HARDWARE | 1000063257 | TYPE-2 TFT MONITOR AS PER TS | EA | 4 |  | Included | 0
387 | 7000020907 | 4040 | CONTROL CENTRE-HARDWARE | 1000063258 | TYPE-3 TFT MONITOR AS PER TS | EA | 24 |  | Included | 0
388 | 7000020907 | 4050 | CONTROL CENTRE-HARDWARE | 1000026358 | VoIP systems-High end VoIP phone | EA | 1 |  | Included | 0
389 | 7000020907 | 4060 | CONTROL CENTRE-HARDWARE | 1000026373 | VoIP systems-Low end VoIP phone | EA | 1 |  | Included | 0
390 | 7000020907 | 4070 | CONTROL CENTRE-HARDWARE | 1000063034 | NETWORK PANEL | EA | 1 |  | Included | 0
391 | 7000020907 | 4080 | CONTROL CENTRE-HARDWARE | 1000063047 | VOICE RECORDER | EA | 1 |  | Included | 0
392 | 7000020907 | 4090 | CONTROL CENTRE-VIDEO WALL | 1000063020 | DIRECT VIEW LED WALL AS PER TS | M2 | 17 |  | Included | 0
393 | 7000020907 | 4100 | CONTROL CENTRE-FURNITURE | 1000016830 | FURNITURE - Operator Workstations desk | EA | 6 |  | Included | 0
394 | 7000020907 | 4110 | CONTROL CENTRE-FURNITURE | 1000063253 | OPERATOR CHAIRS | EA | 6 |  | Included | 0
395 | 7000020907 | 4120 | AUXILIARY POWER SUPPLY | 1000022025 | Uninterrupted Power supply - 40 kVA (32kW at 0.8 pf) UPS running inparallel | EA | 2 |  | Included | 0
396 | 7000020907 | 4130 | AUXILIARY POWER SUPPLY | 1000022286 | VRLA type Battery banks for UPS (eachbank of atleast 76.8 kVAH) | EA | 2 |  | Included | 0
397 | 7000020907 | 4140 | AUXILIARY POWER SUPPLY | 1000022029 | UPS Monitoring System and it's integration with SCADA System | LOT | 1 |  | Included | 0
398 | 7000020907 | 4150 | AUXILIARY POWER SUPPLY | 1000013907 | Input ACDB (150 kVA rating) | EA | 2 |  | Included | 0
399 | 7000020907 | 4160 | AUXILIARY POWER SUPPLY | 1000016855 | Output ACDB (100kVA rating) | EA | 2 |  | Included | 0
400 | 7000020907 | 4170 | POWER & CONTROL CABLES | 1000028314 | POWER CABLE (XLPE & PVC INSULATED) | LOT | 1 |  | Included | 0
401 | 7000020907 | 4180 | POWER & CONTROL CABLES | 1000062967 | COMMUNICATION CABLES | LOT | 1 |  | Included | 0
402 | 7000020907 | 4190 | PRINTER | 1000062966 | COLOUR LASER CUM MULTI-FUNCTION PRINTER | EA | 1 |  | Included | 0
403 | 7000020907 | 4200 | CONTROL CENTRE-SOFTWARE | 1000063048 | VOICE RECORDING SOFTWARE | LOT | 1 |  | Included | 0
404 | 7000020907 | 4210 | CONTROL CENTRE-SOFTWARE | 1000029224 | MS office Software | EA | 4 |  | Included | 0
405 | 7000020907 | 4260 | SUBSTATION-SOFTWARE | 1000029224 | MS office Software | EA | 14 |  | Included | 0
406 | 7000021076 | 10 | SUBSTATION-HARDWARE | 1000063259 | WORKSTATION AS PER TS | EA | 42 |  | Included | 0
407 | 7000021076 | 20 | SUBSTATION-HARDWARE | 1000063035 | NVR WITH REQUIRED SOFTWARE AS PER TS | EA | 14 |  | Included | 0
408 | 7000021076 | 30 | SUBSTATION-HARDWARE | 1000063258 | TYPE-3 TFT MONITOR AS PER TS | EA | 28 |  | Included | 0
409 | 7000021076 | 40 | SUBSTATION-HARDWARE | 1000063257 | TYPE-2 TFT MONITOR AS PER TS | EA | 14 |  | Included | 0
410 | 7000021076 | 60 | SUBSTATION-HARDWARE | 1000028314 | POWER CABLE (XLPE & PVC INSULATED) | LOT | 14 |  | Included | 0
411 | 7000021076 | 70 | SUBSTATION-HARDWARE | 1000062967 | COMMUNICATION CABLES | LOT | 14 |  | Included | 0
| (IX) | NER ELECTRICAL RTAMC
412 | 7000020907 | 4300 | CONTROL CENTRE-HARDWARE | 1000064782 | TYPE-1 ROUTER AS PER TS | EA | 2 |  | Included | 0
413 | 7000020907 | 4310 | CONTROL CENTRE-HARDWARE | 1000063031 | MANAGED LAN L3 TYPE-1 | EA | 8 |  | Included | 0
414 | 7000020907 | 4320 | CONTROL CENTRE-HARDWARE | 1000063032 | MANAGED LAN L3 TYPE-2 | EA | 4 |  | Included | 0
415 | 7000020907 | 4330 | CONTROL CENTRE-HARDWARE | 1000062969 | COPPER SFP FOR LAN | EA | 76 |  | Included | 0
416 | 7000020907 | 4340 | CONTROL CENTRE-HARDWARE | 1000063027 | FIBER OPTIC SFP FOR LAN | EA | 308 |  | Included | 0
417 | 7000020907 | 4350 | CONTROL CENTRE-HARDWARE | 1000063033 | NETWORK INTRUSION PREVENTION SYS.(NIPS) | LOT | 2 |  | Included | 0
418 | 7000020907 | 4360 | CONTROL CENTRE-HARDWARE | 1000063024 | FIREWALL TYPE-I AS PER TS | EA | 2 |  | Included | 0
419 | 7000020907 | 4370 | CONTROL CENTRE-HARDWARE | 1000063025 | FIREWALL TYPE-II AS PER TS | EA | 2 |  | Included | 0
420 | 7000020907 | 4380 | CONTROL CENTRE-HARDWARE | 1000063251 | IDENTITY MANAGEMENT SERVER | EA | 2 |  | Included | 0
421 | 7000020907 | 4390 | CONTROL CENTRE-HARDWARE | 1000063041 | SCADA DATA SERVER | EA | 2 |  | Included | 0
422 | 7000020907 | 4400 | CONTROL CENTRE-HARDWARE | 1000009307 | Computer System Hardware - Communication Front End (CFE) | EA | 2 |  | Included | 0
423 | 7000020907 | 4410 | CONTROL CENTRE-HARDWARE | 1000026306 | Archive and Configuration system- Archive and configuration server | EA | 2 |  | Included | 0
424 | 7000020907 | 4420 | CONTROL CENTRE-HARDWARE | 1000015807 | NETWORK AREA STORAGE (NAS) | EA | 2 |  | Included | 0
425 | 7000020907 | 4430 | CONTROL CENTRE-HARDWARE | 1000017494 | Computer System Hardware -Patch Management Server | EA | 2 |  | Included | 0
426 | 7000020907 | 4440 | CONTROL CENTRE-HARDWARE | 1000062968 | CONNECTOR SERVER (SYSLOG) | EA | 2 |  | Included | 0
427 | 7000020907 | 4450 | CONTROL CENTRE-HARDWARE | 1000063047 | VOICE RECORDER | EA | 1 |  | Included | 0
428 | 7000020907 | 4460 | CONTROL CENTRE-HARDWARE | 1000060300 | TIME & FREQUENCY SYSTEM NAVIC BASED (WITH FAILBACK TO GPS) | LOT | 2 |  | Included | 0
429 | 7000020907 | 4470 | CONTROL CENTRE-HARDWARE | 1000063259 | WORKSTATION AS PER TS | EA | 19 |  | Included | 0
430 | 7000020907 | 4480 | CONTROL CENTRE-HARDWARE | 1000063256 | TYPE-1 TFT MONITOR WITH STAND ON WHEELS | EA | 1 |  | Included | 0
431 | 7000020907 | 4490 | CONTROL CENTRE-HARDWARE | 1000063257 | TYPE-2 TFT MONITOR AS PER TS | EA | 4 |  | Included | 0
432 | 7000020907 | 4500 | CONTROL CENTRE-HARDWARE | 1000063258 | TYPE-3 TFT MONITOR AS PER TS | EA | 34 |  | Included | 0
433 | 7000020907 | 4510 | CONTROL CENTRE-HARDWARE | 1000063250 | FAILOVER NVR ALONG WITH SOFTWARE | EA | 1 |  | Included | 0
434 | 7000020907 | 4520 | CONTROL CENTRE-HARDWARE | 1000026358 | VoIP systems-High end VoIP phone | EA | 3 |  | Included | 0
435 | 7000020907 | 4530 | CONTROL CENTRE-HARDWARE | 1000026373 | VoIP systems-Low end VoIP phone | EA | 2 |  | Included | 0
436 | 7000020907 | 4540 | CONTROL CENTRE-HARDWARE | 1000063034 | NETWORK PANEL | EA | 1 |  | Included | 0
437 | 7000020907 | 4550 | CONTROL CENTRE-HARDWARE | 1000063043 | SERVER RACK PANEL WITH KVM UNIT | EA | 2 |  | Included | 0
438 | 7000020907 | 4560 | CONTROL CENTRE-HARDWARE | 1000060447 | DIGITAL DISPLAY FOR DATE | NO | 1 |  | Included | 0
439 | 7000020907 | 4570 | CONTROL CENTRE-HARDWARE | 1000010620 | Computer System Hardware - Digital Display for Time | EA | 1 |  | Included | 0
440 | 7000020907 | 4580 | CONTROL CENTRE-HARDWARE | 1000010619 | Computer System Hardware - Digital Display for Frequency | EA | 1 |  | Included | 0
441 | 7000020907 | 4590 | CONTROL CENTRE-HARDWARE | 1000014475 | Computer System Hardware - Laptop for maintenance | EA | 2 |  | Included | 0
442 | 7000020907 | 4620 | CONTROL CENTRE-VIDEO WALL | 1000063020 | DIRECT VIEW LED WALL AS PER TS | M2 | 17 |  | Included | 0
443 | 7000020907 | 4630 | CONTROL CENTRE-FURNITURE | 1000016830 | FURNITURE - Operator Workstations desk | EA | 6 |  | Included | 0
444 | 7000020907 | 4640 | CONTROL CENTRE-FURNITURE | 1000063253 | OPERATOR CHAIRS | EA | 6 |  | Included | 0
445 | 7000020907 | 4650 | CONTROL CENTRE-FURNITURE | 1000012075 | FURNITURE - Fireproof Software storage box | EA | 1 |  | Included | 0
446 | 7000020907 | 4660 | AUXILIARY POWER SUPPLY | 1000022025 | Uninterrupted Power supply - 40 kVA (32kW at 0.8 pf) UPS running inparallel | EA | 2 |  | Included | 0
447 | 7000020907 | 4670 | AUXILIARY POWER SUPPLY | 1000022286 | VRLA type Battery banks for UPS (eachbank of atleast 76.8 kVAH) | EA | 2 |  | Included | 0
448 | 7000020907 | 4680 | AUXILIARY POWER SUPPLY | 1000022029 | UPS Monitoring System and it's integration with SCADA System | LOT | 1 |  | Included | 0
449 | 7000020907 | 4690 | POWER & CONTROL CABLES | 1000028314 | POWER CABLE (XLPE & PVC INSULATED) | LOT | 1 |  | Included | 0
450 | 7000020907 | 4700 | POWER & CONTROL CABLES | 1000062967 | COMMUNICATION CABLES | LOT | 1 |  | Included | 0
451 | 7000020907 | 4710 | PRINTER | 1000062966 | COLOUR LASER CUM MULTI-FUNCTION PRINTER | EA | 1 |  | Included | 0
452 | 7000020907 | 4720 | CONTROL CENTRE-SOFTWARE | 1000063040 | SCADA APPLICATION SOFTWARE | LOT | 1 |  | Included | 0
453 | 7000020907 | 4730 | CONTROL CENTRE-SOFTWARE | 1000019870 | Application Software - CFE Communication | LOT | 1 |  | Included | 0
454 | 7000020907 | 4740 | CONTROL CENTRE-SOFTWARE | 1000052637 | IDENTITY MANAGEMENT SOFTWARE | LOT | 1 |  | Included | 0
455 | 7000020907 | 4750 | CONTROL CENTRE-SOFTWARE | 1000063069 | ARCHIVAL & CONFIGURATION APPLICATION SOFTWARE | LOT | 1 |  | Included | 0
456 | 7000020907 | 4760 | CONTROL CENTRE-SOFTWARE | 1000063252 | SOFTWARE FOR STORAGE SERVER NAS | LOT | 1 |  | Included | 0
457 | 7000020907 | 4770 | CONTROL CENTRE-SOFTWARE | 1000063048 | VOICE RECORDING SOFTWARE | LOT | 1 |  | Included | 0
458 | 7000020907 | 4780 | CONTROL CENTRE-SOFTWARE | 1000063030 | INVENTORY MANAGEMENT SOFTWARE | LOT | 1 |  | Included | 0
459 | 7000020907 | 4790 | CONTROL CENTRE-SOFTWARE | 1000017495 | Application Software - Patch Management Software | LOT | 1 |  | Included | 0
460 | 7000020907 | 4800 | CONTROL CENTRE-SOFTWARE | 1000029224 | MS office Software | EA | 20 |  | Included | 0
461 | 7000020907 | 4290 | SUBSTATION-HARDWARE | 1000063259 | WORKSTATION AS PER TS | EA | 69 |  | Included | 0
462 | 7000020907 | 4810 | SUBSTATION-HARDWARE | 1000063035 | NVR WITH REQUIRED SOFTWARE AS PER TS | EA | 23 |  | Included | 0
463 | 7000020907 | 4820 | SUBSTATION-HARDWARE | 1000063258 | TYPE-3 TFT MONITOR AS PER TS | EA | 46 |  | Included | 0
464 | 7000020907 | 4830 | SUBSTATION-HARDWARE | 1000063257 | TYPE-2 TFT MONITOR AS PER TS | EA | 23 |  | Included | 0
465 | 7000020907 | 4850 | SUBSTATION-HARDWARE | 1000028314 | POWER CABLE (XLPE & PVC INSULATED) | LOT | 23 |  | Included | 0
466 | 7000020907 | 4860 | SUBSTATION-HARDWARE | 1000062967 | COMMUNICATION CABLES | LOT | 23 |  | Included | 0
467 | 7000020907 | 6760 | SUBSTATION-SOFTWARE | 1000029224 | MS office Software | EA | 23 |  | Included | 0
| (X) | SR1 ELECTRICAL RTAMC
468 | 7000020907 | 4890 | CONTROL CENTRE-HARDWARE | 1000064782 | TYPE-1 ROUTER AS PER TS | EA | 2 |  | Included | 0
469 | 7000020907 | 4900 | CONTROL CENTRE-HARDWARE | 1000063031 | MANAGED LAN L3 TYPE-1 | EA | 8 |  | Included | 0
470 | 7000020907 | 4910 | CONTROL CENTRE-HARDWARE | 1000063032 | MANAGED LAN L3 TYPE-2 | EA | 4 |  | Included | 0
471 | 7000020907 | 4920 | CONTROL CENTRE-HARDWARE | 1000062969 | COPPER SFP FOR LAN | EA | 76 |  | Included | 0
472 | 7000020907 | 4930 | CONTROL CENTRE-HARDWARE | 1000063027 | FIBER OPTIC SFP FOR LAN | EA | 308 |  | Included | 0
473 | 7000020907 | 4940 | CONTROL CENTRE-HARDWARE | 1000063033 | NETWORK INTRUSION PREVENTION SYS.(NIPS) | LOT | 2 |  | Included | 0
474 | 7000020907 | 4950 | CONTROL CENTRE-HARDWARE | 1000063024 | FIREWALL TYPE-I AS PER TS | EA | 2 |  | Included | 0
475 | 7000020907 | 4960 | CONTROL CENTRE-HARDWARE | 1000063025 | FIREWALL TYPE-II AS PER TS | EA | 2 |  | Included | 0
476 | 7000020907 | 4970 | CONTROL CENTRE-HARDWARE | 1000063251 | IDENTITY MANAGEMENT SERVER | EA | 2 |  | Included | 0
477 | 7000020907 | 4980 | CONTROL CENTRE-HARDWARE | 1000063041 | SCADA DATA SERVER | EA | 2 |  | Included | 0
478 | 7000020907 | 4990 | CONTROL CENTRE-HARDWARE | 1000009307 | Computer System Hardware - Communication Front End (CFE) | EA | 4 |  | Included | 0
479 | 7000020907 | 5000 | CONTROL CENTRE-HARDWARE | 1000026306 | Archive and Configuration system- Archive and configuration server | EA | 2 |  | Included | 0
480 | 7000020907 | 5010 | CONTROL CENTRE-HARDWARE | 1000015807 | NETWORK AREA STORAGE (NAS) | EA | 2 |  | Included | 0
481 | 7000020907 | 5020 | CONTROL CENTRE-HARDWARE | 1000017494 | Computer System Hardware -Patch Management Server | EA | 2 |  | Included | 0
482 | 7000020907 | 5030 | CONTROL CENTRE-HARDWARE | 1000062968 | CONNECTOR SERVER (SYSLOG) | EA | 2 |  | Included | 0
483 | 7000020907 | 5040 | CONTROL CENTRE-HARDWARE | 1000063047 | VOICE RECORDER | EA | 1 |  | Included | 0
484 | 7000020907 | 5050 | CONTROL CENTRE-HARDWARE | 1000060300 | TIME & FREQUENCY SYSTEM NAVIC BASED (WITH FAILBACK TO GPS) | LOT | 2 |  | Included | 0
485 | 7000020907 | 5060 | CONTROL CENTRE-HARDWARE | 1000063259 | WORKSTATION AS PER TS | EA | 19 |  | Included | 0
486 | 7000020907 | 5070 | CONTROL CENTRE-HARDWARE | 1000063256 | TYPE-1 TFT MONITOR WITH STAND ON WHEELS | EA | 1 |  | Included | 0
487 | 7000020907 | 5080 | CONTROL CENTRE-HARDWARE | 1000063257 | TYPE-2 TFT MONITOR AS PER TS | EA | 4 |  | Included | 0
488 | 7000020907 | 5090 | CONTROL CENTRE-HARDWARE | 1000063258 | TYPE-3 TFT MONITOR AS PER TS | EA | 34 |  | Included | 0
489 | 7000020907 | 5100 | CONTROL CENTRE-HARDWARE | 1000063250 | FAILOVER NVR ALONG WITH SOFTWARE | EA | 1 |  | Included | 0
490 | 7000020907 | 5110 | CONTROL CENTRE-HARDWARE | 1000026358 | VoIP systems-High end VoIP phone | EA | 3 |  | Included | 0
491 | 7000020907 | 5120 | CONTROL CENTRE-HARDWARE | 1000026373 | VoIP systems-Low end VoIP phone | EA | 2 |  | Included | 0
492 | 7000020907 | 5130 | CONTROL CENTRE-HARDWARE | 1000063034 | NETWORK PANEL | EA | 1 |  | Included | 0
493 | 7000020907 | 5140 | CONTROL CENTRE-HARDWARE | 1000063043 | SERVER RACK PANEL WITH KVM UNIT | EA | 2 |  | Included | 0
494 | 7000020907 | 5150 | CONTROL CENTRE-HARDWARE | 1000060447 | DIGITAL DISPLAY FOR DATE | NO | 1 |  | Included | 0
495 | 7000020907 | 5160 | CONTROL CENTRE-HARDWARE | 1000010620 | Computer System Hardware - Digital Display for Time | EA | 1 |  | Included | 0
496 | 7000020907 | 5170 | CONTROL CENTRE-HARDWARE | 1000010619 | Computer System Hardware - Digital Display for Frequency | EA | 1 |  | Included | 0
497 | 7000020907 | 5180 | CONTROL CENTRE-HARDWARE | 1000014475 | Computer System Hardware - Laptop for maintenance | EA | 2 |  | Included | 0
498 | 7000020907 | 5190 | CONTROL CENTRE-VIDEO WALL | 1000063020 | DIRECT VIEW LED WALL AS PER TS | M2 | 17 |  | Included | 0
499 | 7000020907 | 5200 | CONTROL CENTRE-FURNITURE | 1000016830 | FURNITURE - Operator Workstations desk | EA | 6 |  | Included | 0
500 | 7000020907 | 5210 | CONTROL CENTRE-FURNITURE | 1000063253 | OPERATOR CHAIRS | EA | 6 |  | Included | 0
501 | 7000020907 | 5220 | CONTROL CENTRE-FURNITURE | 1000012075 | FURNITURE - Fireproof Software storage box | EA | 1 |  | Included | 0
502 | 7000020907 | 5230 | AUXILIARY POWER SUPPLY | 1000022025 | Uninterrupted Power supply - 40 kVA (32kW at 0.8 pf) UPS running inparallel | EA | 2 |  | Included | 0
503 | 7000020907 | 5240 | AUXILIARY POWER SUPPLY | 1000022286 | VRLA type Battery banks for UPS (eachbank of atleast 76.8 kVAH) | EA | 2 |  | Included | 0
504 | 7000020907 | 5250 | AUXILIARY POWER SUPPLY | 1000022029 | UPS Monitoring System and it's integration with SCADA System | LOT | 1 |  | Included | 0
505 | 7000020907 | 5260 | POWER & CONTROL CABLES | 1000028314 | POWER CABLE (XLPE & PVC INSULATED) | LOT | 1 |  | Included | 0
506 | 7000020907 | 5270 | POWER & CONTROL CABLES | 1000062967 | COMMUNICATION CABLES | LOT | 1 |  | Included | 0
507 | 7000020907 | 5280 | PRINTER | 1000062966 | COLOUR LASER CUM MULTI-FUNCTION PRINTER | EA | 1 |  | Included | 0
508 | 7000020907 | 5290 | CONTROL CENTRE-SOFTWARE | 1000063040 | SCADA APPLICATION SOFTWARE | LOT | 1 |  | Included | 0
509 | 7000020907 | 5300 | CONTROL CENTRE-SOFTWARE | 1000019870 | Application Software - CFE Communication | LOT | 1 |  | Included | 0
510 | 7000020907 | 5310 | CONTROL CENTRE-SOFTWARE | 1000052637 | IDENTITY MANAGEMENT SOFTWARE | LOT | 1 |  | Included | 0
511 | 7000020907 | 5320 | CONTROL CENTRE-SOFTWARE | 1000063069 | ARCHIVAL & CONFIGURATION APPLICATION SOFTWARE | LOT | 1 |  | Included | 0
512 | 7000020907 | 5330 | CONTROL CENTRE-SOFTWARE | 1000063252 | SOFTWARE FOR STORAGE SERVER NAS | LOT | 1 |  | Included | 0
513 | 7000020907 | 5340 | CONTROL CENTRE-SOFTWARE | 1000063048 | VOICE RECORDING SOFTWARE | LOT | 1 |  | Included | 0
514 | 7000020907 | 5350 | CONTROL CENTRE-SOFTWARE | 1000063030 | INVENTORY MANAGEMENT SOFTWARE | LOT | 1 |  | Included | 0
515 | 7000020907 | 5360 | CONTROL CENTRE-SOFTWARE | 1000017495 | Application Software - Patch Management Software | LOT | 1 |  | Included | 0
516 | 7000020907 | 5370 | CONTROL CENTRE-SOFTWARE | 1000029224 | MS office Software | EA | 20 |  | Included | 0
517 | 7000020907 | 5380 | SUBSTATION-HARDWARE | 1000063259 | WORKSTATION AS PER TS | EA | 69 |  | Included | 0
518 | 7000020907 | 5390 | SUBSTATION-HARDWARE | 1000063035 | NVR WITH REQUIRED SOFTWARE AS PER TS | EA | 23 |  | Included | 0
519 | 7000020907 | 5400 | SUBSTATION-HARDWARE | 1000063258 | TYPE-3 TFT MONITOR AS PER TS | EA | 46 |  | Included | 0
520 | 7000020907 | 5410 | SUBSTATION-HARDWARE | 1000063257 | TYPE-2 TFT MONITOR AS PER TS | EA | 23 |  | Included | 0
521 | 7000020907 | 5430 | SUBSTATION-HARDWARE | 1000028314 | POWER CABLE (XLPE & PVC INSULATED) | LOT | 23 |  | Included | 0
522 | 7000020907 | 5440 | SUBSTATION-HARDWARE | 1000062967 | COMMUNICATION CABLES | LOT | 23 |  | Included | 0
523 | 7000020907 | 6810 | SUBSTATION-SOFTWARE | 1000029224 | MS office Software | EA | 23 |  | Included | 0
| (XI) | SR2 CLIENT RTAMC
524 | 7000020907 | 5470 | CONTROL CENTRE-HARDWARE | 1000064783 | TYPE-2 ROUTER AS PER TS | EA | 2 |  | Included | 0
525 | 7000020907 | 5480 | CONTROL CENTRE-HARDWARE | 1000063031 | MANAGED LAN L3 TYPE-1 | EA | 6 |  | Included | 0
526 | 7000020907 | 5490 | CONTROL CENTRE-HARDWARE | 1000062969 | COPPER SFP FOR LAN | EA | 144 |  | Included | 0
527 | 7000020907 | 5500 | CONTROL CENTRE-HARDWARE | 1000063026 | FIREWALL TYPE-III AS PER TS | EA | 2 |  | Included | 0
528 | 7000020907 | 5510 | CONTROL CENTRE-HARDWARE | 1000063259 | WORKSTATION AS PER TS | EA | 13 |  | Included | 0
529 | 7000020907 | 5520 | CONTROL CENTRE-HARDWARE | 1000063256 | TYPE-1 TFT MONITOR WITH STAND ON WHEELS | EA | 1 |  | Included | 0
530 | 7000020907 | 5530 | CONTROL CENTRE-HARDWARE | 1000063257 | TYPE-2 TFT MONITOR AS PER TS | EA | 4 |  | Included | 0
531 | 7000020907 | 5540 | CONTROL CENTRE-HARDWARE | 1000063258 | TYPE-3 TFT MONITOR AS PER TS | EA | 24 |  | Included | 0
532 | 7000020907 | 5550 | CONTROL CENTRE-HARDWARE | 1000026358 | VoIP systems-High end VoIP phone | EA | 1 |  | Included | 0
533 | 7000020907 | 5560 | CONTROL CENTRE-HARDWARE | 1000026373 | VoIP systems-Low end VoIP phone | EA | 1 |  | Included | 0
534 | 7000020907 | 5570 | CONTROL CENTRE-HARDWARE | 1000063034 | NETWORK PANEL | EA | 1 |  | Included | 0
535 | 7000020907 | 5580 | CONTROL CENTRE-HARDWARE | 1000063047 | VOICE RECORDER | EA | 1 |  | Included | 0
536 | 7000020907 | 5590 | CONTROL CENTRE-VIDEO WALL | 1000063020 | DIRECT VIEW LED WALL AS PER TS | M2 | 17 |  | Included | 0
537 | 7000020907 | 5600 | CONTROL CENTRE-FURNITURE | 1000016830 | FURNITURE - Operator Workstations desk | EA | 6 |  | Included | 0
538 | 7000020907 | 5610 | CONTROL CENTRE-FURNITURE | 1000063253 | OPERATOR CHAIRS | EA | 6 |  | Included | 0
539 | 7000020907 | 5620 | POWER & CONTROL CABLES | 1000028314 | POWER CABLE (XLPE & PVC INSULATED) | LOT | 1 |  | Included | 0
540 | 7000020907 | 5630 | POWER & CONTROL CABLES | 1000062967 | COMMUNICATION CABLES | LOT | 1 |  | Included | 0
541 | 7000020907 | 5640 | PRINTER | 1000062966 | COLOUR LASER CUM MULTI-FUNCTION PRINTER | EA | 1 |  | Included | 0
542 | 7000020907 | 5650 | CONTROL CENTRE-SOFTWARE | 1000063048 | VOICE RECORDING SOFTWARE | LOT | 1 |  | Included | 0
543 | 7000020907 | 5660 | CONTROL CENTRE-SOFTWARE | 1000029224 | MS office Software | EA | 4 |  | Included | 0
544 | 7000020907 | 5670 | SUBSTATION-HARDWARE | 1000063259 | WORKSTATION AS PER TS | EA | 123 |  | Included | 0
545 | 7000020907 | 5680 | SUBSTATION-HARDWARE | 1000063035 | NVR WITH REQUIRED SOFTWARE AS PER TS | EA | 41 |  | Included | 0
546 | 7000020907 | 5690 | SUBSTATION-HARDWARE | 1000063258 | TYPE-3 TFT MONITOR AS PER TS | EA | 82 |  | Included | 0
547 | 7000020907 | 5700 | SUBSTATION-HARDWARE | 1000063257 | TYPE-2 TFT MONITOR AS PER TS | EA | 41 |  | Included | 0
548 | 7000020907 | 5720 | SUBSTATION-HARDWARE | 1000028314 | POWER CABLE (XLPE & PVC INSULATED) | LOT | 41 |  | Included | 0
549 | 7000020907 | 5730 | SUBSTATION-HARDWARE | 1000062967 | COMMUNICATION CABLES | LOT | 41 |  | Included | 0
550 | 7000020907 | 5740 | AUXILIARY POWER SUPPLY | 1000022025 | Uninterrupted Power supply - 40 kVA (32kW at 0.8 pf) UPS running inparallel | EA | 2 |  | Included | 0
551 | 7000020907 | 5750 | AUXILIARY POWER SUPPLY | 1000022286 | VRLA type Battery banks for UPS (eachbank of atleast 76.8 kVAH) | EA | 2 |  | Included | 0
552 | 7000020907 | 5760 | AUXILIARY POWER SUPPLY | 1000022029 | UPS Monitoring System and it's integration with SCADA System | LOT | 1 |  | Included | 0
553 | 7000020907 | 6880 | SUBSTATION-SOFTWARE | 1000029224 | MS office Software | EA | 41 |  | Included | 0
| (XII) | WR1 CLIENT RTAMC
554 | 7000020907 | 5790 | CONTROL CENTRE-HARDWARE | 1000064783 | TYPE-2 ROUTER AS PER TS | EA | 2 |  | Included | 0
555 | 7000020907 | 5800 | CONTROL CENTRE-HARDWARE | 1000063031 | MANAGED LAN L3 TYPE-1 | EA | 6 |  | Included | 0
556 | 7000020907 | 5810 | CONTROL CENTRE-HARDWARE | 1000062969 | COPPER SFP FOR LAN | EA | 144 |  | Included | 0
557 | 7000020907 | 5820 | CONTROL CENTRE-HARDWARE | 1000063026 | FIREWALL TYPE-III AS PER TS | EA | 2 |  | Included | 0
558 | 7000020907 | 5830 | CONTROL CENTRE-HARDWARE | 1000063259 | WORKSTATION AS PER TS | EA | 13 |  | Included | 0
559 | 7000020907 | 5840 | CONTROL CENTRE-HARDWARE | 1000063256 | TYPE-1 TFT MONITOR WITH STAND ON WHEELS | EA | 1 |  | Included | 0
560 | 7000020907 | 5850 | CONTROL CENTRE-HARDWARE | 1000063257 | TYPE-2 TFT MONITOR AS PER TS | EA | 4 |  | Included | 0
561 | 7000020907 | 5860 | CONTROL CENTRE-HARDWARE | 1000063258 | TYPE-3 TFT MONITOR AS PER TS | EA | 24 |  | Included | 0
562 | 7000020907 | 5870 | CONTROL CENTRE-HARDWARE | 1000026358 | VoIP systems-High end VoIP phone | EA | 1 |  | Included | 0
563 | 7000020907 | 5880 | CONTROL CENTRE-HARDWARE | 1000026373 | VoIP systems-Low end VoIP phone | EA | 1 |  | Included | 0
564 | 7000020907 | 5890 | CONTROL CENTRE-HARDWARE | 1000063034 | NETWORK PANEL | EA | 1 |  | Included | 0
565 | 7000020907 | 5900 | CONTROL CENTRE-HARDWARE | 1000063047 | VOICE RECORDER | EA | 1 |  | Included | 0
566 | 7000020907 | 5910 | CONTROL CENTRE-VIDEO WALL | 1000063020 | DIRECT VIEW LED WALL AS PER TS | M2 | 17 |  | Included | 0
567 | 7000020907 | 5920 | CONTROL CENTRE-FURNITURE | 1000016830 | FURNITURE - Operator Workstations desk | EA | 6 |  | Included | 0
568 | 7000020907 | 5930 | CONTROL CENTRE-FURNITURE | 1000063253 | OPERATOR CHAIRS | EA | 6 |  | Included | 0
569 | 7000020907 | 5940 | AUXILIARY POWER SUPPLY | 1000022025 | Uninterrupted Power supply - 40 kVA (32kW at 0.8 pf) UPS running inparallel | EA | 2 |  | Included | 0
570 | 7000020907 | 5950 | AUXILIARY POWER SUPPLY | 1000022286 | VRLA type Battery banks for UPS (eachbank of atleast 76.8 kVAH) | EA | 2 |  | Included | 0
571 | 7000020907 | 5960 | AUXILIARY POWER SUPPLY | 1000022029 | UPS Monitoring System and it's integration with SCADA System | LOT | 1 |  | Included | 0
572 | 7000020907 | 5970 | POWER & CONTROL CABLES | 1000028314 | POWER CABLE (XLPE & PVC INSULATED) | LOT | 1 |  | Included | 0
573 | 7000020907 | 5980 | POWER & CONTROL CABLES | 1000062967 | COMMUNICATION CABLES | LOT | 1 |  | Included | 0
574 | 7000020907 | 5990 | PRINTER | 1000062966 | COLOUR LASER CUM MULTI-FUNCTION PRINTER | EA | 1 |  | Included | 0
575 | 7000020907 | 6000 | CONTROL CENTRE-SOFTWARE | 1000063048 | VOICE RECORDING SOFTWARE | LOT | 1 |  | Included | 0
576 | 7000020907 | 6010 | CONTROL CENTRE-SOFTWARE | 1000029224 | MS office Software | EA | 4 |  | Included | 0
577 | 7000020907 | 6020 | SUBSTATION-HARDWARE | 1000063259 | WORKSTATION AS PER TS | EA | 84 |  | Included | 0
578 | 7000020907 | 6030 | SUBSTATION-HARDWARE | 1000063035 | NVR WITH REQUIRED SOFTWARE AS PER TS | EA | 28 |  | Included | 0
579 | 7000020907 | 6040 | SUBSTATION-HARDWARE | 1000063258 | TYPE-3 TFT MONITOR AS PER TS | EA | 56 |  | Included | 0
580 | 7000020907 | 6050 | SUBSTATION-HARDWARE | 1000063257 | TYPE-2 TFT MONITOR AS PER TS | EA | 28 |  | Included | 0
581 | 7000020907 | 6070 | SUBSTATION-HARDWARE | 1000028314 | POWER CABLE (XLPE & PVC INSULATED) | LOT | 28 |  | Included | 0
582 | 7000020907 | 6080 | SUBSTATION-HARDWARE | 1000062967 | COMMUNICATION CABLES | LOT | 28 |  | Included | 0
583 | 7000020907 | 6930 | SUBSTATION-SOFTWARE | 1000029224 | MS office Software | EA | 28 |  | Included | 0
| (XIII) | WR2 ELECTRICAL RTAMC
584 | 7000020907 | 6110 | CONTROL CENTRE-HARDWARE | 1000064782 | TYPE-1 ROUTER AS PER TS | EA | 2 |  | Included | 0
585 | 7000020907 | 6120 | CONTROL CENTRE-HARDWARE | 1000063031 | MANAGED LAN L3 TYPE-1 | EA | 8 |  | Included | 0
586 | 7000020907 | 6130 | CONTROL CENTRE-HARDWARE | 1000063032 | MANAGED LAN L3 TYPE-2 | EA | 4 |  | Included | 0
587 | 7000020907 | 6140 | CONTROL CENTRE-HARDWARE | 1000062969 | COPPER SFP FOR LAN | EA | 76 |  | Included | 0
588 | 7000020907 | 6150 | CONTROL CENTRE-HARDWARE | 1000063027 | FIBER OPTIC SFP FOR LAN | EA | 308 |  | Included | 0
589 | 7000020907 | 6160 | CONTROL CENTRE-HARDWARE | 1000063033 | NETWORK INTRUSION PREVENTION SYS.(NIPS) | LOT | 2 |  | Included | 0
590 | 7000020907 | 6170 | CONTROL CENTRE-HARDWARE | 1000063024 | FIREWALL TYPE-I AS PER TS | EA | 2 |  | Included | 0
591 | 7000020907 | 6180 | CONTROL CENTRE-HARDWARE | 1000063025 | FIREWALL TYPE-II AS PER TS | EA | 2 |  | Included | 0
592 | 7000020907 | 6190 | CONTROL CENTRE-HARDWARE | 1000063251 | IDENTITY MANAGEMENT SERVER | EA | 2 |  | Included | 0
593 | 7000020907 | 6200 | CONTROL CENTRE-HARDWARE | 1000063041 | SCADA DATA SERVER | EA | 2 |  | Included | 0
594 | 7000020907 | 6210 | CONTROL CENTRE-HARDWARE | 1000009307 | Computer System Hardware - Communication Front End (CFE) | EA | 4 |  | Included | 0
595 | 7000020907 | 6220 | CONTROL CENTRE-HARDWARE | 1000026306 | Archive and Configuration system- Archive and configuration server | EA | 2 |  | Included | 0
596 | 7000020907 | 6230 | CONTROL CENTRE-HARDWARE | 1000015807 | NETWORK AREA STORAGE (NAS) | EA | 2 |  | Included | 0
597 | 7000020907 | 6240 | CONTROL CENTRE-HARDWARE | 1000017494 | Computer System Hardware -Patch Management Server | EA | 2 |  | Included | 0
598 | 7000020907 | 6250 | CONTROL CENTRE-HARDWARE | 1000062968 | CONNECTOR SERVER (SYSLOG) | EA | 2 |  | Included | 0
599 | 7000020907 | 6260 | CONTROL CENTRE-HARDWARE | 1000063047 | VOICE RECORDER | EA | 1 |  | Included | 0
600 | 7000020907 | 6270 | CONTROL CENTRE-HARDWARE | 1000060300 | TIME & FREQUENCY SYSTEM NAVIC BASED (WITH FAILBACK TO GPS) | LOT | 2 |  | Included | 0
601 | 7000020907 | 6280 | CONTROL CENTRE-HARDWARE | 1000063259 | WORKSTATION AS PER TS | EA | 19 |  | Included | 0
602 | 7000020907 | 6290 | CONTROL CENTRE-HARDWARE | 1000063256 | TYPE-1 TFT MONITOR WITH STAND ON WHEELS | EA | 1 |  | Included | 0
603 | 7000020907 | 6300 | CONTROL CENTRE-HARDWARE | 1000063257 | TYPE-2 TFT MONITOR AS PER TS | EA | 4 |  | Included | 0
604 | 7000020907 | 6310 | CONTROL CENTRE-HARDWARE | 1000063258 | TYPE-3 TFT MONITOR AS PER TS | EA | 34 |  | Included | 0
605 | 7000020907 | 6320 | CONTROL CENTRE-HARDWARE | 1000063250 | FAILOVER NVR ALONG WITH SOFTWARE | EA | 1 |  | Included | 0
606 | 7000020907 | 6330 | CONTROL CENTRE-HARDWARE | 1000026358 | VoIP systems-High end VoIP phone | EA | 3 |  | Included | 0
607 | 7000020907 | 6340 | CONTROL CENTRE-HARDWARE | 1000026373 | VoIP systems-Low end VoIP phone | EA | 2 |  | Included | 0
608 | 7000020907 | 6350 | CONTROL CENTRE-HARDWARE | 1000063034 | NETWORK PANEL | EA | 1 |  | Included | 0
609 | 7000020907 | 6360 | CONTROL CENTRE-HARDWARE | 1000063043 | SERVER RACK PANEL WITH KVM UNIT | EA | 2 |  | Included | 0
610 | 7000020907 | 6370 | CONTROL CENTRE-HARDWARE | 1000060447 | DIGITAL DISPLAY FOR DATE | NO | 1 |  | Included | 0
611 | 7000020907 | 6380 | CONTROL CENTRE-HARDWARE | 1000010620 | Computer System Hardware - Digital Display for Time | EA | 1 |  | Included | 0
612 | 7000020907 | 6390 | CONTROL CENTRE-HARDWARE | 1000010619 | Computer System Hardware - Digital Display for Frequency | EA | 1 |  | Included | 0
613 | 7000020907 | 6400 | CONTROL CENTRE-HARDWARE | 1000014475 | Computer System Hardware - Laptop for maintenance | EA | 2 |  | Included | 0
614 | 7000020907 | 6410 | CONTROL CENTRE-VIDEO WALL | 1000063020 | DIRECT VIEW LED WALL AS PER TS | M2 | 17 |  | Included | 0
615 | 7000020907 | 6420 | CONTROL CENTRE-FURNITURE | 1000016830 | FURNITURE - Operator Workstations desk | EA | 6 |  | Included | 0
616 | 7000020907 | 6430 | CONTROL CENTRE-FURNITURE | 1000063253 | OPERATOR CHAIRS | EA | 6 |  | Included | 0
617 | 7000020907 | 6440 | CONTROL CENTRE-FURNITURE | 1000012075 | FURNITURE - Fireproof Software storage box | EA | 1 |  | Included | 0
618 | 7000020907 | 6450 | AUXILIARY POWER SUPPLY | 1000022025 | Uninterrupted Power supply - 40 kVA (32kW at 0.8 pf) UPS running inparallel | EA | 2 |  | Included | 0
619 | 7000020907 | 6460 | AUXILIARY POWER SUPPLY | 1000022286 | VRLA type Battery banks for UPS (eachbank of atleast 76.8 kVAH) | EA | 2 |  | Included | 0
620 | 7000020907 | 6470 | AUXILIARY POWER SUPPLY | 1000022029 | UPS Monitoring System and it's integration with SCADA System | LOT | 1 |  | Included | 0
621 | 7000020907 | 6480 | POWER & CONTROL CABLES | 1000028314 | POWER CABLE (XLPE & PVC INSULATED) | LOT | 1 |  | Included | 0
622 | 7000020907 | 6490 | POWER & CONTROL CABLES | 1000062967 | COMMUNICATION CABLES | LOT | 1 |  | Included | 0
623 | 7000020907 | 6500 | PRINTER | 1000062966 | COLOUR LASER CUM MULTI-FUNCTION PRINTER | EA | 1 |  | Included | 0
624 | 7000020907 | 6510 | CONTROL CENTRE-SOFTWARE | 1000063040 | SCADA APPLICATION SOFTWARE | LOT | 1 |  | Included | 0
625 | 7000020907 | 6520 | CONTROL CENTRE-SOFTWARE | 1000019870 | Application Software - CFE Communication | LOT | 1 |  | Included | 0
626 | 7000020907 | 6530 | CONTROL CENTRE-SOFTWARE | 1000052637 | IDENTITY MANAGEMENT SOFTWARE | LOT | 1 |  | Included | 0
627 | 7000020907 | 6540 | CONTROL CENTRE-SOFTWARE | 1000063069 | ARCHIVAL & CONFIGURATION APPLICATION SOFTWARE | LOT | 1 |  | Included | 0
628 | 7000020907 | 6550 | CONTROL CENTRE-SOFTWARE | 1000063252 | SOFTWARE FOR STORAGE SERVER NAS | LOT | 1 |  | Included | 0
629 | 7000020907 | 6560 | CONTROL CENTRE-SOFTWARE | 1000063048 | VOICE RECORDING SOFTWARE | LOT | 1 |  | Included | 0
630 | 7000020907 | 6570 | CONTROL CENTRE-SOFTWARE | 1000063030 | INVENTORY MANAGEMENT SOFTWARE | LOT | 1 |  | Included | 0
631 | 7000020907 | 6580 | CONTROL CENTRE-SOFTWARE | 1000017495 | Application Software - Patch Management Software | LOT | 1 |  | Included | 0
632 | 7000020907 | 6590 | CONTROL CENTRE-SOFTWARE | 1000029224 | MS office Software | EA | 20 |  | Included | 0
633 | 7000020907 | 6600 | SUBSTATION-HARDWARE | 1000063259 | WORKSTATION AS PER TS | EA | 90 |  | Included | 0
634 | 7000020907 | 6610 | SUBSTATION-HARDWARE | 1000063035 | NVR WITH REQUIRED SOFTWARE AS PER TS | EA | 30 |  | Included | 0
635 | 7000020907 | 6620 | SUBSTATION-HARDWARE | 1000063258 | TYPE-3 TFT MONITOR AS PER TS | EA | 60 |  | Included | 0
636 | 7000020907 | 6630 | SUBSTATION-HARDWARE | 1000063257 | TYPE-2 TFT MONITOR AS PER TS | EA | 30 |  | Included | 0
637 | 7000020907 | 6650 | SUBSTATION-HARDWARE | 1000028314 | POWER CABLE (XLPE & PVC INSULATED) | LOT | 30 |  | Included | 0
638 | 7000020907 | 6660 | SUBSTATION-HARDWARE | 1000062967 | COMMUNICATION CABLES | LOT | 30 |  | Included | 0
639 | 7000020907 | 6980 | SUBSTATION-SOFTWARE | 1000029224 | MS office Software | EA | 30 |  | Included | 0
[5 empty] | Total F&I Price |  |  |  | 0 | 0
# | Bidders to note that the item description under various schedules are through unique material ID for respective items under SAP ERP System and therefore, identical item description appears in schedule-1(Ex-works) & schedule-2(F&I). However, the prices to be quoted in Price Schedule-2(F&I) shall be towards Local Transportation, Insurance and other Incidental Services only in line with clause ITB 11.4(b).
Date: | 2-Feb-2023
Place: | ddddd | [5 empty] | Printed Name : |  | bbb
[7 empty] | Designation : |  | ccc
Click for Sch-3

## Sch-3
Specification No: CC/NT/W-SCADA/DOM/A00/23/00395 | [14 empty] | Schedule - 3
Upgradation of SCADA and associated systems of NTAMC /RTAMC | [19 empty] | As per Lum-sum |  | 0%
(SCHEDULE OF RATES AND PRICES ) | [19 empty] | AS per Percent |  | #REF!
[20 empty] | As per lum-sum on Sch-3 |  | 0%
Bidder’s Name and Address (Sole Bidder) : | [11 empty] | To: | [7 empty] | As per Percent on Sch-3 |  | #REF!
[12 empty] | Contracts Services, 3rd Floor | [7 empty] | Total Discount |  | #REF!
Name : |  | aaaa | [9 empty] | Power Grid Corporation of India Ltd.,
Address : | [11 empty] | "Saudamini", Plot No.-2
[12 empty] | Sector-29, | [7 empty] | Multipackage lum-sum |  | #REF!
Gurugram (Haryana) - 122001
Installation Charges : | [20 empty] | Amount after Discount (Rs.) |  | Dis Alert | Amount after MPD (Rs.)
All Prices are in Indian Rupees.
SI. No. | PR No | PR Line Item No | Activity Header | PR Activity No | Activity Description | Service Code | SAC (Service Accounting Codes) | Whether SAC in column '8’ is confirmed. If not indicate applicable the SAC * | Rate of GST applicable ( in %) | Whether rate of GST in column ‘4’ is confirmed. If not indicate applicable rate of GST * | Description | Unit | Quantity | Unit Erection Charges | Total Erection Charges | Total GST as confirmed by Bidder |  |  |  |  | Unit Erection Charges | Total Erection Charges |  | Unit Erection Charges | Total Erection Charges
1 | 2 | 3 | 4 | 5 | 6 | 7 | 8 | 9 | 10 | 11 | 12 | 13 | 14 | 15 | 16 = 14 x 15 | 17 |  |  |  |  | 5 | 6 = 4 x 5 |  | 5 | 6 = 4 x 5
| (I) | MAIN NTAMC | [18 empty] | Amount after Discount (Rs.) |  | Dis Alert | Amount after MPD (Rs.)
1 | 7000020907 | 20 | 90 | 10 | SERVICE -MAIN NTAMC | 170004392 | 998734 |  | 18% |  | INSTALLATION OF TYPE-1 ROUTER AS PER TS | EA | 2 |  | Included | 0 | 0 | 0 | 0
2 | 7000020907 | 20 | 90 | 20 | SERVICE -MAIN NTAMC | 170004393 | 998734 |  | 18% |  | INSTALLATION OF TYPE-2 ROUTER AS PER TS | EA | 2 |  | Included | 0 | 0 | 0 | 0
3 | 7000020907 | 20 | 90 | 30 | SERVICE -MAIN NTAMC | 170004049 | 998734 |  | 18% |  | INSTALLATION OF MANAGED LAN L3 TYPE-1 | EA | 24 |  | Included | 0 | 0 | 0 | 0
4 | 7000020907 | 20 | 90 | 40 | SERVICE -MAIN NTAMC | 170004050 | 998734 |  | 18% |  | INSTALLATION OF MANAGED LAN L3 TYPE-2 | EA | 4 |  | Included | 0 | 0 | 0 | 0
5 | 7000020907 | 20 | 90 | 50 | SERVICE -MAIN NTAMC | 170004051 | 998734 |  | 18% |  | INSTALLATION OF COPPER SFP FOR LAN | EA | 153 |  | Included | 0 | 0 | 0 | 0
6 | 7000020907 | 20 | 90 | 60 | SERVICE -MAIN NTAMC | 170004052 | 998734 |  | 18% |  | INSTALLATION OF FIBER OPTIC SFP FOR LAN | EA | 615 |  | Included | 0 | 0 | 0 | 0
7 | 7000020907 | 20 | 90 | 70 | SERVICE -MAIN NTAMC | 170004053 | 998734 |  | 18% |  | INSTALLATION OF NETWORK INTRUSION PREVENTION SYSTEM (NIPS) | LOT | 2 |  | Included | 0 | 0 | 0 | 0
8 | 7000020907 | 20 | 90 | 80 | SERVICE -MAIN NTAMC | 170004054 | 998734 |  | 18% |  | INSTALLATION OF FIREWALL-TYPE-I | EA | 4 |  | Included | 0 | 0 | 0 | 0
9 | 7000020907 | 20 | 90 | 90 | SERVICE -MAIN NTAMC | 170004055 | 998734 |  | 18% |  | INSTALLATION OF FIREWALL-TYPE-II | EA | 2 |  | Included | 0 | 0 | 0 | 0
10 | 7000020907 | 20 | 90 | 100 | SERVICE -MAIN NTAMC | 170004056 | 998734 |  | 18% |  | INSTALLATION OF FIREWALL-TYPE-III | EA | 2 |  | Included | 0 | 0 | 0 | 0
11 | 7000020907 | 20 | 90 | 110 | SERVICE -MAIN NTAMC | 170004057 | 998734 |  | 18% |  | INSTALLATION OF FIREWALL MANAGEMENT SERVER | EA | 2 |  | Included | 0 | 0 | 0 | 0
12 | 7000020907 | 20 | 90 | 120 | SERVICE -MAIN NTAMC | 170004140 | 998734 |  | 18% |  | INSTALLATION OF IDENTITY MANAGEMENT SERVER | EA | 2 |  | Included | 0 | 0 | 0 | 0
13 | 7000020907 | 20 | 90 | 130 | SERVICE -MAIN NTAMC | 170004059 | 998734 |  | 18% |  | INSTALLATION OF SCADA DATA SERVER | EA | 2 |  | Included | 0 | 0 | 0 | 0
14 | 7000020907 | 20 | 90 | 140 | SERVICE -MAIN NTAMC | 170001304 | 998734 |  | 18% |  | Computer System Hardware - ICCP server | EA | 2 |  | Included | 0 | 0 | 0 | 0
15 | 7000020907 | 20 | 90 | 150 | SERVICE -MAIN NTAMC | 170001306 | 998734 |  | 18% |  | Computer System Hardware - Communication Front End (CFE) | EA | 22 |  | Included | 0 | 0 | 0 | 0
16 | 7000020907 | 20 | 90 | 160 | SERVICE -MAIN NTAMC | 170004060 | 998734 |  | 18% |  | INSTALLATION OF DEVELOPMENT SYSTEM | EA | 2 |  | Included | 0 | 0 | 0 | 0
17 | 7000020907 | 20 | 90 | 170 | SERVICE -MAIN NTAMC | 170001328 | 998734 |  | 18% |  | Computer System Hardware - Data Replica Server | EA | 2 |  | Included | 0 | 0 | 0 | 0
18 | 7000020907 | 20 | 90 | 180 | SERVICE -MAIN NTAMC | 170004062 | 998734 |  | 18% |  | INSTALLATION OF E-MAIL SERVERS | EA | 2 |  | Included | 0 | 0 | 0 | 0
19 | 7000020907 | 20 | 90 | 190 | SERVICE -MAIN NTAMC | 170001305 | 998734 |  | 18% |  | Computer System Hardware - NMS server | EA | 2 |  | Included | 0 | 0 | 0 | 0
20 | 7000020907 | 20 | 90 | 200 | SERVICE -MAIN NTAMC | 170004063 | 998734 |  | 18% |  | INSTALLATION OF ARCHIVE AND CONFIGURATION SERVERS | EA | 2 |  | Included | 0 | 0 | 0 | 0
21 | 7000020907 | 20 | 90 | 210 | SERVICE -MAIN NTAMC | 170004141 | 998734 |  | 18% |  | INSTALLATION OF STORAGE SERVER NAS | EA | 2 |  | Included | 0 | 0 | 0 | 0
22 | 7000020907 | 20 | 90 | 220 | SERVICE -MAIN NTAMC | 170003232 | 998734 |  | 18% |  | Computer System Hardware -Patch Management Server | EA | 2 |  | Included | 0 | 0 | 0 | 0
23 | 7000020907 | 20 | 90 | 230 | SERVICE -MAIN NTAMC | 170004064 | 998734 |  | 18% |  | INSTALLATION OF DATA HISTORIAN SERVERS | EA | 2 |  | Included | 0 | 0 | 0 | 0
24 | 7000020907 | 20 | 90 | 240 | SERVICE -MAIN NTAMC | 170004065 | 998734 |  | 18% |  | INSTALLATION OF HIDS SERVER | EA | 2 |  | Included | 0 | 0 | 0 | 0
25 | 7000020907 | 20 | 90 | 250 | SERVICE -MAIN NTAMC | 170004066 | 998734 |  | 18% |  | INSTALLATION OF VIDEO SYSTEM SERVERS | EA | 2 |  | Included | 0 | 0 | 0 | 0
26 | 7000020907 | 20 | 90 | 260 | SERVICE -MAIN NTAMC | 170004067 | 998734 |  | 18% |  | INSTALLATION OF RAS SERVERS | EA | 2 |  | Included | 0 | 0 | 0 | 0
27 | 7000020907 | 20 | 90 | 270 | SERVICE -MAIN NTAMC | 170004068 | 998734 |  | 18% |  | INSTALLATION OF AFAS SERVERS | EA | 2 |  | Included | 0 | 0 | 0 | 0
28 | 7000020907 | 20 | 90 | 280 | SERVICE -MAIN NTAMC | 170004069 | 998734 |  | 18% |  | INSTALLATION OF SIEM CORRELATION ENGINE | EA | 2 |  | Included | 0 | 0 | 0 | 0
29 | 7000020907 | 20 | 90 | 290 | SERVICE -MAIN NTAMC | 170004070 | 998734 |  | 18% |  | INSTALLATION OF CONNECTOR SERVER (SYSLOG) | EA | 2 |  | Included | 0 | 0 | 0 | 0
30 | 7000020907 | 20 | 90 | 300 | SERVICE -MAIN NTAMC | 170004071 | 998734 |  | 18% |  | INSTALLATION OF ADMINISTRATION CONSOLE SERVER | EA | 2 |  | Included | 0 | 0 | 0 | 0
31 | 7000020907 | 20 | 90 | 310 | SERVICE -MAIN NTAMC | 170004072 | 998734 |  | 18% |  | INSTALL. VOIP COMMUNICATION SERVER | EA | 2 |  | Included | 0 | 0 | 0 | 0
32 | 7000020907 | 20 | 90 | 320 | SERVICE -MAIN NTAMC | 170004073 | 998734 |  | 18% |  | INSTALLATION OF VOICE RECORDER | EA | 2 |  | Included | 0 | 0 | 0 | 0
33 | 7000020907 | 20 | 90 | 330 | SERVICE -MAIN NTAMC | 170004074 | 998734 |  | 18% |  | INSTALLATION OF OTS SERVERS | EA | 2 |  | Included | 0 | 0 | 0 | 0
34 | 7000020907 | 20 | 90 | 340 | SERVICE -MAIN NTAMC | 170004075 | 998734 |  | 18% |  | INSTALLATION OF SERVER FOR HOSTING CUSTOM APPLICATION | EA | 2 |  | Included | 0 | 0 | 0 | 0
35 | 7000020907 | 20 | 90 | 350 | SERVICE -MAIN NTAMC | 170004076 | 998734 |  | 18% |  | INSTALLATION OF STORAGE SERVER SAN | EA | 2 |  | Included | 0 | 0 | 0 | 0
36 | 7000020907 | 20 | 90 | 360 | SERVICE -MAIN NTAMC | 170003696 | 998734 |  | 18% |  | Time & Frequency System Navic based (with failback to GPS) | LOT | 2 |  | Included | 0 | 0 | 0 | 0
37 | 7000020907 | 20 | 90 | 370 | SERVICE -MAIN NTAMC | 170004144 | 998734 |  | 18% |  | INSTALL.WORKSTATION AS PER TS | EA | 52 |  | Included | 0 | 0 | 0 | 0
38 | 7000020907 | 20 | 90 | 380 | SERVICE -MAIN NTAMC | 170004145 | 998734 |  | 18% |  | INSTALL.TYPE-1 TFT MONITOR WITH STAND ON WHEELS | EA | 3 |  | Included | 0 | 0 | 0 | 0
39 | 7000020907 | 20 | 90 | 390 | SERVICE -MAIN NTAMC | 170004146 | 998734 |  | 18% |  | INSTALL.TYPE-2 TFT MONITOR AS PER TS | EA | 6 |  | Included | 0 | 0 | 0 | 0
40 | 7000020907 | 20 | 90 | 400 | SERVICE -MAIN NTAMC | 170004147 | 998734 |  | 18% |  | INSTALL.TYPE-3 TFT MONITOR AS PER TS | EA | 113 |  | Included | 0 | 0 | 0 | 0
41 | 7000020907 | 20 | 90 | 410 | SERVICE -MAIN NTAMC | 170004080 | 998734 |  | 18% |  | INSTALLATION OF HIGH END VOIP PHONE | EA | 15 |  | Included | 0 | 0 | 0 | 0
42 | 7000020907 | 20 | 90 | 420 | SERVICE -MAIN NTAMC | 170004081 | 998734 |  | 18% |  | INSTALLATION OF LOW END VOIP PHONE | EA | 5 |  | Included | 0 | 0 | 0 | 0
43 | 7000020907 | 20 | 90 | 430 | SERVICE -MAIN NTAMC | 170004082 | 998734 |  | 18% |  | INSTALLATION OF CARTRIDGE MAGNETIC TAPE UNIT | LOT | 1 |  | Included | 0 | 0 | 0 | 0
44 | 7000020907 | 20 | 90 | 440 | SERVICE -MAIN NTAMC | 170004083 | 998734 |  | 18% |  | INSTALLATION OF NETWORK PANEL | EA | 2 |  | Included | 0 | 0 | 0 | 0
45 | 7000020907 | 20 | 90 | 450 | SERVICE -MAIN NTAMC | 170004084 | 998734 |  | 18% |  | INSTALLATION OF SERVER RACK PANEL WITH KVM UNIT | EA | 6 |  | Included | 0 | 0 | 0 | 0
46 | 7000020907 | 20 | 90 | 460 | SERVICE -MAIN NTAMC | 170003713 | 998736 |  | 18% |  | DIGITAL DISPLAY FOR DATE | NO | 1 |  | Included | 0 | 0 | 0 | 0
47 | 7000020907 | 20 | 90 | 470 | SERVICE -MAIN NTAMC | 170001322 | 998734 |  | 18% |  | Computer System Hardware - Digital Display for Time | EA | 1 |  | Included | 0 | 0 | 0 | 0
48 | 7000020907 | 20 | 90 | 480 | SERVICE -MAIN NTAMC | 170001323 | 998734 |  | 18% |  | Computer System Hardware - Digital Display for Frequency | EA | 1 |  | Included | 0 | 0 | 0 | 0
49 | 7000020907 | 20 | 90 | 490 | SERVICE -MAIN NTAMC | 170004085 | 998734 |  | 18% |  | INSTALLATION OF LAPTOP FOR MAINTENANCE | EA | 4 |  | Included | 0 | 0 | 0 | 0
50 | 7000020907 | 20 | 90 | 500 | SERVICE -MAIN NTAMC | 170004086 | 998734 |  | 18% |  | INSTALLATION OF DIRECT VIEW LED WALL AS PER TS | M2 | 17 |  | Included | 0 | 0 | 0 | 0
51 | 7000020907 | 20 | 90 | 510 | SERVICE -MAIN NTAMC | 170004086 | 998734 |  | 18% |  | INSTALLATION OF DIRECT VIEW LED WALL AS PER TS | M2 | 17 |  | Included | 0 | 0 | 0 | 0
52 | 7000020907 | 20 | 90 | 520 | SERVICE -MAIN NTAMC | 170004086 | 998734 |  | 18% |  | INSTALLATION OF DIRECT VIEW LED WALL AS PER TS | M2 | 17 |  | Included | 0 | 0 | 0 | 0
53 | 7000020907 | 20 | 90 | 530 | SERVICE -MAIN NTAMC | 170004086 | 998734 |  | 18% |  | INSTALLATION OF DIRECT VIEW LED WALL AS PER TS | M2 | 17 |  | Included | 0 | 0 | 0 | 0
54 | 7000020907 | 20 | 90 | 540 | SERVICE -MAIN NTAMC | 170004086 | 998734 |  | 18% |  | INSTALLATION OF DIRECT VIEW LED WALL AS PER TS | M2 | 17 |  | Included | 0 | 0 | 0 | 0
55 | 7000020907 | 20 | 90 | 550 | SERVICE -MAIN NTAMC | 170004086 | 998734 |  | 18% |  | INSTALLATION OF DIRECT VIEW LED WALL AS PER TS | M2 | 17 |  | Included | 0 | 0 | 0 | 0
56 | 7000020907 | 20 | 90 | 560 | SERVICE -MAIN NTAMC | 170003249 | 998734 |  | 18% |  | WORKSTATION DESK | EA | 12 |  | Included | 0 | 0 | 0 | 0
57 | 7000020907 | 20 | 90 | 570 | SERVICE -MAIN NTAMC | 170003250 | 998734 |  | 18% |  | Furnitures- Chairs | EA | 12 |  | Included | 0 | 0 | 0 | 0
58 | 7000020907 | 20 | 90 | 580 | SERVICE -MAIN NTAMC | 170003251 | 998734 |  | 18% |  | FURNITURE - Fireproof Software storage box | EA | 1 |  | Included | 0 | 0 | 0 | 0
59 | 7000020907 | 20 | 90 | 590 | SERVICE -MAIN NTAMC | 170003707 | 998736 |  | 18% |  | 80 KVA (64 KW AT 0.8 PF) UPS (RUNNING IN PARALLEL) | NO | 2 |  | Included | 0 | 0 | 0 | 0
60 | 7000020907 | 20 | 90 | 600 | SERVICE -MAIN NTAMC | 170003744 | 998736 |  | 18% |  | VRLA TYPE BATTERY BANKS (EACH BANK OF AT LEAST 153.6 KVAH CAPACITY) FOR ABOVE UPS | NO | 2 |  | Included | 0 | 0 | 0 | 0
61 | 7000020907 | 20 | 90 | 610 | SERVICE -MAIN NTAMC | 170004090 | 998734 |  | 18% |  | INSTALLATION OF UPS MONITORING SYSTEM | LOT | 1 |  | Included | 0 | 0 | 0 | 0
62 | 7000020907 | 20 | 90 | 620 | SERVICE -MAIN NTAMC | 100035600 | 995461 |  | 18% |  | INSTALLATION OF POWER CABLE (XLPE & PVC INSULATED) | LOT | 1 |  | Included | 0 | 0 | 0 | 0
63 | 7000020907 | 20 | 90 | 630 | SERVICE -MAIN NTAMC | 100035601 | 998739 |  | 18% |  | INSTALLATION OF COMMUNICATION CABLES | LOT | 1 |  | Included | 0 | 0 | 0 | 0
64 | 7000020907 | 20 | 90 | 640 | SERVICE -MAIN NTAMC | 170004093 | 998734 |  | 18% |  | INSTALLATION OF COLOUR LASER CUM MULTI-FUNCTION PRINTER | EA | 1 |  | Included | 0 | 0 | 0 | 0
65 | 7000020907 | 20 | 90 | 650 | SERVICE -MAIN NTAMC | 170004094 | 998734 |  | 18% |  | INSTALLATION OF SCADA | LOT | 1 |  | Included | 0 | 0 | 0 | 0
66 | 7000020907 | 20 | 90 | 660 | SERVICE -MAIN NTAMC | 170004095 | 998734 |  | 18% |  | INSTALLATION OF FRONT-END SOFTWARE SERVER APPLICATION | LOT | 1 |  | Included | 0 | 0 | 0 | 0
67 | 7000020907 | 20 | 90 | 670 | SERVICE -MAIN NTAMC | 170003216 | 998734 |  | 18% |  | Application Software - Identity Management Software | LOT | 1 |  | Included | 0 | 0 | 0 | 0
68 | 7000020907 | 20 | 90 | 680 | SERVICE -MAIN NTAMC | 170004097 | 998734 |  | 18% |  | INSTALLATION OF SOFTWARE-DEVELOPMENT SYSTEM | LOT | 1 |  | Included | 0 | 0 | 0 | 0
69 | 7000020907 | 20 | 90 | 690 | SERVICE -MAIN NTAMC | 170004148 | 998734 |  | 18% |  | INSTALLATION OF SOFTWARE FOR HOSTING CUSTOM APPLICATION | LOT | 1 |  | Included | 0 | 0 | 0 | 0
70 | 7000020907 | 20 | 90 | 700 | SERVICE -MAIN NTAMC | 170004099 | 998734 |  | 18% |  | INSTALLATION OF E-MAIL APPLICATION | LOT | 1 |  | Included | 0 | 0 | 0 | 0
71 | 7000020907 | 20 | 90 | 710 | SERVICE -MAIN NTAMC | 170001291 | 998734 |  | 18% |  | Application Software -Network Management System | LOT | 1 |  | Included | 0 | 0 | 0 | 0
72 | 7000020907 | 20 | 90 | 720 | SERVICE -MAIN NTAMC | 170004100 | 998734 |  | 18% |  | INSTALLATION OF SOFTWARE FOR DATA HISTORIAN | LOT | 1 |  | Included | 0 | 0 | 0 | 0
73 | 7000020907 | 20 | 90 | 730 | SERVICE -MAIN NTAMC | 170004101 | 998734 |  | 18% |  | INSTALLATION OF ARCHIVE & CONFIGURATION SOFTWARE | LOT | 1 |  | Included | 0 | 0 | 0 | 0
74 | 7000020907 | 20 | 90 | 740 | SERVICE -MAIN NTAMC | 170002973 | 998734 |  | 18% |  | NAS Software | LOT | 1 |  | Included | 0 | 0 | 0 | 0
75 | 7000020907 | 20 | 90 | 750 | SERVICE -MAIN NTAMC | 170004149 | 998734 |  | 18% |  | INSTALLATION OF OTS SOFTWARE | LOT | 1 |  | Included | 0 | 0 | 0 | 0
76 | 7000020907 | 20 | 90 | 760 | SERVICE -MAIN NTAMC | 170001099 | 998734 |  | 18% |  | Application Software - ICCP Communication | LOT | 1 |  | Included | 0 | 0 | 0 | 0
77 | 7000020907 | 20 | 90 | 770 | SERVICE -MAIN NTAMC | 170001293 | 998734 |  | 18% |  | Software for SAN | LOT | 1 |  | Included | 0 | 0 | 0 | 0
78 | 7000020907 | 20 | 90 | 780 | SERVICE -MAIN NTAMC | 170004102 | 998734 |  | 18% |  | INSTALLATION OF RAS SOFTWARE FOR DR ACQUISITION | LOT | 1 |  | Included | 0 | 0 | 0 | 0
79 | 7000020907 | 20 | 90 | 790 | SERVICE -MAIN NTAMC | 170004376 | 998734 |  | 18% |  | INSTALLATION OF RAS SOFTWARE FOR REMOTE PARAMETERIZATION | LOT | 1 |  | Included | 0 | 0 | 0 | 0
80 | 7000020907 | 20 | 90 | 800 | SERVICE -MAIN NTAMC | 170004136 | 998734 |  | 18% |  | INSTALL. AFAS SOFTWARE | LOT | 1 |  | Included | 0 | 0 | 0 | 0
81 | 7000020907 | 20 | 90 | 810 | SERVICE -MAIN NTAMC | 170004103 | 998734 |  | 18% |  | INSTALLATION OF VMS APPLICATION SOFTWARE | LOT | 1 |  | Included | 0 | 0 | 0 | 0
82 | 7000020907 | 20 | 90 | 820 | SERVICE -MAIN NTAMC | 170004104 | 998734 |  | 18% |  | INSTALLATION OF HIDS APPLICATION SOFTWARE | LOT | 1 |  | Included | 0 | 0 | 0 | 0
83 | 7000020907 | 20 | 90 | 830 | SERVICE -MAIN NTAMC | 170004105 | 998734 |  | 18% |  | INSTALLATION OF ANTIVIRUS SOFTWARE | LOT | 1 |  | Included | 0 | 0 | 0 | 0
84 | 7000020907 | 20 | 90 | 840 | SERVICE -MAIN NTAMC | 170004106 | 998734 |  | 18% |  | INSTALLATION OF ENDPOINT DETECTION & RESPONSE SOLUTION | LOT | 1 |  | Included | 0 | 0 | 0 | 0
85 | 7000020907 | 20 | 90 | 850 | SERVICE -MAIN NTAMC | 170003710 | 998736 |  | 18% |  | APPLICATION WHITELISTING TOOL | LOT | 1 |  | Included | 0 | 0 | 0 | 0
86 | 7000020907 | 20 | 90 | 860 | SERVICE -MAIN NTAMC | 170004107 | 998734 |  | 18% |  | INSTALLATION OF VOIP APPLICATION SOFTWARE | LOT | 1 |  | Included | 0 | 0 | 0 | 0
87 | 7000020907 | 20 | 90 | 870 | SERVICE -MAIN NTAMC | 170004108 | 998734 |  | 18% |  | INSTALLATION OF VOICE RECORDING SOFTWARE | LOT | 1 |  | Included | 0 | 0 | 0 | 0
88 | 7000020907 | 20 | 90 | 880 | SERVICE -MAIN NTAMC | 170004109 | 998734 |  | 18% |  | INSTALLATION OF INVENTORY MANAGEMENT SOFTWARE | LOT | 1 |  | Included | 0 | 0 | 0 | 0
89 | 7000020907 | 20 | 90 | 890 | SERVICE -MAIN NTAMC | 170003736 | 998736 |  | 18% |  | PATCH MANAGEMENT SOFTWARE | LOT | 1 |  | Included | 0 | 0 | 0 | 0
90 | 7000020907 | 20 | 90 | 900 | SERVICE -MAIN NTAMC | 170004110 | 998734 |  | 18% |  | INSTALLATION OF MS OFFICE SOFTWARE | EA | 70 |  | Included | 0 | 0 | 0 | 0
91 | 7000020907 | 20 | 90 | 910 | SERVICE -MAIN NTAMC | 170003715 | 998736 |  | 18% |  | DISMANTLING OF EXISTING SCADA SYSTEM | LOT | 1 |  | Included | 0 | 0 | 0 | 0
92 | 7000020907 | 20 | 90 | 920 | SERVICE -MAIN NTAMC | 170004116 | 998734 |  | 18% |  | INTEGRATION OF NEW SUBSTATION -SCADA | EA | 300 |  | Included | 0 | 0 | 0 | 0
93 | 7000020907 | 20 | 90 | 930 | SERVICE -MAIN NTAMC | 170004122 | 998734 |  | 18% |  | INTEGRATION OF NEW SUBSTATION -RAS | EA | 300 |  | Included | 0 | 0 | 0 | 0
94 | 7000020907 | 20 | 90 | 940 | SERVICE -MAIN NTAMC | 170004125 | 998734 |  | 18% |  | INTEGRATION OF NEW SUBSTATION -AFAS | EA | 300 |  | Included | 0 | 0 | 0 | 0
95 | 7000020907 | 20 | 90 | 950 | SERVICE -MAIN NTAMC | 170004151 | 998734 |  | 18% |  | INTEGRATION OF SUBSTATION WITH VISUAL MONITORING SYSTEM | EA | 300 |  | Included | 0 | 0 | 0 | 0
| (II) | BACK UP NTAMC | [18 empty] | Amount after Discount (Rs.) |  | Dis Alert | Amount after MPD (Rs.)
1 | 7000020907 | 940 | 80 | 10 | SERVICE -BACK UP NTAMC | 170004392 | 998734 |  | 18% |  | INSTALLATION OF TYPE-1 ROUTER AS PER TS | EA | 2 |  | Included | 0 | 0 | 0 | 0
2 | 7000020907 | 940 | 80 | 20 | SERVICE -BACK UP NTAMC | 170004393 | 998734 |  | 18% |  | INSTALLATION OF TYPE-2 ROUTER AS PER TS | EA | 2 |  | Included | 0 | 0 | 0 | 0
3 | 7000020907 | 940 | 80 | 30 | SERVICE -BACK UP NTAMC | 170004049 | 998734 |  | 18% |  | INSTALLATION OF MANAGED LAN L3 TYPE-1 | EA | 24 |  | Included | 0 | 0 | 0 | 0
4 | 7000020907 | 940 | 80 | 40 | SERVICE -BACK UP NTAMC | 170004050 | 998734 |  | 18% |  | INSTALLATION OF MANAGED LAN L3 TYPE-2 | EA | 4 |  | Included | 0 | 0 | 0 | 0
5 | 7000020907 | 940 | 80 | 50 | SERVICE -BACK UP NTAMC | 170004051 | 998734 |  | 18% |  | INSTALLATION OF COPPER SFP FOR LAN | EA | 153 |  | Included | 0 | 0 | 0 | 0
6 | 7000020907 | 940 | 80 | 60 | SERVICE -BACK UP NTAMC | 170004052 | 998734 |  | 18% |  | INSTALLATION OF FIBER OPTIC SFP FOR LAN | EA | 615 |  | Included | 0 | 0 | 0 | 0
7 | 7000020907 | 940 | 80 | 70 | SERVICE -BACK UP NTAMC | 170004053 | 998734 |  | 18% |  | INSTALLATION OF NETWORK INTRUSION PREVENTION SYSTEM (NIPS) | LOT | 2 |  | Included | 0 | 0 | 0 | 0
8 | 7000020907 | 940 | 80 | 80 | SERVICE -BACK UP NTAMC | 170004054 | 998734 |  | 18% |  | INSTALLATION OF FIREWALL-TYPE-I | EA | 4 |  | Included | 0 | 0 | 0 | 0
9 | 7000020907 | 940 | 80 | 90 | SERVICE -BACK UP NTAMC | 170004055 | 998734 |  | 18% |  | INSTALLATION OF FIREWALL-TYPE-II | EA | 2 |  | Included | 0 | 0 | 0 | 0
10 | 7000020907 | 940 | 80 | 100 | SERVICE -BACK UP NTAMC | 170004056 | 998734 |  | 18% |  | INSTALLATION OF FIREWALL-TYPE-III | EA | 2 |  | Included | 0 | 0 | 0 | 0
11 | 7000020907 | 940 | 80 | 110 | SERVICE -BACK UP NTAMC | 170004057 | 998734 |  | 18% |  | INSTALLATION OF FIREWALL MANAGEMENT SERVER | EA | 2 |  | Included | 0 | 0 | 0 | 0
12 | 7000020907 | 940 | 80 | 120 | SERVICE -BACK UP NTAMC | 170004140 | 998734 |  | 18% |  | INSTALLATION OF IDENTITY MANAGEMENT SERVER | EA | 2 |  | Included | 0 | 0 | 0 | 0
13 | 7000020907 | 940 | 80 | 130 | SERVICE -BACK UP NTAMC | 170001304 | 998734 |  | 18% |  | Computer System Hardware - ICCP server | EA | 2 |  | Included | 0 | 0 | 0 | 0
14 | 7000020907 | 940 | 80 | 140 | SERVICE -BACK UP NTAMC | 170004059 | 998734 |  | 18% |  | INSTALLATION OF SCADA DATA SERVER | EA | 2 |  | Included | 0 | 0 | 0 | 0
15 | 7000020907 | 940 | 80 | 150 | SERVICE -BACK UP NTAMC | 170001306 | 998734 |  | 18% |  | Computer System Hardware - Communication Front End (CFE) | EA | 22 |  | Included | 0 | 0 | 0 | 0
16 | 7000020907 | 940 | 80 | 160 | SERVICE -BACK UP NTAMC | 170004060 | 998734 |  | 18% |  | INSTALLATION OF DEVELOPMENT SYSTEM | EA | 2 |  | Included | 0 | 0 | 0 | 0
17 | 7000020907 | 940 | 80 | 170 | SERVICE -BACK UP NTAMC | 170001328 | 998734 |  | 18% |  | Computer System Hardware - Data Replica Server | EA | 2 |  | Included | 0 | 0 | 0 | 0
18 | 7000020907 | 940 | 80 | 180 | SERVICE -BACK UP NTAMC | 170004062 | 998734 |  | 18% |  | INSTALLATION OF E-MAIL SERVERS | EA | 2 |  | Included | 0 | 0 | 0 | 0
19 | 7000020907 | 940 | 80 | 190 | SERVICE -BACK UP NTAMC | 170001305 | 998734 |  | 18% |  | Computer System Hardware - NMS server | EA | 2 |  | Included | 0 | 0 | 0 | 0
20 | 7000020907 | 940 | 80 | 200 | SERVICE -BACK UP NTAMC | 170004063 | 998734 |  | 18% |  | INSTALLATION OF ARCHIVE AND CONFIGURATION SERVERS | EA | 2 |  | Included | 0 | 0 | 0 | 0
21 | 7000020907 | 940 | 80 | 210 | SERVICE -BACK UP NTAMC | 170004141 | 998734 |  | 18% |  | INSTALLATION OF STORAGE SERVER NAS | EA | 2 |  | Included | 0 | 0 | 0 | 0
22 | 7000020907 | 940 | 80 | 220 | SERVICE -BACK UP NTAMC | 170003232 | 998734 |  | 18% |  | Computer System Hardware -Patch Management Server | EA | 2 |  | Included | 0 | 0 | 0 | 0
23 | 7000020907 | 940 | 80 | 230 | SERVICE -BACK UP NTAMC | 170004064 | 998734 |  | 18% |  | INSTALLATION OF DATA HISTORIAN SERVERS | EA | 2 |  | Included | 0 | 0 | 0 | 0
24 | 7000020907 | 940 | 80 | 240 | SERVICE -BACK UP NTAMC | 170004065 | 998734 |  | 18% |  | INSTALLATION OF HIDS SERVER | EA | 2 |  | Included | 0 | 0 | 0 | 0
25 | 7000020907 | 940 | 80 | 250 | SERVICE -BACK UP NTAMC | 170004066 | 998734 |  | 18% |  | INSTALLATION OF VIDEO SYSTEM SERVERS | EA | 2 |  | Included | 0 | 0 | 0 | 0
26 | 7000020907 | 940 | 80 | 260 | SERVICE -BACK UP NTAMC | 170004067 | 998734 |  | 18% |  | INSTALLATION OF RAS SERVERS | EA | 2 |  | Included | 0 | 0 | 0 | 0
27 | 7000020907 | 940 | 80 | 270 | SERVICE -BACK UP NTAMC | 170004068 | 998734 |  | 18% |  | INSTALLATION OF AFAS SERVERS | EA | 2 |  | Included | 0 | 0 | 0 | 0
28 | 7000020907 | 940 | 80 | 280 | SERVICE -BACK UP NTAMC | 170004069 | 998734 |  | 18% |  | INSTALLATION OF SIEM CORRELATION ENGINE | EA | 2 |  | Included | 0 | 0 | 0 | 0
29 | 7000020907 | 940 | 80 | 290 | SERVICE -BACK UP NTAMC | 170004069 | 998734 |  | 18% |  | INSTALLATION OF SIEM CORRELATION ENGINE | EA | 2 |  | Included | 0 | 0 | 0 | 0
30 | 7000020907 | 940 | 80 | 300 | SERVICE -BACK UP NTAMC | 170004071 | 998734 |  | 18% |  | INSTALLATION OF ADMINISTRATION CONSOLE SERVER | EA | 2 |  | Included | 0 | 0 | 0 | 0
31 | 7000020907 | 940 | 80 | 310 | SERVICE -BACK UP NTAMC | 170004072 | 998734 |  | 18% |  | INSTALL. VOIP COMMUNICATION SERVER | EA | 2 |  | Included | 0 | 0 | 0 | 0
32 | 7000020907 | 940 | 80 | 320 | SERVICE -BACK UP NTAMC | 170004073 | 998734 |  | 18% |  | INSTALLATION OF VOICE RECORDER | EA | 1 |  | Included | 0 | 0 | 0 | 0
33 | 7000020907 | 940 | 80 | 330 | SERVICE -BACK UP NTAMC | 170004074 | 998734 |  | 18% |  | INSTALLATION OF OTS SERVERS | EA | 2 |  | Included | 0 | 0 | 0 | 0
34 | 7000020907 | 940 | 80 | 340 | SERVICE -BACK UP NTAMC | 170004075 | 998734 |  | 18% |  | INSTALLATION OF SERVER FOR HOSTING CUSTOM APPLICATION | EA | 2 |  | Included | 0 | 0 | 0 | 0
35 | 7000020907 | 940 | 80 | 350 | SERVICE -BACK UP NTAMC | 170004076 | 998734 |  | 18% |  | INSTALLATION OF STORAGE SERVER SAN | EA | 2 |  | Included | 0 | 0 | 0 | 0
36 | 7000020907 | 940 | 80 | 360 | SERVICE -BACK UP NTAMC | 170003696 | 998734 |  | 18% |  | Time & Frequency System Navic based (with failback to GPS) | LOT | 2 |  | Included | 0 | 0 | 0 | 0
37 | 7000020907 | 940 | 80 | 370 | SERVICE -BACK UP NTAMC | 170004144 | 998734 |  | 18% |  | INSTALL.WORKSTATION AS PER TS | EA | 26 |  | Included | 0 | 0 | 0 | 0
38 | 7000020907 | 940 | 80 | 380 | SERVICE -BACK UP NTAMC | 170004145 | 998734 |  | 18% |  | INSTALL.TYPE-1 TFT MONITOR WITH STAND ON WHEELS | EA | 1 |  | Included | 0 | 0 | 0 | 0
39 | 7000020907 | 940 | 80 | 390 | SERVICE -BACK UP NTAMC | 170004146 | 998734 |  | 18% |  | INSTALL.TYPE-2 TFT MONITOR AS PER TS | EA | 4 |  | Included | 0 | 0 | 0 | 0
40 | 7000020907 | 940 | 80 | 400 | SERVICE -BACK UP NTAMC | 170004147 | 998734 |  | 18% |  | INSTALL.TYPE-3 TFT MONITOR AS PER TS | EA | 53 |  | Included | 0 | 0 | 0 | 0
41 | 7000020907 | 940 | 80 | 410 | SERVICE -BACK UP NTAMC | 170004080 | 998734 |  | 18% |  | INSTALLATION OF HIGH END VOIP PHONE | EA | 15 |  | Included | 0 | 0 | 0 | 0
42 | 7000020907 | 940 | 80 | 420 | SERVICE -BACK UP NTAMC | 170004081 | 998734 |  | 18% |  | INSTALLATION OF LOW END VOIP PHONE | EA | 5 |  | Included | 0 | 0 | 0 | 0
43 | 7000020907 | 940 | 80 | 430 | SERVICE -BACK UP NTAMC | 170004082 | 998734 |  | 18% |  | INSTALLATION OF CARTRIDGE MAGNETIC TAPE UNIT | LOT | 1 |  | Included | 0 | 0 | 0 | 0
44 | 7000020907 | 940 | 80 | 440 | SERVICE -BACK UP NTAMC | 170004083 | 998734 |  | 18% |  | INSTALLATION OF NETWORK PANEL | EA | 2 |  | Included | 0 | 0 | 0 | 0
45 | 7000020907 | 940 | 80 | 450 | SERVICE -BACK UP NTAMC | 170004084 | 998734 |  | 18% |  | INSTALLATION OF SERVER RACK PANEL WITH KVM UNIT | EA | 6 |  | Included | 0 | 0 | 0 | 0
46 | 7000020907 | 940 | 80 | 460 | SERVICE -BACK UP NTAMC | 170003713 | 998736 |  | 18% |  | DIGITAL DISPLAY FOR DATE | NO | 1 |  | Included | 0 | 0 | 0 | 0
47 | 7000020907 | 940 | 80 | 470 | SERVICE -BACK UP NTAMC | 170001322 | 998734 |  | 18% |  | Computer System Hardware - Digital Display for Time | EA | 1 |  | Included | 0 | 0 | 0 | 0
48 | 7000020907 | 940 | 80 | 480 | SERVICE -BACK UP NTAMC | 170001323 | 998734 |  | 18% |  | Computer System Hardware - Digital Display for Frequency | EA | 1 |  | Included | 0 | 0 | 0 | 0
49 | 7000020907 | 940 | 80 | 490 | SERVICE -BACK UP NTAMC | 170004085 | 998734 |  | 18% |  | INSTALLATION OF LAPTOP FOR MAINTENANCE | EA | 2 |  | Included | 0 | 0 | 0 | 0
50 | 7000020907 | 940 | 80 | 500 | SERVICE -BACK UP NTAMC | 170004086 | 998734 |  | 18% |  | INSTALLATION OF DIRECT VIEW LED WALL AS PER TS | M2 | 17 |  | Included | 0 | 0 | 0 | 0
51 | 7000020907 | 940 | 80 | 510 | SERVICE -BACK UP NTAMC | 170003249 | 998734 |  | 18% |  | WORKSTATION DESK | EA | 6 |  | Included | 0 | 0 | 0 | 0
52 | 7000020907 | 940 | 80 | 520 | SERVICE -BACK UP NTAMC | 170003250 | 998734 |  | 18% |  | Furnitures- Chairs | EA | 6 |  | Included | 0 | 0 | 0 | 0
53 | 7000020907 | 940 | 80 | 530 | SERVICE -BACK UP NTAMC | 170003251 | 998734 |  | 18% |  | FURNITURE - Fireproof Software storage box | EA | 1 |  | Included | 0 | 0 | 0 | 0
54 | 7000020907 | 940 | 80 | 540 | SERVICE -BACK UP NTAMC | 170003706 | 998736 |  | 18% |  | 60 KVA (48 KW AT 0.8 PF) UPS (RUNNING IN PARALLEL) | NO | 2 |  | Included | 0 | 0 | 0 | 0
55 | 7000020907 | 940 | 80 | 550 | SERVICE -BACK UP NTAMC | 170000044 | 998713 |  | 18% |  | Installation of VRLA type Battery banksfor UPS (each bank of atleast 115.2kVAH) | LOT | 2 |  | Included | 0 | 0 | 0 | 0
56 | 7000020907 | 940 | 80 | 560 | SERVICE -BACK UP NTAMC | 170004090 | 998734 |  | 18% |  | INSTALLATION OF UPS MONITORING SYSTEM | LOT | 1 |  | Included | 0 | 0 | 0 | 0
57 | 7000020907 | 940 | 80 | 570 | SERVICE -BACK UP NTAMC | 100035600 | 995461 |  | 18% |  | INSTALLATION OF POWER CABLE (XLPE & PVC INSULATED) | LOT | 1 |  | Included | 0 | 0 | 0 | 0
58 | 7000020907 | 940 | 80 | 580 | SERVICE -BACK UP NTAMC | 100035601 | 998739 |  | 18% |  | INSTALLATION OF COMMUNICATION CABLES | LOT | 1 |  | Included | 0 | 0 | 0 | 0
59 | 7000020907 | 940 | 80 | 590 | SERVICE -BACK UP NTAMC | 170004093 | 998734 |  | 18% |  | INSTALLATION OF COLOUR LASER CUM MULTI-FUNCTION PRINTER | EA | 1 |  | Included | 0 | 0 | 0 | 0
60 | 7000020907 | 940 | 80 | 600 | SERVICE -BACK UP NTAMC | 170004094 | 998734 |  | 18% |  | INSTALLATION OF SCADA | LOT | 1 |  | Included | 0 | 0 | 0 | 0
61 | 7000020907 | 940 | 80 | 610 | SERVICE -BACK UP NTAMC | 170004095 | 998734 |  | 18% |  | INSTALLATION OF FRONT-END SOFTWARE SERVER APPLICATION | LOT | 1 |  | Included | 0 | 0 | 0 | 0
62 | 7000020907 | 940 | 80 | 620 | SERVICE -BACK UP NTAMC | 170003216 | 998734 |  | 18% |  | Application Software - Identity Management Software | LOT | 1 |  | Included | 0 | 0 | 0 | 0
63 | 7000020907 | 940 | 80 | 630 | SERVICE -BACK UP NTAMC | 170004097 | 998734 |  | 18% |  | INSTALLATION OF SOFTWARE-DEVELOPMENT SYSTEM | LOT | 1 |  | Included | 0 | 0 | 0 | 0
64 | 7000020907 | 940 | 80 | 640 | SERVICE -BACK UP NTAMC | 170004148 | 998734 |  | 18% |  | INSTALLATION OF SOFTWARE FOR HOSTING CUSTOM APPLICATION | LOT | 1 |  | Included | 0 | 0 | 0 | 0
65 | 7000020907 | 940 | 80 | 650 | SERVICE -BACK UP NTAMC | 170004099 | 998734 |  | 18% |  | INSTALLATION OF E-MAIL APPLICATION | LOT | 1 |  | Included | 0 | 0 | 0 | 0
66 | 7000020907 | 940 | 80 | 660 | SERVICE -BACK UP NTAMC | 170001291 | 998734 |  | 18% |  | Application Software -Network Management System | LOT | 1 |  | Included | 0 | 0 | 0 | 0
67 | 7000020907 | 940 | 80 | 670 | SERVICE -BACK UP NTAMC | 170004100 | 998734 |  | 18% |  | INSTALLATION OF SOFTWARE FOR DATA HISTORIAN | LOT | 1 |  | Included | 0 | 0 | 0 | 0
68 | 7000020907 | 940 | 80 | 680 | SERVICE -BACK UP NTAMC | 170004101 | 998734 |  | 18% |  | INSTALLATION OF ARCHIVE & CONFIGURATION SOFTWARE | LOT | 1 |  | Included | 0 | 0 | 0 | 0
69 | 7000020907 | 940 | 80 | 690 | SERVICE -BACK UP NTAMC | 170002973 | 998734 |  | 18% |  | NAS Software | LOT | 1 |  | Included | 0 | 0 | 0 | 0
70 | 7000020907 | 940 | 80 | 700 | SERVICE -BACK UP NTAMC | 170004149 | 998734 |  | 18% |  | INSTALLATION OF OTS SOFTWARE | LOT | 1 |  | Included | 0 | 0 | 0 | 0
71 | 7000020907 | 940 | 80 | 710 | SERVICE -BACK UP NTAMC | 170001099 | 998734 |  | 18% |  | Application Software - ICCP Communication | LOT | 1 |  | Included | 0 | 0 | 0 | 0
72 | 7000020907 | 940 | 80 | 720 | SERVICE -BACK UP NTAMC | 170001293 | 998734 |  | 18% |  | Software for SAN | LOT | 1 |  | Included | 0 | 0 | 0 | 0
73 | 7000020907 | 940 | 80 | 730 | SERVICE -BACK UP NTAMC | 170004102 | 998734 |  | 18% |  | INSTALLATION OF RAS SOFTWARE FOR DR ACQUISITION | LOT | 1 |  | Included | 0 | 0 | 0 | 0
74 | 7000020907 | 940 | 80 | 740 | SERVICE -BACK UP NTAMC | 170004376 | 998734 |  | 18% |  | INSTALLATION OF RAS SOFTWARE FOR REMOTE PARAMETERIZATION | LOT | 1 |  | Included | 0 | 0 | 0 | 0
75 | 7000020907 | 940 | 80 | 750 | SERVICE -BACK UP NTAMC | 170004136 | 998734 |  | 18% |  | INSTALL. AFAS SOFTWARE | LOT | 1 |  | Included | 0 | 0 | 0 | 0
76 | 7000020907 | 940 | 80 | 760 | SERVICE -BACK UP NTAMC | 170004103 | 998734 |  | 18% |  | INSTALLATION OF VMS APPLICATION SOFTWARE | LOT | 1 |  | Included | 0 | 0 | 0 | 0
77 | 7000020907 | 940 | 80 | 770 | SERVICE -BACK UP NTAMC | 170004104 | 998734 |  | 18% |  | INSTALLATION OF HIDS APPLICATION SOFTWARE | LOT | 1 |  | Included | 0 | 0 | 0 | 0
78 | 7000020907 | 940 | 80 | 780 | SERVICE -BACK UP NTAMC | 170004105 | 998734 |  | 18% |  | INSTALLATION OF ANTIVIRUS SOFTWARE | LOT | 1 |  | Included | 0 | 0 | 0 | 0
79 | 7000020907 | 940 | 80 | 790 | SERVICE -BACK UP NTAMC | 170004106 | 998734 |  | 18% |  | INSTALLATION OF ENDPOINT DETECTION & RESPONSE SOLUTION | LOT | 1 |  | Included | 0 | 0 | 0 | 0
80 | 7000020907 | 940 | 80 | 800 | SERVICE -BACK UP NTAMC | 170003710 | 998736 |  | 18% |  | APPLICATION WHITELISTING TOOL | LOT | 1 |  | Included | 0 | 0 | 0 | 0
81 | 7000020907 | 940 | 80 | 810 | SERVICE -BACK UP NTAMC | 170004107 | 998734 |  | 18% |  | INSTALLATION OF VOIP APPLICATION SOFTWARE | LOT | 1 |  | Included | 0 | 0 | 0 | 0
82 | 7000020907 | 940 | 80 | 820 | SERVICE -BACK UP NTAMC | 170004108 | 998734 |  | 18% |  | INSTALLATION OF VOICE RECORDING SOFTWARE | LOT | 1 |  | Included | 0 | 0 | 0 | 0
83 | 7000020907 | 940 | 80 | 830 | SERVICE -BACK UP NTAMC | 170004109 | 998734 |  | 18% |  | INSTALLATION OF INVENTORY MANAGEMENT SOFTWARE | LOT | 1 |  | Included | 0 | 0 | 0 | 0
84 | 7000020907 | 940 | 80 | 840 | SERVICE -BACK UP NTAMC | 170003736 | 998736 |  | 18% |  | PATCH MANAGEMENT SOFTWARE | LOT | 1 |  | Included | 0 | 0 | 0 | 0
85 | 7000020907 | 940 | 80 | 850 | SERVICE -BACK UP NTAMC | 170004110 | 998734 |  | 18% |  | INSTALLATION OF MS OFFICE SOFTWARE | EA | 40 |  | Included | 0 | 0 | 0 | 0
86 | 7000020907 | 940 | 80 | 860 | SERVICE -BACK UP NTAMC | 170003715 | 998736 |  | 18% |  | DISMANTLING OF EXISTING SCADA SYSTEM | LOT | 1 |  | Included | 0 | 0 | 0 | 0
| (III) | NR1 CLIENT RTAMC | [18 empty] | Amount after Discount (Rs.) |  | Dis Alert | Amount after MPD (Rs.)
1 | 7000020907 | 1820 | 90 | 10 | SERVICE -NR1 CLIENT RTAMC | 170004393 | 998734 |  | 18% |  | INSTALLATION OF TYPE-2 ROUTER AS PER TS | EA | 2 |  | Included | 0 | 0 | 0 | 0
2 | 7000020907 | 1820 | 90 | 20 | SERVICE -NR1 CLIENT RTAMC | 170004049 | 998734 |  | 18% |  | INSTALLATION OF MANAGED LAN L3 TYPE-1 | EA | 6 |  | Included | 0 | 0 | 0 | 0
3 | 7000020907 | 1820 | 90 | 30 | SERVICE -NR1 CLIENT RTAMC | 170004051 | 998734 |  | 18% |  | INSTALLATION OF COPPER SFP FOR LAN | EA | 144 |  | Included | 0 | 0 | 0 | 0
4 | 7000020907 | 1820 | 90 | 40 | SERVICE -NR1 CLIENT RTAMC | 170004056 | 998734 |  | 18% |  | INSTALLATION OF FIREWALL-TYPE-III | EA | 2 |  | Included | 0 | 0 | 0 | 0
5 | 7000020907 | 1820 | 90 | 50 | SERVICE -NR1 CLIENT RTAMC | 170004144 | 998734 |  | 18% |  | INSTALL.WORKSTATION AS PER TS | EA | 13 |  | Included | 0 | 0 | 0 | 0
6 | 7000020907 | 1820 | 90 | 60 | SERVICE -NR1 CLIENT RTAMC | 170004145 | 998734 |  | 18% |  | INSTALL.TYPE-1 TFT MONITOR WITH STAND ON WHEELS | EA | 1 |  | Included | 0 | 0 | 0 | 0
7 | 7000020907 | 1820 | 90 | 70 | SERVICE -NR1 CLIENT RTAMC | 170004146 | 998734 |  | 18% |  | INSTALL.TYPE-2 TFT MONITOR AS PER TS | EA | 4 |  | Included | 0 | 0 | 0 | 0
8 | 7000020907 | 1820 | 90 | 80 | SERVICE -NR1 CLIENT RTAMC | 170004147 | 998734 |  | 18% |  | INSTALL.TYPE-3 TFT MONITOR AS PER TS | EA | 24 |  | Included | 0 | 0 | 0 | 0
9 | 7000020907 | 1820 | 90 | 90 | SERVICE -NR1 CLIENT RTAMC | 170004080 | 998734 |  | 18% |  | INSTALLATION OF HIGH END VOIP PHONE | EA | 1 |  | Included | 0 | 0 | 0 | 0
10 | 7000020907 | 1820 | 90 | 100 | SERVICE -NR1 CLIENT RTAMC | 170004081 | 998734 |  | 18% |  | INSTALLATION OF LOW END VOIP PHONE | EA | 1 |  | Included | 0 | 0 | 0 | 0
11 | 7000020907 | 1820 | 90 | 110 | SERVICE -NR1 CLIENT RTAMC | 170004083 | 998734 |  | 18% |  | INSTALLATION OF NETWORK PANEL | EA | 1 |  | Included | 0 | 0 | 0 | 0
12 | 7000020907 | 1820 | 90 | 120 | SERVICE -NR1 CLIENT RTAMC | 170004073 | 998734 |  | 18% |  | INSTALLATION OF VOICE RECORDER | EA | 1 |  | Included | 0 | 0 | 0 | 0
13 | 7000020907 | 1820 | 90 | 130 | SERVICE -NR1 CLIENT RTAMC | 170004108 | 998734 |  | 18% |  | INSTALLATION OF VOICE RECORDING SOFTWARE | LOT | 1 |  | Included | 0 | 0 | 0 | 0
14 | 7000020907 | 1820 | 90 | 140 | SERVICE -NR1 CLIENT RTAMC | 170004110 | 998734 |  | 18% |  | INSTALLATION OF MS OFFICE SOFTWARE | EA | 4 |  | Included | 0 | 0 | 0 | 0
15 | 7000020907 | 1820 | 90 | 150 | SERVICE -NR1 CLIENT RTAMC | 170004086 | 998734 |  | 18% |  | INSTALLATION OF DIRECT VIEW LED WALL AS PER TS | M2 | 17 |  | Included | 0 | 0 | 0 | 0
16 | 7000020907 | 1820 | 90 | 160 | SERVICE -NR1 CLIENT RTAMC | 170003249 | 998734 |  | 18% |  | WORKSTATION DESK | EA | 6 |  | Included | 0 | 0 | 0 | 0
17 | 7000020907 | 1820 | 90 | 170 | SERVICE -NR1 CLIENT RTAMC | 170003250 | 998734 |  | 18% |  | Furnitures- Chairs | EA | 6 |  | Included | 0 | 0 | 0 | 0
18 | 7000020907 | 1820 | 90 | 180 | SERVICE -NR1 CLIENT RTAMC | 170003008 | 998734 |  | 18% |  | 40 kVA (32kW at 0.8 pf) UPS running in parallel | EA | 2 |  | Included | 0 | 0 | 0 | 0
19 | 7000020907 | 1820 | 90 | 190 | SERVICE -NR1 CLIENT RTAMC | 170000045 | 998713 |  | 18% |  | VRLA type Battery banks for UPS (each bank of minimum 76.8 kVAH) | LOT | 2 |  | Included | 0 | 0 | 0 | 0
20 | 7000020907 | 1820 | 90 | 200 | SERVICE -NR1 CLIENT RTAMC | 170004090 | 998734 |  | 18% |  | INSTALLATION OF UPS MONITORING SYSTEM | LOT | 1 |  | Included | 0 | 0 | 0 | 0
21 | 7000020907 | 1820 | 90 | 210 | SERVICE -NR1 CLIENT RTAMC | 100035600 | 995461 |  | 18% |  | INSTALLATION OF POWER CABLE (XLPE & PVC INSULATED) | LOT | 1 |  | Included | 0 | 0 | 0 | 0
22 | 7000020907 | 1820 | 90 | 220 | SERVICE -NR1 CLIENT RTAMC | 100035601 | 998739 |  | 18% |  | INSTALLATION OF COMMUNICATION CABLES | LOT | 1 |  | Included | 0 | 0 | 0 | 0
23 | 7000020907 | 1820 | 90 | 230 | SERVICE -NR1 CLIENT RTAMC | 170004093 | 998734 |  | 18% |  | INSTALLATION OF COLOUR LASER CUM MULTI-FUNCTION PRINTER | EA | 1 |  | Included | 0 | 0 | 0 | 0
24 | 7000020907 | 1820 | 90 | 240 | SERVICE -NR1 CLIENT RTAMC | 170004144 | 998734 |  | 18% |  | INSTALL.WORKSTATION AS PER TS | EA | 126 |  | Included | 0 | 0 | 0 | 0
25 | 7000020907 | 1820 | 90 | 250 | SERVICE -NR1 CLIENT RTAMC | 170004112 | 998734 |  | 18% |  | INSTALLATION OF NVR WITH REQUIRED SOFTWARE AS PER TS | EA | 42 |  | Included | 0 | 0 | 0 | 0
26 | 7000020907 | 1820 | 90 | 260 | SERVICE -NR1 CLIENT RTAMC | 170004147 | 998734 |  | 18% |  | INSTALL.TYPE-3 TFT MONITOR AS PER TS | EA | 84 |  | Included | 0 | 0 | 0 | 0
27 | 7000020907 | 1820 | 90 | 270 | SERVICE -NR1 CLIENT RTAMC | 170004146 | 998734 |  | 18% |  | INSTALL.TYPE-2 TFT MONITOR AS PER TS | EA | 42 |  | Included | 0 | 0 | 0 | 0
28 | 7000020907 | 1820 | 90 | 280 | SERVICE -NR1 CLIENT RTAMC | 170004110 | 998734 |  | 18% |  | INSTALLATION OF MS OFFICE SOFTWARE | EA | 42 |  | Included | 0 | 0 | 0 | 0
29 | 7000020907 | 1820 | 90 | 290 | SERVICE -NR1 CLIENT RTAMC | 100035600 | 995461 |  | 18% |  | INSTALLATION OF POWER CABLE (XLPE & PVC INSULATED) | LOT | 42 |  | Included | 0 | 0 | 0 | 0
30 | 7000020907 | 1820 | 90 | 300 | SERVICE -NR1 CLIENT RTAMC | 100035601 | 998739 |  | 18% |  | INSTALLATION OF COMMUNICATION CABLES | LOT | 42 |  | Included | 0 | 0 | 0 | 0
| (IV) | NR2 CLIENT RTAMC | [18 empty] | Amount after Discount (Rs.) |  | Dis Alert | Amount after MPD (Rs.)
1 | 7000020907 | 2130 | 90 | 10 | SERVICE -NR2 CLIENT RTAMC | 170004393 | 998734 |  | 18% |  | INSTALLATION OF TYPE-2 ROUTER AS PER TS | EA | 2 |  | Included | 0 | 0 | 0 | 0
2 | 7000020907 | 2130 | 90 | 20 | SERVICE -NR2 CLIENT RTAMC | 170004049 | 998734 |  | 18% |  | INSTALLATION OF MANAGED LAN L3 TYPE-1 | EA | 6 |  | Included | 0 | 0 | 0 | 0
3 | 7000020907 | 2130 | 90 | 30 | SERVICE -NR2 CLIENT RTAMC | 170004051 | 998734 |  | 18% |  | INSTALLATION OF COPPER SFP FOR LAN | EA | 144 |  | Included | 0 | 0 | 0 | 0
4 | 7000020907 | 2130 | 90 | 40 | SERVICE -NR2 CLIENT RTAMC | 170004056 | 998734 |  | 18% |  | INSTALLATION OF FIREWALL-TYPE-III | EA | 2 |  | Included | 0 | 0 | 0 | 0
5 | 7000020907 | 2130 | 90 | 50 | SERVICE -NR2 CLIENT RTAMC | 170004144 | 998734 |  | 18% |  | INSTALL.WORKSTATION AS PER TS | EA | 13 |  | Included | 0 | 0 | 0 | 0
6 | 7000020907 | 2130 | 90 | 60 | SERVICE -NR2 CLIENT RTAMC | 170004145 | 998734 |  | 18% |  | INSTALL.TYPE-1 TFT MONITOR WITH STAND ON WHEELS | EA | 1 |  | Included | 0 | 0 | 0 | 0
7 | 7000020907 | 2130 | 90 | 70 | SERVICE -NR2 CLIENT RTAMC | 170004146 | 998734 |  | 18% |  | INSTALL.TYPE-2 TFT MONITOR AS PER TS | EA | 4 |  | Included | 0 | 0 | 0 | 0
8 | 7000020907 | 2130 | 90 | 80 | SERVICE -NR2 CLIENT RTAMC | 170004147 | 998734 |  | 18% |  | INSTALL.TYPE-3 TFT MONITOR AS PER TS | EA | 24 |  | Included | 0 | 0 | 0 | 0
9 | 7000020907 | 2130 | 90 | 90 | SERVICE -NR2 CLIENT RTAMC | 170004080 | 998734 |  | 18% |  | INSTALLATION OF HIGH END VOIP PHONE | EA | 1 |  | Included | 0 | 0 | 0 | 0
10 | 7000020907 | 2130 | 90 | 100 | SERVICE -NR2 CLIENT RTAMC | 170004081 | 998734 |  | 18% |  | INSTALLATION OF LOW END VOIP PHONE | EA | 1 |  | Included | 0 | 0 | 0 | 0
11 | 7000020907 | 2130 | 90 | 110 | SERVICE -NR2 CLIENT RTAMC | 170004083 | 998734 |  | 18% |  | INSTALLATION OF NETWORK PANEL | EA | 1 |  | Included | 0 | 0 | 0 | 0
12 | 7000020907 | 2130 | 90 | 120 | SERVICE -NR2 CLIENT RTAMC | 170004073 | 998734 |  | 18% |  | INSTALLATION OF VOICE RECORDER | EA | 1 |  | Included | 0 | 0 | 0 | 0
13 | 7000020907 | 2130 | 90 | 130 | SERVICE -NR2 CLIENT RTAMC | 170004108 | 998734 |  | 18% |  | INSTALLATION OF VOICE RECORDING SOFTWARE | LOT | 1 |  | Included | 0 | 0 | 0 | 0
14 | 7000020907 | 2130 | 90 | 140 | SERVICE -NR2 CLIENT RTAMC | 170004110 | 998734 |  | 18% |  | INSTALLATION OF MS OFFICE SOFTWARE | EA | 4 |  | Included | 0 | 0 | 0 | 0
15 | 7000020907 | 2130 | 90 | 150 | SERVICE -NR2 CLIENT RTAMC | 170004086 | 998734 |  | 18% |  | INSTALLATION OF DIRECT VIEW LED WALL AS PER TS | M2 | 17 |  | Included | 0 | 0 | 0 | 0
16 | 7000020907 | 2130 | 90 | 160 | SERVICE -NR2 CLIENT RTAMC | 170003249 | 998734 |  | 18% |  | WORKSTATION DESK | EA | 6 |  | Included | 0 | 0 | 0 | 0
17 | 7000020907 | 2130 | 90 | 170 | SERVICE -NR2 CLIENT RTAMC | 170003250 | 998734 |  | 18% |  | Furnitures- Chairs | EA | 6 |  | Included | 0 | 0 | 0 | 0
18 | 7000020907 | 2130 | 90 | 180 | SERVICE -NR2 CLIENT RTAMC | 170003008 | 998734 |  | 18% |  | 40 kVA (32kW at 0.8 pf) UPS running in parallel | EA | 2 |  | Included | 0 | 0 | 0 | 0
19 | 7000020907 | 2130 | 90 | 190 | SERVICE -NR2 CLIENT RTAMC | 170000045 | 998713 |  | 18% |  | VRLA type Battery banks for UPS (each bank of minimum 76.8 kVAH) | LOT | 2 |  | Included | 0 | 0 | 0 | 0
20 | 7000020907 | 2130 | 90 | 200 | SERVICE -NR2 CLIENT RTAMC | 170004090 | 998734 |  | 18% |  | INSTALLATION OF UPS MONITORING SYSTEM | LOT | 1 |  | Included | 0 | 0 | 0 | 0
21 | 7000020907 | 2130 | 90 | 210 | SERVICE -NR2 CLIENT RTAMC | 100035600 | 995461 |  | 18% |  | INSTALLATION OF POWER CABLE (XLPE & PVC INSULATED) | LOT | 1 |  | Included | 0 | 0 | 0 | 0
22 | 7000020907 | 2130 | 90 | 220 | SERVICE -NR2 CLIENT RTAMC | 100035601 | 998739 |  | 18% |  | INSTALLATION OF COMMUNICATION CABLES | LOT | 1 |  | Included | 0 | 0 | 0 | 0
23 | 7000020907 | 2130 | 90 | 230 | SERVICE -NR2 CLIENT RTAMC | 170004093 | 998734 |  | 18% |  | INSTALLATION OF COLOUR LASER CUM MULTI-FUNCTION PRINTER | EA | 1 |  | Included | 0 | 0 | 0 | 0
24 | 7000020907 | 2130 | 90 | 240 | SERVICE -NR2 CLIENT RTAMC | 170004144 | 998734 |  | 18% |  | INSTALL.WORKSTATION AS PER TS | EA | 78 |  | Included | 0 | 0 | 0 | 0
25 | 7000020907 | 2130 | 90 | 250 | SERVICE -NR2 CLIENT RTAMC | 170004112 | 998734 |  | 18% |  | INSTALLATION OF NVR WITH REQUIRED SOFTWARE AS PER TS | EA | 26 |  | Included | 0 | 0 | 0 | 0
26 | 7000020907 | 2130 | 90 | 260 | SERVICE -NR2 CLIENT RTAMC | 170004147 | 998734 |  | 18% |  | INSTALL.TYPE-3 TFT MONITOR AS PER TS | EA | 52 |  | Included | 0 | 0 | 0 | 0
27 | 7000020907 | 2130 | 90 | 270 | SERVICE -NR2 CLIENT RTAMC | 170004146 | 998734 |  | 18% |  | INSTALL.TYPE-2 TFT MONITOR AS PER TS | EA | 26 |  | Included | 0 | 0 | 0 | 0
28 | 7000020907 | 2130 | 90 | 280 | SERVICE -NR2 CLIENT RTAMC | 170004110 | 998734 |  | 18% |  | INSTALLATION OF MS OFFICE SOFTWARE | EA | 26 |  | Included | 0 | 0 | 0 | 0
29 | 7000020907 | 2130 | 90 | 290 | SERVICE -NR2 CLIENT RTAMC | 100035600 | 995461 |  | 18% |  | INSTALLATION OF POWER CABLE (XLPE & PVC INSULATED) | LOT | 26 |  | Included | 0 | 0 | 0 | 0
30 | 7000020907 | 2130 | 90 | 300 | SERVICE -NR2 CLIENT RTAMC | 100035601 | 998739 |  | 18% |  | INSTALLATION OF COMMUNICATION CABLES | LOT | 26 |  | Included | 0 | 0 | 0 | 0
31 | 7000020907 | 2130 | 90 | 310 | SERVICE -NR2 CLIENT RTAMC | 170003715 | 998736 |  | 18% |  | DISMANTLING OF EXISTING SCADA SYSTEM | LOT | 1 |  | Included | 0 | 0 | 0 | 0
| (V) | NR3 ELECTRICAL RTAMC | [18 empty] | Amount after Discount (Rs.) |  | Dis Alert | Amount after MPD (Rs.)
1 | 7000020907 | 2450 | 90 | 10 | SERVICE -NR3 ELECTRICAL RTAMC | 170004392 | 998734 |  | 18% |  | INSTALLATION OF TYPE-1 ROUTER AS PER TS | EA | 2 |  | Included | 0 | 0 | 0 | 0
2 | 7000020907 | 2450 | 90 | 20 | SERVICE -NR3 ELECTRICAL RTAMC | 170004049 | 998734 |  | 18% |  | INSTALLATION OF MANAGED LAN L3 TYPE-1 | EA | 8 |  | Included | 0 | 0 | 0 | 0
3 | 7000020907 | 2450 | 90 | 30 | SERVICE -NR3 ELECTRICAL RTAMC | 170004050 | 998734 |  | 18% |  | INSTALLATION OF MANAGED LAN L3 TYPE-2 | EA | 4 |  | Included | 0 | 0 | 0 | 0
4 | 7000020907 | 2450 | 90 | 40 | SERVICE -NR3 ELECTRICAL RTAMC | 170004051 | 998734 |  | 18% |  | INSTALLATION OF COPPER SFP FOR LAN | EA | 76 |  | Included | 0 | 0 | 0 | 0
5 | 7000020907 | 2450 | 90 | 50 | SERVICE -NR3 ELECTRICAL RTAMC | 170004052 | 998734 |  | 18% |  | INSTALLATION OF FIBER OPTIC SFP FOR LAN | EA | 308 |  | Included | 0 | 0 | 0 | 0
6 | 7000020907 | 2450 | 90 | 60 | SERVICE -NR3 ELECTRICAL RTAMC | 170004053 | 998734 |  | 18% |  | INSTALLATION OF NETWORK INTRUSION PREVENTION SYSTEM (NIPS) | LOT | 2 |  | Included | 0 | 0 | 0 | 0
7 | 7000020907 | 2450 | 90 | 70 | SERVICE -NR3 ELECTRICAL RTAMC | 170004054 | 998734 |  | 18% |  | INSTALLATION OF FIREWALL-TYPE-I | EA | 2 |  | Included | 0 | 0 | 0 | 0
8 | 7000020907 | 2450 | 90 | 80 | SERVICE -NR3 ELECTRICAL RTAMC | 170004055 | 998734 |  | 18% |  | INSTALLATION OF FIREWALL-TYPE-II | EA | 2 |  | Included | 0 | 0 | 0 | 0
9 | 7000020907 | 2450 | 90 | 90 | SERVICE -NR3 ELECTRICAL RTAMC | 170004140 | 998734 |  | 18% |  | INSTALLATION OF IDENTITY MANAGEMENT SERVER | EA | 2 |  | Included | 0 | 0 | 0 | 0
10 | 7000020907 | 2450 | 90 | 100 | SERVICE -NR3 ELECTRICAL RTAMC | 170004059 | 998734 |  | 18% |  | INSTALLATION OF SCADA DATA SERVER | EA | 2 |  | Included | 0 | 0 | 0 | 0
11 | 7000020907 | 2450 | 90 | 110 | SERVICE -NR3 ELECTRICAL RTAMC | 170001306 | 998734 |  | 18% |  | Computer System Hardware - Communication Front End (CFE) | EA | 6 |  | Included | 0 | 0 | 0 | 0
12 | 7000020907 | 2450 | 90 | 120 | SERVICE -NR3 ELECTRICAL RTAMC | 170004063 | 998734 |  | 18% |  | INSTALLATION OF ARCHIVE AND CONFIGURATION SERVERS | EA | 2 |  | Included | 0 | 0 | 0 | 0
13 | 7000020907 | 2450 | 90 | 130 | SERVICE -NR3 ELECTRICAL RTAMC | 170004141 | 998734 |  | 18% |  | INSTALLATION OF STORAGE SERVER NAS | EA | 2 |  | Included | 0 | 0 | 0 | 0
14 | 7000020907 | 2450 | 90 | 140 | SERVICE -NR3 ELECTRICAL RTAMC | 170003232 | 998734 |  | 18% |  | Computer System Hardware -Patch Management Server | EA | 2 |  | Included | 0 | 0 | 0 | 0
15 | 7000020907 | 2450 | 90 | 150 | SERVICE -NR3 ELECTRICAL RTAMC | 170004070 | 998734 |  | 18% |  | INSTALLATION OF CONNECTOR SERVER (SYSLOG) | EA | 2 |  | Included | 0 | 0 | 0 | 0
16 | 7000020907 | 2450 | 90 | 160 | SERVICE -NR3 ELECTRICAL RTAMC | 170004073 | 998734 |  | 18% |  | INSTALLATION OF VOICE RECORDER | EA | 1 |  | Included | 0 | 0 | 0 | 0
17 | 7000020907 | 2450 | 90 | 170 | SERVICE -NR3 ELECTRICAL RTAMC | 170003696 | 998734 |  | 18% |  | Time & Frequency System Navic based (with failback to GPS) | LOT | 2 |  | Included | 0 | 0 | 0 | 0
18 | 7000020907 | 2450 | 90 | 180 | SERVICE -NR3 ELECTRICAL RTAMC | 170004144 | 998734 |  | 18% |  | INSTALL.WORKSTATION AS PER TS | EA | 19 |  | Included | 0 | 0 | 0 | 0
19 | 7000020907 | 2450 | 90 | 190 | SERVICE -NR3 ELECTRICAL RTAMC | 170004145 | 998734 |  | 18% |  | INSTALL.TYPE-1 TFT MONITOR WITH STAND ON WHEELS | EA | 1 |  | Included | 0 | 0 | 0 | 0
20 | 7000020907 | 2450 | 90 | 200 | SERVICE -NR3 ELECTRICAL RTAMC | 170004146 | 998734 |  | 18% |  | INSTALL.TYPE-2 TFT MONITOR AS PER TS | EA | 4 |  | Included | 0 | 0 | 0 | 0
21 | 7000020907 | 2450 | 90 | 210 | SERVICE -NR3 ELECTRICAL RTAMC | 170004147 | 998734 |  | 18% |  | INSTALL.TYPE-3 TFT MONITOR AS PER TS | EA | 34 |  | Included | 0 | 0 | 0 | 0
22 | 7000020907 | 2450 | 90 | 220 | SERVICE -NR3 ELECTRICAL RTAMC | 170004150 | 998734 |  | 18% |  | INSTALLATION OF FAILOVER NVR ALONG WITH SOFTWARE | EA | 1 |  | Included | 0 | 0 | 0 | 0
23 | 7000020907 | 2450 | 90 | 230 | SERVICE -NR3 ELECTRICAL RTAMC | 170004080 | 998734 |  | 18% |  | INSTALLATION OF HIGH END VOIP PHONE | EA | 3 |  | Included | 0 | 0 | 0 | 0
24 | 7000020907 | 2450 | 90 | 240 | SERVICE -NR3 ELECTRICAL RTAMC | 170004081 | 998734 |  | 18% |  | INSTALLATION OF LOW END VOIP PHONE | EA | 2 |  | Included | 0 | 0 | 0 | 0
25 | 7000020907 | 2450 | 90 | 250 | SERVICE -NR3 ELECTRICAL RTAMC | 170004083 | 998734 |  | 18% |  | INSTALLATION OF NETWORK PANEL | EA | 1 |  | Included | 0 | 0 | 0 | 0
26 | 7000020907 | 2450 | 90 | 260 | SERVICE -NR3 ELECTRICAL RTAMC | 170004084 | 998734 |  | 18% |  | INSTALLATION OF SERVER RACK PANEL WITH KVM UNIT | EA | 2 |  | Included | 0 | 0 | 0 | 0
27 | 7000020907 | 2450 | 90 | 270 | SERVICE -NR3 ELECTRICAL RTAMC | 170003713 | 998736 |  | 18% |  | DIGITAL DISPLAY FOR DATE | NO | 1 |  | Included | 0 | 0 | 0 | 0
28 | 7000020907 | 2450 | 90 | 280 | SERVICE -NR3 ELECTRICAL RTAMC | 170001322 | 998734 |  | 18% |  | Computer System Hardware - Digital Display for Time | EA | 1 |  | Included | 0 | 0 | 0 | 0
29 | 7000020907 | 2450 | 90 | 290 | SERVICE -NR3 ELECTRICAL RTAMC | 170001323 | 998734 |  | 18% |  | Computer System Hardware - Digital Display for Frequency | EA | 1 |  | Included | 0 | 0 | 0 | 0
30 | 7000020907 | 2450 | 90 | 300 | SERVICE -NR3 ELECTRICAL RTAMC | 170004085 | 998734 |  | 18% |  | INSTALLATION OF LAPTOP FOR MAINTENANCE | EA | 2 |  | Included | 0 | 0 | 0 | 0
31 | 7000020907 | 2450 | 90 | 310 | SERVICE -NR3 ELECTRICAL RTAMC | 170004086 | 998734 |  | 18% |  | INSTALLATION OF DIRECT VIEW LED WALL AS PER TS | M2 | 17 |  | Included | 0 | 0 | 0 | 0
32 | 7000020907 | 2450 | 90 | 320 | SERVICE -NR3 ELECTRICAL RTAMC | 170003249 | 998734 |  | 18% |  | WORKSTATION DESK | EA | 6 |  | Included | 0 | 0 | 0 | 0
33 | 7000020907 | 2450 | 90 | 330 | SERVICE -NR3 ELECTRICAL RTAMC | 170003250 | 998734 |  | 18% |  | Furnitures- Chairs | EA | 6 |  | Included | 0 | 0 | 0 | 0
34 | 7000020907 | 2450 | 90 | 340 | SERVICE -NR3 ELECTRICAL RTAMC | 170003251 | 998734 |  | 18% |  | FURNITURE - Fireproof Software storage box | EA | 1 |  | Included | 0 | 0 | 0 | 0
35 | 7000020907 | 2450 | 90 | 350 | SERVICE -NR3 ELECTRICAL RTAMC | 170003008 | 998734 |  | 18% |  | 40 kVA (32kW at 0.8 pf) UPS running in parallel | EA | 2 |  | Included | 0 | 0 | 0 | 0
36 | 7000020907 | 2450 | 90 | 360 | SERVICE -NR3 ELECTRICAL RTAMC | 170000045 | 998713 |  | 18% |  | VRLA type Battery banks for UPS (each bank of minimum 76.8 kVAH) | LOT | 2 |  | Included | 0 | 0 | 0 | 0
37 | 7000020907 | 2450 | 90 | 370 | SERVICE -NR3 ELECTRICAL RTAMC | 170004090 | 998734 |  | 18% |  | INSTALLATION OF UPS MONITORING SYSTEM | LOT | 1 |  | Included | 0 | 0 | 0 | 0
38 | 7000020907 | 2450 | 90 | 380 | SERVICE -NR3 ELECTRICAL RTAMC | 170003009 | 998734 |  | 18% |  | Input ACDB (150kVA rating) | EA | 2 |  | Included | 0 | 0 | 0 | 0
39 | 7000020907 | 2450 | 90 | 390 | SERVICE -NR3 ELECTRICAL RTAMC | 170003010 | 998734 |  | 18% |  | Output ACDB (100kVA rating) | EA | 2 |  | Included | 0 | 0 | 0 | 0
40 | 7000020907 | 2450 | 90 | 400 | SERVICE -NR3 ELECTRICAL RTAMC | 100035600 | 995461 |  | 18% |  | INSTALLATION OF POWER CABLE (XLPE & PVC INSULATED) | LOT | 1 |  | Included | 0 | 0 | 0 | 0
41 | 7000020907 | 2450 | 90 | 410 | SERVICE -NR3 ELECTRICAL RTAMC | 100035601 | 998739 |  | 18% |  | INSTALLATION OF COMMUNICATION CABLES | LOT | 1 |  | Included | 0 | 0 | 0 | 0
42 | 7000020907 | 2450 | 90 | 420 | SERVICE -NR3 ELECTRICAL RTAMC | 170004093 | 998734 |  | 18% |  | INSTALLATION OF COLOUR LASER CUM MULTI-FUNCTION PRINTER | EA | 1 |  | Included | 0 | 0 | 0 | 0
43 | 7000020907 | 2450 | 90 | 430 | SERVICE -NR3 ELECTRICAL RTAMC | 170004144 | 998734 |  | 18% |  | INSTALL.WORKSTATION AS PER TS | EA | 87 |  | Included | 0 | 0 | 0 | 0
44 | 7000020907 | 2450 | 90 | 440 | SERVICE -NR3 ELECTRICAL RTAMC | 170004112 | 998734 |  | 18% |  | INSTALLATION OF NVR WITH REQUIRED SOFTWARE AS PER TS | EA | 29 |  | Included | 0 | 0 | 0 | 0
45 | 7000020907 | 2450 | 90 | 450 | SERVICE -NR3 ELECTRICAL RTAMC | 170004147 | 998734 |  | 18% |  | INSTALL.TYPE-3 TFT MONITOR AS PER TS | EA | 58 |  | Included | 0 | 0 | 0 | 0
46 | 7000020907 | 2450 | 90 | 460 | SERVICE -NR3 ELECTRICAL RTAMC | 170004146 | 998734 |  | 18% |  | INSTALL.TYPE-2 TFT MONITOR AS PER TS | EA | 29 |  | Included | 0 | 0 | 0 | 0
47 | 7000020907 | 2450 | 90 | 470 | SERVICE -NR3 ELECTRICAL RTAMC | 170004110 | 998734 |  | 18% |  | INSTALLATION OF MS OFFICE SOFTWARE | EA | 29 |  | Included | 0 | 0 | 0 | 0
48 | 7000020907 | 2450 | 90 | 480 | SERVICE -NR3 ELECTRICAL RTAMC | 100035600 | 995461 |  | 18% |  | INSTALLATION OF POWER CABLE (XLPE & PVC INSULATED) | LOT | 29 |  | Included | 0 | 0 | 0 | 0
49 | 7000020907 | 2450 | 90 | 490 | SERVICE -NR3 ELECTRICAL RTAMC | 100035601 | 998739 |  | 18% |  | INSTALLATION OF COMMUNICATION CABLES | LOT | 29 |  | Included | 0 | 0 | 0 | 0
50 | 7000020907 | 2450 | 90 | 500 | SERVICE -NR3 ELECTRICAL RTAMC | 170004094 | 998734 |  | 18% |  | INSTALLATION OF SCADA | LOT | 1 |  | Included | 0 | 0 | 0 | 0
51 | 7000020907 | 2450 | 90 | 510 | SERVICE -NR3 ELECTRICAL RTAMC | 170004095 | 998734 |  | 18% |  | INSTALLATION OF FRONT-END SOFTWARE SERVER APPLICATION | LOT | 1 |  | Included | 0 | 0 | 0 | 0
52 | 7000020907 | 2450 | 90 | 520 | SERVICE -NR3 ELECTRICAL RTAMC | 170003216 | 998734 |  | 18% |  | Application Software - Identity Management Software | LOT | 1 |  | Included | 0 | 0 | 0 | 0
53 | 7000020907 | 2450 | 90 | 530 | SERVICE -NR3 ELECTRICAL RTAMC | 170004101 | 998734 |  | 18% |  | INSTALLATION OF ARCHIVE & CONFIGURATION SOFTWARE | LOT | 1 |  | Included | 0 | 0 | 0 | 0
54 | 7000020907 | 2450 | 90 | 540 | SERVICE -NR3 ELECTRICAL RTAMC | 170002973 | 998734 |  | 18% |  | NAS Software | LOT | 1 |  | Included | 0 | 0 | 0 | 0
55 | 7000020907 | 2450 | 90 | 550 | SERVICE -NR3 ELECTRICAL RTAMC | 170004108 | 998734 |  | 18% |  | INSTALLATION OF VOICE RECORDING SOFTWARE | LOT | 1 |  | Included | 0 | 0 | 0 | 0
56 | 7000020907 | 2450 | 90 | 560 | SERVICE -NR3 ELECTRICAL RTAMC | 170004109 | 998734 |  | 18% |  | INSTALLATION OF INVENTORY MANAGEMENT SOFTWARE | LOT | 1 |  | Included | 0 | 0 | 0 | 0
57 | 7000020907 | 2450 | 90 | 570 | SERVICE -NR3 ELECTRICAL RTAMC | 170003736 | 998736 |  | 18% |  | PATCH MANAGEMENT SOFTWARE | LOT | 1 |  | Included | 0 | 0 | 0 | 0
58 | 7000020907 | 2450 | 90 | 580 | SERVICE -NR3 ELECTRICAL RTAMC | 170004110 | 998734 |  | 18% |  | INSTALLATION OF MS OFFICE SOFTWARE | EA | 20 |  | Included | 0 | 0 | 0 | 0
| (VI) | ER1 CLIENT RTAMC | [18 empty] | Amount after Discount (Rs.) |  | Dis Alert | Amount after MPD (Rs.)
1 | 7000020907 | 3050 | 90 | 10 | SERVICE -ER1 CLIENT RTAMC | 170004393 | 998734 |  | 18% |  | INSTALLATION OF TYPE-2 ROUTER AS PER TS | EA | 2 |  | Included | 0 | 0 | 0 | 0
2 | 7000020907 | 3050 | 90 | 20 | SERVICE -ER1 CLIENT RTAMC | 170004049 | 998734 |  | 18% |  | INSTALLATION OF MANAGED LAN L3 TYPE-1 | EA | 6 |  | Included | 0 | 0 | 0 | 0
3 | 7000020907 | 3050 | 90 | 30 | SERVICE -ER1 CLIENT RTAMC | 170004051 | 998734 |  | 18% |  | INSTALLATION OF COPPER SFP FOR LAN | EA | 144 |  | Included | 0 | 0 | 0 | 0
4 | 7000020907 | 3050 | 90 | 40 | SERVICE -ER1 CLIENT RTAMC | 170004056 | 998734 |  | 18% |  | INSTALLATION OF FIREWALL-TYPE-III | EA | 2 |  | Included | 0 | 0 | 0 | 0
5 | 7000020907 | 3050 | 90 | 50 | SERVICE -ER1 CLIENT RTAMC | 170004144 | 998734 |  | 18% |  | INSTALL.WORKSTATION AS PER TS | EA | 13 |  | Included | 0 | 0 | 0 | 0
6 | 7000020907 | 3050 | 90 | 60 | SERVICE -ER1 CLIENT RTAMC | 170004145 | 998734 |  | 18% |  | INSTALL.TYPE-1 TFT MONITOR WITH STAND ON WHEELS | EA | 1 |  | Included | 0 | 0 | 0 | 0
7 | 7000020907 | 3050 | 90 | 70 | SERVICE -ER1 CLIENT RTAMC | 170004146 | 998734 |  | 18% |  | INSTALL.TYPE-2 TFT MONITOR AS PER TS | EA | 4 |  | Included | 0 | 0 | 0 | 0
8 | 7000020907 | 3050 | 90 | 80 | SERVICE -ER1 CLIENT RTAMC | 170004147 | 998734 |  | 18% |  | INSTALL.TYPE-3 TFT MONITOR AS PER TS | EA | 24 |  | Included | 0 | 0 | 0 | 0
9 | 7000020907 | 3050 | 90 | 90 | SERVICE -ER1 CLIENT RTAMC | 170004080 | 998734 |  | 18% |  | INSTALLATION OF HIGH END VOIP PHONE | EA | 1 |  | Included | 0 | 0 | 0 | 0
10 | 7000020907 | 3050 | 90 | 100 | SERVICE -ER1 CLIENT RTAMC | 170004081 | 998734 |  | 18% |  | INSTALLATION OF LOW END VOIP PHONE | EA | 1 |  | Included | 0 | 0 | 0 | 0
11 | 7000020907 | 3050 | 90 | 110 | SERVICE -ER1 CLIENT RTAMC | 170004083 | 998734 |  | 18% |  | INSTALLATION OF NETWORK PANEL | EA | 1 |  | Included | 0 | 0 | 0 | 0
12 | 7000020907 | 3050 | 90 | 120 | SERVICE -ER1 CLIENT RTAMC | 170004073 | 998734 |  | 18% |  | INSTALLATION OF VOICE RECORDER | EA | 1 |  | Included | 0 | 0 | 0 | 0
13 | 7000020907 | 3050 | 90 | 130 | SERVICE -ER1 CLIENT RTAMC | 170004108 | 998734 |  | 18% |  | INSTALLATION OF VOICE RECORDING SOFTWARE | LOT | 1 |  | Included | 0 | 0 | 0 | 0
14 | 7000020907 | 3050 | 90 | 140 | SERVICE -ER1 CLIENT RTAMC | 170004110 | 998734 |  | 18% |  | INSTALLATION OF MS OFFICE SOFTWARE | EA | 4 |  | Included | 0 | 0 | 0 | 0
15 | 7000020907 | 3050 | 90 | 150 | SERVICE -ER1 CLIENT RTAMC | 170004086 | 998734 |  | 18% |  | INSTALLATION OF DIRECT VIEW LED WALL AS PER TS | M2 | 17 |  | Included | 0 | 0 | 0 | 0
16 | 7000020907 | 3050 | 90 | 160 | SERVICE -ER1 CLIENT RTAMC | 170003249 | 998734 |  | 18% |  | WORKSTATION DESK | EA | 6 |  | Included | 0 | 0 | 0 | 0
17 | 7000020907 | 3050 | 90 | 170 | SERVICE -ER1 CLIENT RTAMC | 170003250 | 998734 |  | 18% |  | Furnitures- Chairs | EA | 6 |  | Included | 0 | 0 | 0 | 0
18 | 7000020907 | 3050 | 90 | 180 | SERVICE -ER1 CLIENT RTAMC | 170003008 | 998734 |  | 18% |  | 40 kVA (32kW at 0.8 pf) UPS running in parallel | EA | 2 |  | Included | 0 | 0 | 0 | 0
19 | 7000020907 | 3050 | 90 | 190 | SERVICE -ER1 CLIENT RTAMC | 170000045 | 998713 |  | 18% |  | VRLA type Battery banks for UPS (each bank of minimum 76.8 kVAH) | LOT | 2 |  | Included | 0 | 0 | 0 | 0
20 | 7000020907 | 3050 | 90 | 200 | SERVICE -ER1 CLIENT RTAMC | 170004090 | 998734 |  | 18% |  | INSTALLATION OF UPS MONITORING SYSTEM | LOT | 1 |  | Included | 0 | 0 | 0 | 0
21 | 7000020907 | 3050 | 90 | 210 | SERVICE -ER1 CLIENT RTAMC | 100035600 | 995461 |  | 18% |  | INSTALLATION OF POWER CABLE (XLPE & PVC INSULATED) | LOT | 1 |  | Included | 0 | 0 | 0 | 0
22 | 7000020907 | 3050 | 90 | 220 | SERVICE -ER1 CLIENT RTAMC | 100035601 | 998739 |  | 18% |  | INSTALLATION OF COMMUNICATION CABLES | LOT | 1 |  | Included | 0 | 0 | 0 | 0
23 | 7000020907 | 3050 | 90 | 230 | SERVICE -ER1 CLIENT RTAMC | 170004093 | 998734 |  | 18% |  | INSTALLATION OF COLOUR LASER CUM MULTI-FUNCTION PRINTER | EA | 1 |  | Included | 0 | 0 | 0 | 0
24 | 7000020907 | 3050 | 90 | 240 | SERVICE -ER1 CLIENT RTAMC | 170004144 | 998734 |  | 18% |  | INSTALL.WORKSTATION AS PER TS | EA | 72 |  | Included | 0 | 0 | 0 | 0
25 | 7000020907 | 3050 | 90 | 250 | SERVICE -ER1 CLIENT RTAMC | 170004112 | 998734 |  | 18% |  | INSTALLATION OF NVR WITH REQUIRED SOFTWARE AS PER TS | EA | 24 |  | Included | 0 | 0 | 0 | 0
26 | 7000020907 | 3050 | 90 | 260 | SERVICE -ER1 CLIENT RTAMC | 170004147 | 998734 |  | 18% |  | INSTALL.TYPE-3 TFT MONITOR AS PER TS | EA | 48 |  | Included | 0 | 0 | 0 | 0
27 | 7000020907 | 3050 | 90 | 270 | SERVICE -ER1 CLIENT RTAMC | 170004146 | 998734 |  | 18% |  | INSTALL.TYPE-2 TFT MONITOR AS PER TS | EA | 24 |  | Included | 0 | 0 | 0 | 0
28 | 7000020907 | 3050 | 90 | 280 | SERVICE -ER1 CLIENT RTAMC | 170004110 | 998734 |  | 18% |  | INSTALLATION OF MS OFFICE SOFTWARE | EA | 24 |  | Included | 0 | 0 | 0 | 0
29 | 7000020907 | 3050 | 90 | 290 | SERVICE -ER1 CLIENT RTAMC | 100035600 | 995461 |  | 18% |  | INSTALLATION OF POWER CABLE (XLPE & PVC INSULATED) | LOT | 24 |  | Included | 0 | 0 | 0 | 0
30 | 7000020907 | 3050 | 90 | 300 | SERVICE -ER1 CLIENT RTAMC | 100035601 | 998739 |  | 18% |  | INSTALLATION OF COMMUNICATION CABLES | LOT | 24 |  | Included | 0 | 0 | 0 | 0
31 | 7000020907 | 3050 | 90 | 310 | SERVICE -ER1 CLIENT RTAMC | 170003715 | 998736 |  | 18% |  | DISMANTLING OF EXISTING SCADA SYSTEM | LOT | 1 |  | Included | 0 | 0 | 0 | 0
| (VII) | ER2 ELECTRICAL RTAMC' | [18 empty] | Amount after Discount (Rs.) |  | Dis Alert | Amount after MPD (Rs.)
1 | 7000020907 | 3370 | 90 | 10 | SERVICE -ER2 ELECTRICAL RTAMC' | 170004392 | 998734 |  | 18% |  | INSTALLATION OF TYPE-1 ROUTER AS PER TS | EA | 2 |  | Included | 0 | 0 | 0 | 0
2 | 7000020907 | 3370 | 90 | 20 | SERVICE -ER2 ELECTRICAL RTAMC' | 170004049 | 998734 |  | 18% |  | INSTALLATION OF MANAGED LAN L3 TYPE-1 | EA | 8 |  | Included | 0 | 0 | 0 | 0
3 | 7000020907 | 3370 | 90 | 30 | SERVICE -ER2 ELECTRICAL RTAMC' | 170004050 | 998734 |  | 18% |  | INSTALLATION OF MANAGED LAN L3 TYPE-2 | EA | 4 |  | Included | 0 | 0 | 0 | 0
4 | 7000020907 | 3370 | 90 | 40 | SERVICE -ER2 ELECTRICAL RTAMC' | 170004051 | 998734 |  | 18% |  | INSTALLATION OF COPPER SFP FOR LAN | EA | 76 |  | Included | 0 | 0 | 0 | 0
5 | 7000020907 | 3370 | 90 | 50 | SERVICE -ER2 ELECTRICAL RTAMC' | 170004052 | 998734 |  | 18% |  | INSTALLATION OF FIBER OPTIC SFP FOR LAN | EA | 308 |  | Included | 0 | 0 | 0 | 0
6 | 7000020907 | 3370 | 90 | 60 | SERVICE -ER2 ELECTRICAL RTAMC' | 170004053 | 998734 |  | 18% |  | INSTALLATION OF NETWORK INTRUSION PREVENTION SYSTEM (NIPS) | LOT | 2 |  | Included | 0 | 0 | 0 | 0
7 | 7000020907 | 3370 | 90 | 70 | SERVICE -ER2 ELECTRICAL RTAMC' | 170004054 | 998734 |  | 18% |  | INSTALLATION OF FIREWALL-TYPE-I | EA | 2 |  | Included | 0 | 0 | 0 | 0
8 | 7000020907 | 3370 | 90 | 80 | SERVICE -ER2 ELECTRICAL RTAMC' | 170004055 | 998734 |  | 18% |  | INSTALLATION OF FIREWALL-TYPE-II | EA | 2 |  | Included | 0 | 0 | 0 | 0
9 | 7000020907 | 3370 | 90 | 90 | SERVICE -ER2 ELECTRICAL RTAMC' | 170004140 | 998734 |  | 18% |  | INSTALLATION OF IDENTITY MANAGEMENT SERVER | EA | 2 |  | Included | 0 | 0 | 0 | 0
10 | 7000020907 | 3370 | 90 | 100 | SERVICE -ER2 ELECTRICAL RTAMC' | 170004059 | 998734 |  | 18% |  | INSTALLATION OF SCADA DATA SERVER | EA | 2 |  | Included | 0 | 0 | 0 | 0
11 | 7000020907 | 3370 | 90 | 110 | SERVICE -ER2 ELECTRICAL RTAMC' | 170001306 | 998734 |  | 18% |  | Computer System Hardware - Communication Front End (CFE) | EA | 6 |  | Included | 0 | 0 | 0 | 0
12 | 7000020907 | 3370 | 90 | 120 | SERVICE -ER2 ELECTRICAL RTAMC' | 170004063 | 998734 |  | 18% |  | INSTALLATION OF ARCHIVE AND CONFIGURATION SERVERS | EA | 2 |  | Included | 0 | 0 | 0 | 0
13 | 7000020907 | 3370 | 90 | 130 | SERVICE -ER2 ELECTRICAL RTAMC' | 170004141 | 998734 |  | 18% |  | INSTALLATION OF STORAGE SERVER NAS | EA | 2 |  | Included | 0 | 0 | 0 | 0
14 | 7000020907 | 3370 | 90 | 140 | SERVICE -ER2 ELECTRICAL RTAMC' | 170003232 | 998734 |  | 18% |  | Computer System Hardware -Patch Management Server | EA | 2 |  | Included | 0 | 0 | 0 | 0
15 | 7000020907 | 3370 | 90 | 150 | SERVICE -ER2 ELECTRICAL RTAMC' | 170004070 | 998734 |  | 18% |  | INSTALLATION OF CONNECTOR SERVER (SYSLOG) | EA | 2 |  | Included | 0 | 0 | 0 | 0
16 | 7000020907 | 3370 | 90 | 160 | SERVICE -ER2 ELECTRICAL RTAMC' | 170004073 | 998734 |  | 18% |  | INSTALLATION OF VOICE RECORDER | EA | 1 |  | Included | 0 | 0 | 0 | 0
17 | 7000020907 | 3370 | 90 | 170 | SERVICE -ER2 ELECTRICAL RTAMC' | 170003696 | 998734 |  | 18% |  | Time & Frequency System Navic based (with failback to GPS) | LOT | 2 |  | Included | 0 | 0 | 0 | 0
18 | 7000020907 | 3370 | 90 | 180 | SERVICE -ER2 ELECTRICAL RTAMC' | 170004144 | 998734 |  | 18% |  | INSTALL.WORKSTATION AS PER TS | EA | 19 |  | Included | 0 | 0 | 0 | 0
19 | 7000020907 | 3370 | 90 | 190 | SERVICE -ER2 ELECTRICAL RTAMC' | 170004145 | 998734 |  | 18% |  | INSTALL.TYPE-1 TFT MONITOR WITH STAND ON WHEELS | EA | 1 |  | Included | 0 | 0 | 0 | 0
20 | 7000020907 | 3370 | 90 | 200 | SERVICE -ER2 ELECTRICAL RTAMC' | 170004146 | 998734 |  | 18% |  | INSTALL.TYPE-2 TFT MONITOR AS PER TS | EA | 4 |  | Included | 0 | 0 | 0 | 0
21 | 7000020907 | 3370 | 90 | 210 | SERVICE -ER2 ELECTRICAL RTAMC' | 170004147 | 998734 |  | 18% |  | INSTALL.TYPE-3 TFT MONITOR AS PER TS | EA | 34 |  | Included | 0 | 0 | 0 | 0
22 | 7000020907 | 3370 | 90 | 220 | SERVICE -ER2 ELECTRICAL RTAMC' | 170004150 | 998734 |  | 18% |  | INSTALLATION OF FAILOVER NVR ALONG WITH SOFTWARE | EA | 1 |  | Included | 0 | 0 | 0 | 0
23 | 7000020907 | 3370 | 90 | 230 | SERVICE -ER2 ELECTRICAL RTAMC' | 170004080 | 998734 |  | 18% |  | INSTALLATION OF HIGH END VOIP PHONE | EA | 3 |  | Included | 0 | 0 | 0 | 0
24 | 7000020907 | 3370 | 90 | 240 | SERVICE -ER2 ELECTRICAL RTAMC' | 170004081 | 998734 |  | 18% |  | INSTALLATION OF LOW END VOIP PHONE | EA | 2 |  | Included | 0 | 0 | 0 | 0
25 | 7000020907 | 3370 | 90 | 250 | SERVICE -ER2 ELECTRICAL RTAMC' | 170004083 | 998734 |  | 18% |  | INSTALLATION OF NETWORK PANEL | EA | 1 |  | Included | 0 | 0 | 0 | 0
26 | 7000020907 | 3370 | 90 | 260 | SERVICE -ER2 ELECTRICAL RTAMC' | 170004084 | 998734 |  | 18% |  | INSTALLATION OF SERVER RACK PANEL WITH KVM UNIT | EA | 2 |  | Included | 0 | 0 | 0 | 0
27 | 7000020907 | 3370 | 90 | 270 | SERVICE -ER2 ELECTRICAL RTAMC' | 170003713 | 998736 |  | 18% |  | DIGITAL DISPLAY FOR DATE | NO | 1 |  | Included | 0 | 0 | 0 | 0
28 | 7000020907 | 3370 | 90 | 280 | SERVICE -ER2 ELECTRICAL RTAMC' | 170001322 | 998734 |  | 18% |  | Computer System Hardware - Digital Display for Time | EA | 1 |  | Included | 0 | 0 | 0 | 0
29 | 7000020907 | 3370 | 90 | 290 | SERVICE -ER2 ELECTRICAL RTAMC' | 170001323 | 998734 |  | 18% |  | Computer System Hardware - Digital Display for Frequency | EA | 1 |  | Included | 0 | 0 | 0 | 0
30 | 7000020907 | 3370 | 90 | 300 | SERVICE -ER2 ELECTRICAL RTAMC' | 170004085 | 998734 |  | 18% |  | INSTALLATION OF LAPTOP FOR MAINTENANCE | EA | 2 |  | Included | 0 | 0 | 0 | 0
31 | 7000020907 | 3370 | 90 | 310 | SERVICE -ER2 ELECTRICAL RTAMC' | 170004086 | 998734 |  | 18% |  | INSTALLATION OF DIRECT VIEW LED WALL AS PER TS | M2 | 17 |  | Included | 0 | 0 | 0 | 0
32 | 7000020907 | 3370 | 90 | 320 | SERVICE -ER2 ELECTRICAL RTAMC' | 170003249 | 998734 |  | 18% |  | WORKSTATION DESK | EA | 6 |  | Included | 0 | 0 | 0 | 0
33 | 7000020907 | 3370 | 90 | 330 | SERVICE -ER2 ELECTRICAL RTAMC' | 170003250 | 998734 |  | 18% |  | Furnitures- Chairs | EA | 6 |  | Included | 0 | 0 | 0 | 0
34 | 7000020907 | 3370 | 90 | 340 | SERVICE -ER2 ELECTRICAL RTAMC' | 170003251 | 998734 |  | 18% |  | FURNITURE - Fireproof Software storage box | EA | 1 |  | Included | 0 | 0 | 0 | 0
35 | 7000020907 | 3370 | 90 | 350 | SERVICE -ER2 ELECTRICAL RTAMC' | 170003008 | 998734 |  | 18% |  | 40 kVA (32kW at 0.8 pf) UPS running in parallel | EA | 2 |  | Included | 0 | 0 | 0 | 0
36 | 7000020907 | 3370 | 90 | 360 | SERVICE -ER2 ELECTRICAL RTAMC' | 170000045 | 998713 |  | 18% |  | VRLA type Battery banks for UPS (each bank of minimum 76.8 kVAH) | LOT | 2 |  | Included | 0 | 0 | 0 | 0
37 | 7000020907 | 3370 | 90 | 370 | SERVICE -ER2 ELECTRICAL RTAMC' | 170004090 | 998734 |  | 18% |  | INSTALLATION OF UPS MONITORING SYSTEM | LOT | 1 |  | Included | 0 | 0 | 0 | 0
38 | 7000020907 | 3370 | 90 | 380 | SERVICE -ER2 ELECTRICAL RTAMC' | 100035600 | 995461 |  | 18% |  | INSTALLATION OF POWER CABLE (XLPE & PVC INSULATED) | LOT | 1 |  | Included | 0 | 0 | 0 | 0
39 | 7000020907 | 3370 | 90 | 390 | SERVICE -ER2 ELECTRICAL RTAMC' | 100035601 | 998739 |  | 18% |  | INSTALLATION OF COMMUNICATION CABLES | LOT | 1 |  | Included | 0 | 0 | 0 | 0
40 | 7000020907 | 3370 | 90 | 400 | SERVICE -ER2 ELECTRICAL RTAMC' | 170004093 | 998734 |  | 18% |  | INSTALLATION OF COLOUR LASER CUM MULTI-FUNCTION PRINTER | EA | 1 |  | Included | 0 | 0 | 0 | 0
41 | 7000020907 | 3370 | 90 | 410 | SERVICE -ER2 ELECTRICAL RTAMC' | 170004144 | 998734 |  | 18% |  | INSTALL.WORKSTATION AS PER TS | EA | 60 |  | Included | 0 | 0 | 0 | 0
42 | 7000020907 | 3370 | 90 | 420 | SERVICE -ER2 ELECTRICAL RTAMC' | 170004112 | 998734 |  | 18% |  | INSTALLATION OF NVR WITH REQUIRED SOFTWARE AS PER TS | EA | 20 |  | Included | 0 | 0 | 0 | 0
43 | 7000020907 | 3370 | 90 | 430 | SERVICE -ER2 ELECTRICAL RTAMC' | 170004147 | 998734 |  | 18% |  | INSTALL.TYPE-3 TFT MONITOR AS PER TS | EA | 40 |  | Included | 0 | 0 | 0 | 0
44 | 7000020907 | 3370 | 90 | 440 | SERVICE -ER2 ELECTRICAL RTAMC' | 170004146 | 998734 |  | 18% |  | INSTALL.TYPE-2 TFT MONITOR AS PER TS | EA | 20 |  | Included | 0 | 0 | 0 | 0
45 | 7000020907 | 3370 | 90 | 450 | SERVICE -ER2 ELECTRICAL RTAMC' | 170004110 | 998734 |  | 18% |  | INSTALLATION OF MS OFFICE SOFTWARE | EA | 20 |  | Included | 0 | 0 | 0 | 0
46 | 7000020907 | 3370 | 90 | 460 | SERVICE -ER2 ELECTRICAL RTAMC' | 100035600 | 995461 |  | 18% |  | INSTALLATION OF POWER CABLE (XLPE & PVC INSULATED) | LOT | 20 |  | Included | 0 | 0 | 0 | 0
47 | 7000020907 | 3370 | 90 | 470 | SERVICE -ER2 ELECTRICAL RTAMC' | 100035601 | 998739 |  | 18% |  | INSTALLATION OF COMMUNICATION CABLES | LOT | 20 |  | Included | 0 | 0 | 0 | 0
48 | 7000020907 | 3370 | 90 | 480 | SERVICE -ER2 ELECTRICAL RTAMC' | 170004094 | 998734 |  | 18% |  | INSTALLATION OF SCADA | LOT | 1 |  | Included | 0 | 0 | 0 | 0
49 | 7000020907 | 3370 | 90 | 490 | SERVICE -ER2 ELECTRICAL RTAMC' | 170004095 | 998734 |  | 18% |  | INSTALLATION OF FRONT-END SOFTWARE SERVER APPLICATION | LOT | 1 |  | Included | 0 | 0 | 0 | 0
50 | 7000020907 | 3370 | 90 | 500 | SERVICE -ER2 ELECTRICAL RTAMC' | 170003216 | 998734 |  | 18% |  | Application Software - Identity Management Software | LOT | 1 |  | Included | 0 | 0 | 0 | 0
51 | 7000020907 | 3370 | 90 | 510 | SERVICE -ER2 ELECTRICAL RTAMC' | 170004101 | 998734 |  | 18% |  | INSTALLATION OF ARCHIVE & CONFIGURATION SOFTWARE | LOT | 1 |  | Included | 0 | 0 | 0 | 0
52 | 7000020907 | 3370 | 90 | 520 | SERVICE -ER2 ELECTRICAL RTAMC' | 170002973 | 998734 |  | 18% |  | NAS Software | LOT | 1 |  | Included | 0 | 0 | 0 | 0
53 | 7000020907 | 3370 | 90 | 530 | SERVICE -ER2 ELECTRICAL RTAMC' | 170004108 | 998734 |  | 18% |  | INSTALLATION OF VOICE RECORDING SOFTWARE | LOT | 1 |  | Included | 0 | 0 | 0 | 0
54 | 7000020907 | 3370 | 90 | 540 | SERVICE -ER2 ELECTRICAL RTAMC' | 170004109 | 998734 |  | 18% |  | INSTALLATION OF INVENTORY MANAGEMENT SOFTWARE | LOT | 1 |  | Included | 0 | 0 | 0 | 0
55 | 7000020907 | 3370 | 90 | 550 | SERVICE -ER2 ELECTRICAL RTAMC' | 170003736 | 998736 |  | 18% |  | PATCH MANAGEMENT SOFTWARE | LOT | 1 |  | Included | 0 | 0 | 0 | 0
56 | 7000020907 | 3370 | 90 | 560 | SERVICE -ER2 ELECTRICAL RTAMC' | 170004110 | 998734 |  | 18% |  | INSTALLATION OF MS OFFICE SOFTWARE | EA | 20 |  | Included | 0 | 0 | 0 | 0
57 | 7000020907 | 3370 | 90 | 570 | SERVICE -ER2 ELECTRICAL RTAMC' | 170003715 | 998736 |  | 18% |  | DISMANTLING OF EXISTING SCADA SYSTEM | LOT | 1 |  | Included | 0 | 0 | 0 | 0
| (VIII) | ODISHA CLIENT RTANC | [18 empty] | Amount after Discount (Rs.) |  | Dis Alert | Amount after MPD (Rs.)
1 | 7000020907 | 3950 | 90 | 10 | SERVICE -ODISHA CLIENT RTANC | 170004393 | 998734 |  | 18% |  | INSTALLATION OF TYPE-2 ROUTER AS PER TS | EA | 2 |  | Included | 0 | 0 | 0 | 0
2 | 7000020907 | 3950 | 90 | 20 | SERVICE -ODISHA CLIENT RTANC | 170004049 | 998734 |  | 18% |  | INSTALLATION OF MANAGED LAN L3 TYPE-1 | EA | 6 |  | Included | 0 | 0 | 0 | 0
3 | 7000020907 | 3950 | 90 | 30 | SERVICE -ODISHA CLIENT RTANC | 170004051 | 998734 |  | 18% |  | INSTALLATION OF COPPER SFP FOR LAN | EA | 144 |  | Included | 0 | 0 | 0 | 0
4 | 7000020907 | 3950 | 90 | 40 | SERVICE -ODISHA CLIENT RTANC | 170004056 | 998734 |  | 18% |  | INSTALLATION OF FIREWALL-TYPE-III | EA | 2 |  | Included | 0 | 0 | 0 | 0
5 | 7000020907 | 3950 | 90 | 50 | SERVICE -ODISHA CLIENT RTANC | 170004144 | 998734 |  | 18% |  | INSTALL.WORKSTATION AS PER TS | EA | 13 |  | Included | 0 | 0 | 0 | 0
6 | 7000020907 | 3950 | 90 | 60 | SERVICE -ODISHA CLIENT RTANC | 170004145 | 998734 |  | 18% |  | INSTALL.TYPE-1 TFT MONITOR WITH STAND ON WHEELS | EA | 1 |  | Included | 0 | 0 | 0 | 0
7 | 7000020907 | 3950 | 90 | 70 | SERVICE -ODISHA CLIENT RTANC | 170004146 | 998734 |  | 18% |  | INSTALL.TYPE-2 TFT MONITOR AS PER TS | EA | 4 |  | Included | 0 | 0 | 0 | 0
8 | 7000020907 | 3950 | 90 | 80 | SERVICE -ODISHA CLIENT RTANC | 170004147 | 998734 |  | 18% |  | INSTALL.TYPE-3 TFT MONITOR AS PER TS | EA | 24 |  | Included | 0 | 0 | 0 | 0
9 | 7000020907 | 3950 | 90 | 90 | SERVICE -ODISHA CLIENT RTANC | 170004080 | 998734 |  | 18% |  | INSTALLATION OF HIGH END VOIP PHONE | EA | 1 |  | Included | 0 | 0 | 0 | 0
10 | 7000020907 | 3950 | 90 | 100 | SERVICE -ODISHA CLIENT RTANC | 170004081 | 998734 |  | 18% |  | INSTALLATION OF LOW END VOIP PHONE | EA | 1 |  | Included | 0 | 0 | 0 | 0
11 | 7000020907 | 3950 | 90 | 110 | SERVICE -ODISHA CLIENT RTANC | 170004083 | 998734 |  | 18% |  | INSTALLATION OF NETWORK PANEL | EA | 1 |  | Included | 0 | 0 | 0 | 0
12 | 7000020907 | 3950 | 90 | 120 | SERVICE -ODISHA CLIENT RTANC | 170004073 | 998734 |  | 18% |  | INSTALLATION OF VOICE RECORDER | EA | 1 |  | Included | 0 | 0 | 0 | 0
13 | 7000020907 | 3950 | 90 | 130 | SERVICE -ODISHA CLIENT RTANC | 170004108 | 998734 |  | 18% |  | INSTALLATION OF VOICE RECORDING SOFTWARE | LOT | 1 |  | Included | 0 | 0 | 0 | 0
14 | 7000020907 | 3950 | 90 | 140 | SERVICE -ODISHA CLIENT RTANC | 170004110 | 998734 |  | 18% |  | INSTALLATION OF MS OFFICE SOFTWARE | EA | 4 |  | Included | 0 | 0 | 0 | 0
15 | 7000020907 | 3950 | 90 | 150 | SERVICE -ODISHA CLIENT RTANC | 170004086 | 998734 |  | 18% |  | INSTALLATION OF DIRECT VIEW LED WALL AS PER TS | M2 | 17 |  | Included | 0 | 0 | 0 | 0
16 | 7000020907 | 3950 | 90 | 160 | SERVICE -ODISHA CLIENT RTANC | 170003249 | 998734 |  | 18% |  | WORKSTATION DESK | EA | 6 |  | Included | 0 | 0 | 0 | 0
17 | 7000020907 | 3950 | 90 | 170 | SERVICE -ODISHA CLIENT RTANC | 170003250 | 998734 |  | 18% |  | Furnitures- Chairs | EA | 6 |  | Included | 0 | 0 | 0 | 0
18 | 7000020907 | 3950 | 90 | 180 | SERVICE -ODISHA CLIENT RTANC | 170003008 | 998734 |  | 18% |  | 40 kVA (32kW at 0.8 pf) UPS running in parallel | EA | 2 |  | Included | 0 | 0 | 0 | 0
19 | 7000020907 | 3950 | 90 | 190 | SERVICE -ODISHA CLIENT RTANC | 170000045 | 998713 |  | 18% |  | VRLA type Battery banks for UPS (each bank of minimum 76.8 kVAH) | LOT | 2 |  | Included | 0 | 0 | 0 | 0
20 | 7000020907 | 3950 | 90 | 200 | SERVICE -ODISHA CLIENT RTANC | 170004090 | 998734 |  | 18% |  | INSTALLATION OF UPS MONITORING SYSTEM | LOT | 1 |  | Included | 0 | 0 | 0 | 0
21 | 7000020907 | 3950 | 90 | 210 | SERVICE -ODISHA CLIENT RTANC | 170003009 | 998734 |  | 18% |  | Input ACDB (150kVA rating) | EA | 2 |  | Included | 0 | 0 | 0 | 0
22 | 7000020907 | 3950 | 90 | 220 | SERVICE -ODISHA CLIENT RTANC | 170003010 | 998734 |  | 18% |  | Output ACDB (100kVA rating) | EA | 2 |  | Included | 0 | 0 | 0 | 0
23 | 7000020907 | 3950 | 90 | 230 | SERVICE -ODISHA CLIENT RTANC | 100035600 | 995461 |  | 18% |  | INSTALLATION OF POWER CABLE (XLPE & PVC INSULATED) | LOT | 1 |  | Included | 0 | 0 | 0 | 0
24 | 7000020907 | 3950 | 90 | 240 | SERVICE -ODISHA CLIENT RTANC | 100035601 | 998739 |  | 18% |  | INSTALLATION OF COMMUNICATION CABLES | LOT | 1 |  | Included | 0 | 0 | 0 | 0
25 | 7000020907 | 3950 | 90 | 250 | SERVICE -ODISHA CLIENT RTANC | 170004093 | 998734 |  | 18% |  | INSTALLATION OF COLOUR LASER CUM MULTI-FUNCTION PRINTER | EA | 1 |  | Included | 0 | 0 | 0 | 0
26 | 7000020907 | 3950 | 90 | 260 | SERVICE -ODISHA CLIENT RTANC | 170004144 | 998734 |  | 18% |  | INSTALL.WORKSTATION AS PER TS | EA | 42 |  | Included | 0 | 0 | 0 | 0
27 | 7000020907 | 3950 | 90 | 270 | SERVICE -ODISHA CLIENT RTANC | 170004112 | 998734 |  | 18% |  | INSTALLATION OF NVR WITH REQUIRED SOFTWARE AS PER TS | EA | 14 |  | Included | 0 | 0 | 0 | 0
28 | 7000020907 | 3950 | 90 | 280 | SERVICE -ODISHA CLIENT RTANC | 170004147 | 998734 |  | 18% |  | INSTALL.TYPE-3 TFT MONITOR AS PER TS | EA | 28 |  | Included | 0 | 0 | 0 | 0
29 | 7000020907 | 3950 | 90 | 290 | SERVICE -ODISHA CLIENT RTANC | 170004146 | 998734 |  | 18% |  | INSTALL.TYPE-2 TFT MONITOR AS PER TS | EA | 14 |  | Included | 0 | 0 | 0 | 0
30 | 7000020907 | 3950 | 90 | 300 | SERVICE -ODISHA CLIENT RTANC | 170004110 | 998734 |  | 18% |  | INSTALLATION OF MS OFFICE SOFTWARE | EA | 14 |  | Included | 0 | 0 | 0 | 0
31 | 7000020907 | 3950 | 90 | 310 | SERVICE -ODISHA CLIENT RTANC | 100035600 | 995461 |  | 18% |  | INSTALLATION OF POWER CABLE (XLPE & PVC INSULATED) | LOT | 14 |  | Included | 0 | 0 | 0 | 0
32 | 7000020907 | 3950 | 90 | 320 | SERVICE -ODISHA CLIENT RTANC | 100035601 | 998739 |  | 18% |  | INSTALLATION OF COMMUNICATION CABLES | LOT | 14 |  | Included | 0 | 0 | 0 | 0
| (IX) | NER ELECTRICAL RTAMC | [18 empty] | Amount after Discount (Rs.) |  | Dis Alert | Amount after MPD (Rs.)
1 | 7000020907 | 4600 | 90 | 10 | SERVICE -NER ELECTRICAL RTAMC | 170004392 | 998734 |  | 18% |  | INSTALLATION OF TYPE-1 ROUTER AS PER TS | EA | 2 |  | Included | 0 | 0 | 0 | 0
2 | 7000020907 | 4600 | 90 | 20 | SERVICE -NER ELECTRICAL RTAMC | 170004049 | 998734 |  | 18% |  | INSTALLATION OF MANAGED LAN L3 TYPE-1 | EA | 8 |  | Included | 0 | 0 | 0 | 0
3 | 7000020907 | 4600 | 90 | 30 | SERVICE -NER ELECTRICAL RTAMC | 170004050 | 998734 |  | 18% |  | INSTALLATION OF MANAGED LAN L3 TYPE-2 | EA | 4 |  | Included | 0 | 0 | 0 | 0
4 | 7000020907 | 4600 | 90 | 40 | SERVICE -NER ELECTRICAL RTAMC | 170004051 | 998734 |  | 18% |  | INSTALLATION OF COPPER SFP FOR LAN | EA | 76 |  | Included | 0 | 0 | 0 | 0
5 | 7000020907 | 4600 | 90 | 50 | SERVICE -NER ELECTRICAL RTAMC | 170004052 | 998734 |  | 18% |  | INSTALLATION OF FIBER OPTIC SFP FOR LAN | EA | 308 |  | Included | 0 | 0 | 0 | 0
6 | 7000020907 | 4600 | 90 | 60 | SERVICE -NER ELECTRICAL RTAMC | 170004053 | 998734 |  | 18% |  | INSTALLATION OF NETWORK INTRUSION PREVENTION SYSTEM (NIPS) | LOT | 2 |  | Included | 0 | 0 | 0 | 0
7 | 7000020907 | 4600 | 90 | 70 | SERVICE -NER ELECTRICAL RTAMC | 170004054 | 998734 |  | 18% |  | INSTALLATION OF FIREWALL-TYPE-I | EA | 2 |  | Included | 0 | 0 | 0 | 0
8 | 7000020907 | 4600 | 90 | 80 | SERVICE -NER ELECTRICAL RTAMC | 170004055 | 998734 |  | 18% |  | INSTALLATION OF FIREWALL-TYPE-II | EA | 2 |  | Included | 0 | 0 | 0 | 0
9 | 7000020907 | 4600 | 90 | 90 | SERVICE -NER ELECTRICAL RTAMC | 170004140 | 998734 |  | 18% |  | INSTALLATION OF IDENTITY MANAGEMENT SERVER | EA | 2 |  | Included | 0 | 0 | 0 | 0
10 | 7000020907 | 4600 | 90 | 100 | SERVICE -NER ELECTRICAL RTAMC | 170004059 | 998734 |  | 18% |  | INSTALLATION OF SCADA DATA SERVER | EA | 2 |  | Included | 0 | 0 | 0 | 0
11 | 7000020907 | 4600 | 90 | 110 | SERVICE -NER ELECTRICAL RTAMC | 170001306 | 998734 |  | 18% |  | Computer System Hardware - Communication Front End (CFE) | EA | 2 |  | Included | 0 | 0 | 0 | 0
12 | 7000020907 | 4600 | 90 | 120 | SERVICE -NER ELECTRICAL RTAMC | 170004063 | 998734 |  | 18% |  | INSTALLATION OF ARCHIVE AND CONFIGURATION SERVERS | EA | 2 |  | Included | 0 | 0 | 0 | 0
13 | 7000020907 | 4600 | 90 | 130 | SERVICE -NER ELECTRICAL RTAMC | 170004141 | 998734 |  | 18% |  | INSTALLATION OF STORAGE SERVER NAS | EA | 2 |  | Included | 0 | 0 | 0 | 0
14 | 7000020907 | 4600 | 90 | 140 | SERVICE -NER ELECTRICAL RTAMC | 170003232 | 998734 |  | 18% |  | Computer System Hardware -Patch Management Server | EA | 2 |  | Included | 0 | 0 | 0 | 0
15 | 7000020907 | 4600 | 90 | 150 | SERVICE -NER ELECTRICAL RTAMC | 170004070 | 998734 |  | 18% |  | INSTALLATION OF CONNECTOR SERVER (SYSLOG) | EA | 2 |  | Included | 0 | 0 | 0 | 0
16 | 7000020907 | 4600 | 90 | 160 | SERVICE -NER ELECTRICAL RTAMC | 170004073 | 998734 |  | 18% |  | INSTALLATION OF VOICE RECORDER | EA | 1 |  | Included | 0 | 0 | 0 | 0
17 | 7000020907 | 4600 | 90 | 170 | SERVICE -NER ELECTRICAL RTAMC | 170003696 | 998734 |  | 18% |  | Time & Frequency System Navic based (with failback to GPS) | LOT | 2 |  | Included | 0 | 0 | 0 | 0
18 | 7000020907 | 4600 | 90 | 180 | SERVICE -NER ELECTRICAL RTAMC | 170004144 | 998734 |  | 18% |  | INSTALL.WORKSTATION AS PER TS | EA | 19 |  | Included | 0 | 0 | 0 | 0
19 | 7000020907 | 4600 | 90 | 190 | SERVICE -NER ELECTRICAL RTAMC | 170004145 | 998734 |  | 18% |  | INSTALL.TYPE-1 TFT MONITOR WITH STAND ON WHEELS | EA | 1 |  | Included | 0 | 0 | 0 | 0
20 | 7000020907 | 4600 | 90 | 200 | SERVICE -NER ELECTRICAL RTAMC | 170004146 | 998734 |  | 18% |  | INSTALL.TYPE-2 TFT MONITOR AS PER TS | EA | 4 |  | Included | 0 | 0 | 0 | 0
21 | 7000020907 | 4600 | 90 | 210 | SERVICE -NER ELECTRICAL RTAMC | 170004147 | 998734 |  | 18% |  | INSTALL.TYPE-3 TFT MONITOR AS PER TS | EA | 34 |  | Included | 0 | 0 | 0 | 0
22 | 7000020907 | 4600 | 90 | 220 | SERVICE -NER ELECTRICAL RTAMC | 170004150 | 998734 |  | 18% |  | INSTALLATION OF FAILOVER NVR ALONG WITH SOFTWARE | EA | 1 |  | Included | 0 | 0 | 0 | 0
23 | 7000020907 | 4600 | 90 | 230 | SERVICE -NER ELECTRICAL RTAMC | 170004080 | 998734 |  | 18% |  | INSTALLATION OF HIGH END VOIP PHONE | EA | 3 |  | Included | 0 | 0 | 0 | 0
24 | 7000020907 | 4600 | 90 | 240 | SERVICE -NER ELECTRICAL RTAMC | 170004081 | 998734 |  | 18% |  | INSTALLATION OF LOW END VOIP PHONE | EA | 2 |  | Included | 0 | 0 | 0 | 0
25 | 7000020907 | 4600 | 90 | 250 | SERVICE -NER ELECTRICAL RTAMC | 170004083 | 998734 |  | 18% |  | INSTALLATION OF NETWORK PANEL | EA | 1 |  | Included | 0 | 0 | 0 | 0
26 | 7000020907 | 4600 | 90 | 260 | SERVICE -NER ELECTRICAL RTAMC | 170004084 | 998734 |  | 18% |  | INSTALLATION OF SERVER RACK PANEL WITH KVM UNIT | EA | 2 |  | Included | 0 | 0 | 0 | 0
27 | 7000020907 | 4600 | 90 | 270 | SERVICE -NER ELECTRICAL RTAMC | 170003713 | 998736 |  | 18% |  | DIGITAL DISPLAY FOR DATE | NO | 1 |  | Included | 0 | 0 | 0 | 0
28 | 7000020907 | 4600 | 90 | 280 | SERVICE -NER ELECTRICAL RTAMC | 170001322 | 998734 |  | 18% |  | Computer System Hardware - Digital Display for Time | EA | 1 |  | Included | 0 | 0 | 0 | 0
29 | 7000020907 | 4600 | 90 | 290 | SERVICE -NER ELECTRICAL RTAMC | 170001323 | 998734 |  | 18% |  | Computer System Hardware - Digital Display for Frequency | EA | 1 |  | Included | 0 | 0 | 0 | 0
30 | 7000020907 | 4600 | 90 | 300 | SERVICE -NER ELECTRICAL RTAMC | 170004085 | 998734 |  | 18% |  | INSTALLATION OF LAPTOP FOR MAINTENANCE | EA | 2 |  | Included | 0 | 0 | 0 | 0
31 | 7000020907 | 4600 | 90 | 310 | SERVICE -NER ELECTRICAL RTAMC | 170004086 | 998734 |  | 18% |  | INSTALLATION OF DIRECT VIEW LED WALL AS PER TS | M2 | 17 |  | Included | 0 | 0 | 0 | 0
32 | 7000020907 | 4600 | 90 | 320 | SERVICE -NER ELECTRICAL RTAMC | 170003249 | 998734 |  | 18% |  | WORKSTATION DESK | EA | 6 |  | Included | 0 | 0 | 0 | 0
33 | 7000020907 | 4600 | 90 | 330 | SERVICE -NER ELECTRICAL RTAMC | 170003250 | 998734 |  | 18% |  | Furnitures- Chairs | EA | 6 |  | Included | 0 | 0 | 0 | 0
34 | 7000020907 | 4600 | 90 | 340 | SERVICE -NER ELECTRICAL RTAMC | 170003251 | 998734 |  | 18% |  | FURNITURE - Fireproof Software storage box | EA | 1 |  | Included | 0 | 0 | 0 | 0
35 | 7000020907 | 4600 | 90 | 350 | SERVICE -NER ELECTRICAL RTAMC | 170003008 | 998734 |  | 18% |  | 40 kVA (32kW at 0.8 pf) UPS running in parallel | EA | 2 |  | Included | 0 | 0 | 0 | 0
36 | 7000020907 | 4600 | 90 | 360 | SERVICE -NER ELECTRICAL RTAMC | 170000045 | 998713 |  | 18% |  | VRLA type Battery banks for UPS (each bank of minimum 76.8 kVAH) | LOT | 2 |  | Included | 0 | 0 | 0 | 0
37 | 7000020907 | 4600 | 90 | 370 | SERVICE -NER ELECTRICAL RTAMC | 170004090 | 998734 |  | 18% |  | INSTALLATION OF UPS MONITORING SYSTEM | LOT | 1 |  | Included | 0 | 0 | 0 | 0
38 | 7000020907 | 4600 | 90 | 380 | SERVICE -NER ELECTRICAL RTAMC | 100035600 | 995461 |  | 18% |  | INSTALLATION OF POWER CABLE (XLPE & PVC INSULATED) | LOT | 1 |  | Included | 0 | 0 | 0 | 0
39 | 7000020907 | 4600 | 90 | 390 | SERVICE -NER ELECTRICAL RTAMC | 100035601 | 998739 |  | 18% |  | INSTALLATION OF COMMUNICATION CABLES | LOT | 1 |  | Included | 0 | 0 | 0 | 0
40 | 7000020907 | 4600 | 90 | 400 | SERVICE -NER ELECTRICAL RTAMC | 170004093 | 998734 |  | 18% |  | INSTALLATION OF COLOUR LASER CUM MULTI-FUNCTION PRINTER | EA | 1 |  | Included | 0 | 0 | 0 | 0
41 | 7000020907 | 4600 | 90 | 410 | SERVICE -NER ELECTRICAL RTAMC | 170004144 | 998734 |  | 18% |  | INSTALL.WORKSTATION AS PER TS | EA | 69 |  | Included | 0 | 0 | 0 | 0
42 | 7000020907 | 4600 | 90 | 420 | SERVICE -NER ELECTRICAL RTAMC | 170004112 | 998734 |  | 18% |  | INSTALLATION OF NVR WITH REQUIRED SOFTWARE AS PER TS | EA | 23 |  | Included | 0 | 0 | 0 | 0
43 | 7000020907 | 4600 | 90 | 430 | SERVICE -NER ELECTRICAL RTAMC | 170004147 | 998734 |  | 18% |  | INSTALL.TYPE-3 TFT MONITOR AS PER TS | EA | 46 |  | Included | 0 | 0 | 0 | 0
44 | 7000020907 | 4600 | 90 | 440 | SERVICE -NER ELECTRICAL RTAMC | 170004146 | 998734 |  | 18% |  | INSTALL.TYPE-2 TFT MONITOR AS PER TS | EA | 23 |  | Included | 0 | 0 | 0 | 0
45 | 7000020907 | 4600 | 90 | 450 | SERVICE -NER ELECTRICAL RTAMC | 170004110 | 998734 |  | 18% |  | INSTALLATION OF MS OFFICE SOFTWARE | EA | 23 |  | Included | 0 | 0 | 0 | 0
46 | 7000020907 | 4600 | 90 | 460 | SERVICE -NER ELECTRICAL RTAMC | 100035600 | 995461 |  | 18% |  | INSTALLATION OF POWER CABLE (XLPE & PVC INSULATED) | LOT | 23 |  | Included | 0 | 0 | 0 | 0
47 | 7000020907 | 4600 | 90 | 470 | SERVICE -NER ELECTRICAL RTAMC | 100035601 | 998739 |  | 18% |  | INSTALLATION OF COMMUNICATION CABLES | LOT | 23 |  | Included | 0 | 0 | 0 | 0
48 | 7000020907 | 4600 | 90 | 480 | SERVICE -NER ELECTRICAL RTAMC | 170004094 | 998734 |  | 18% |  | INSTALLATION OF SCADA | LOT | 1 |  | Included | 0 | 0 | 0 | 0
49 | 7000020907 | 4600 | 90 | 490 | SERVICE -NER ELECTRICAL RTAMC | 170004095 | 998734 |  | 18% |  | INSTALLATION OF FRONT-END SOFTWARE SERVER APPLICATION | LOT | 1 |  | Included | 0 | 0 | 0 | 0
50 | 7000020907 | 4600 | 90 | 500 | SERVICE -NER ELECTRICAL RTAMC | 170003216 | 998734 |  | 18% |  | Application Software - Identity Management Software | LOT | 1 |  | Included | 0 | 0 | 0 | 0
51 | 7000020907 | 4600 | 90 | 510 | SERVICE -NER ELECTRICAL RTAMC | 170004101 | 998734 |  | 18% |  | INSTALLATION OF ARCHIVE & CONFIGURATION SOFTWARE | LOT | 1 |  | Included | 0 | 0 | 0 | 0
52 | 7000020907 | 4600 | 90 | 520 | SERVICE -NER ELECTRICAL RTAMC | 170002973 | 998734 |  | 18% |  | NAS Software | LOT | 1 |  | Included | 0 | 0 | 0 | 0
53 | 7000020907 | 4600 | 90 | 530 | SERVICE -NER ELECTRICAL RTAMC | 170004108 | 998734 |  | 18% |  | INSTALLATION OF VOICE RECORDING SOFTWARE | LOT | 1 |  | Included | 0 | 0 | 0 | 0
54 | 7000020907 | 4600 | 90 | 540 | SERVICE -NER ELECTRICAL RTAMC | 170004109 | 998734 |  | 18% |  | INSTALLATION OF INVENTORY MANAGEMENT SOFTWARE | LOT | 1 |  | Included | 0 | 0 | 0 | 0
55 | 7000020907 | 4600 | 90 | 550 | SERVICE -NER ELECTRICAL RTAMC | 170003736 | 998736 |  | 18% |  | PATCH MANAGEMENT SOFTWARE | LOT | 1 |  | Included | 0 | 0 | 0 | 0
56 | 7000020907 | 4600 | 90 | 560 | SERVICE -NER ELECTRICAL RTAMC | 170004110 | 998734 |  | 18% |  | INSTALLATION OF MS OFFICE SOFTWARE | EA | 20 |  | Included | 0 | 0 | 0 | 0
57 | 7000020907 | 4600 | 90 | 570 | SERVICE -NER ELECTRICAL RTAMC | 170003715 | 998736 |  | 18% |  | DISMANTLING OF EXISTING SCADA SYSTEM | LOT | 1 |  | Included | 0 | 0 | 0 | 0
| (X) | SR1 ELECTRICAL RTAMC | [18 empty] | Amount after Discount (Rs.) |  | Dis Alert | Amount after MPD (Rs.)
1 | 7000020907 | 4870 | 90 | 10 | SERVICE -SR1 ELECTRICAL RTAMC | 170004392 | 998734 |  | 18% |  | INSTALLATION OF TYPE-1 ROUTER AS PER TS | EA | 2 |  | Included | 0 | 0 | 0 | 0
2 | 7000020907 | 4870 | 90 | 20 | SERVICE -SR1 ELECTRICAL RTAMC | 170004049 | 998734 |  | 18% |  | INSTALLATION OF MANAGED LAN L3 TYPE-1 | EA | 8 |  | Included | 0 | 0 | 0 | 0
3 | 7000020907 | 4870 | 90 | 30 | SERVICE -SR1 ELECTRICAL RTAMC | 170004050 | 998734 |  | 18% |  | INSTALLATION OF MANAGED LAN L3 TYPE-2 | EA | 4 |  | Included | 0 | 0 | 0 | 0
4 | 7000020907 | 4870 | 90 | 40 | SERVICE -SR1 ELECTRICAL RTAMC | 170004051 | 998734 |  | 18% |  | INSTALLATION OF COPPER SFP FOR LAN | EA | 76 |  | Included | 0 | 0 | 0 | 0
5 | 7000020907 | 4870 | 90 | 50 | SERVICE -SR1 ELECTRICAL RTAMC | 170004052 | 998734 |  | 18% |  | INSTALLATION OF FIBER OPTIC SFP FOR LAN | EA | 308 |  | Included | 0 | 0 | 0 | 0
6 | 7000020907 | 4870 | 90 | 60 | SERVICE -SR1 ELECTRICAL RTAMC | 170004053 | 998734 |  | 18% |  | INSTALLATION OF NETWORK INTRUSION PREVENTION SYSTEM (NIPS) | LOT | 2 |  | Included | 0 | 0 | 0 | 0
7 | 7000020907 | 4870 | 90 | 70 | SERVICE -SR1 ELECTRICAL RTAMC | 170004054 | 998734 |  | 18% |  | INSTALLATION OF FIREWALL-TYPE-I | EA | 2 |  | Included | 0 | 0 | 0 | 0
8 | 7000020907 | 4870 | 90 | 80 | SERVICE -SR1 ELECTRICAL RTAMC | 170004055 | 998734 |  | 18% |  | INSTALLATION OF FIREWALL-TYPE-II | EA | 2 |  | Included | 0 | 0 | 0 | 0
9 | 7000020907 | 4870 | 90 | 90 | SERVICE -SR1 ELECTRICAL RTAMC | 170004140 | 998734 |  | 18% |  | INSTALLATION OF IDENTITY MANAGEMENT SERVER | EA | 2 |  | Included | 0 | 0 | 0 | 0
10 | 7000020907 | 4870 | 90 | 100 | SERVICE -SR1 ELECTRICAL RTAMC | 170004059 | 998734 |  | 18% |  | INSTALLATION OF SCADA DATA SERVER | EA | 2 |  | Included | 0 | 0 | 0 | 0
11 | 7000020907 | 4870 | 90 | 110 | SERVICE -SR1 ELECTRICAL RTAMC | 170001306 | 998734 |  | 18% |  | Computer System Hardware - Communication Front End (CFE) | EA | 4 |  | Included | 0 | 0 | 0 | 0
12 | 7000020907 | 4870 | 90 | 120 | SERVICE -SR1 ELECTRICAL RTAMC | 170004063 | 998734 |  | 18% |  | INSTALLATION OF ARCHIVE AND CONFIGURATION SERVERS | EA | 2 |  | Included | 0 | 0 | 0 | 0
13 | 7000020907 | 4870 | 90 | 130 | SERVICE -SR1 ELECTRICAL RTAMC | 170004141 | 998734 |  | 18% |  | INSTALLATION OF STORAGE SERVER NAS | EA | 2 |  | Included | 0 | 0 | 0 | 0
14 | 7000020907 | 4870 | 90 | 140 | SERVICE -SR1 ELECTRICAL RTAMC | 170003232 | 998734 |  | 18% |  | Computer System Hardware -Patch Management Server | EA | 2 |  | Included | 0 | 0 | 0 | 0
15 | 7000020907 | 4870 | 90 | 150 | SERVICE -SR1 ELECTRICAL RTAMC | 170004070 | 998734 |  | 18% |  | INSTALLATION OF CONNECTOR SERVER (SYSLOG) | EA | 2 |  | Included | 0 | 0 | 0 | 0
16 | 7000020907 | 4870 | 90 | 160 | SERVICE -SR1 ELECTRICAL RTAMC | 170004073 | 998734 |  | 18% |  | INSTALLATION OF VOICE RECORDER | EA | 1 |  | Included | 0 | 0 | 0 | 0
17 | 7000020907 | 4870 | 90 | 170 | SERVICE -SR1 ELECTRICAL RTAMC | 170003696 | 998734 |  | 18% |  | Time & Frequency System Navic based (with failback to GPS) | LOT | 2 |  | Included | 0 | 0 | 0 | 0
18 | 7000020907 | 4870 | 90 | 180 | SERVICE -SR1 ELECTRICAL RTAMC | 170004144 | 998734 |  | 18% |  | INSTALL.WORKSTATION AS PER TS | EA | 19 |  | Included | 0 | 0 | 0 | 0
19 | 7000020907 | 4870 | 90 | 190 | SERVICE -SR1 ELECTRICAL RTAMC | 170004145 | 998734 |  | 18% |  | INSTALL.TYPE-1 TFT MONITOR WITH STAND ON WHEELS | EA | 1 |  | Included | 0 | 0 | 0 | 0
20 | 7000020907 | 4870 | 90 | 200 | SERVICE -SR1 ELECTRICAL RTAMC | 170004146 | 998734 |  | 18% |  | INSTALL.TYPE-2 TFT MONITOR AS PER TS | EA | 4 |  | Included | 0 | 0 | 0 | 0
21 | 7000020907 | 4870 | 90 | 210 | SERVICE -SR1 ELECTRICAL RTAMC | 170004147 | 998734 |  | 18% |  | INSTALL.TYPE-3 TFT MONITOR AS PER TS | EA | 34 |  | Included | 0 | 0 | 0 | 0
22 | 7000020907 | 4870 | 90 | 220 | SERVICE -SR1 ELECTRICAL RTAMC | 170004150 | 998734 |  | 18% |  | INSTALLATION OF FAILOVER NVR ALONG WITH SOFTWARE | EA | 1 |  | Included | 0 | 0 | 0 | 0
23 | 7000020907 | 4870 | 90 | 230 | SERVICE -SR1 ELECTRICAL RTAMC | 170004080 | 998734 |  | 18% |  | INSTALLATION OF HIGH END VOIP PHONE | EA | 3 |  | Included | 0 | 0 | 0 | 0
24 | 7000020907 | 4870 | 90 | 240 | SERVICE -SR1 ELECTRICAL RTAMC | 170004081 | 998734 |  | 18% |  | INSTALLATION OF LOW END VOIP PHONE | EA | 2 |  | Included | 0 | 0 | 0 | 0
25 | 7000020907 | 4870 | 90 | 250 | SERVICE -SR1 ELECTRICAL RTAMC | 170004083 | 998734 |  | 18% |  | INSTALLATION OF NETWORK PANEL | EA | 1 |  | Included | 0 | 0 | 0 | 0
26 | 7000020907 | 4870 | 90 | 260 | SERVICE -SR1 ELECTRICAL RTAMC | 170004084 | 998734 |  | 18% |  | INSTALLATION OF SERVER RACK PANEL WITH KVM UNIT | EA | 2 |  | Included | 0 | 0 | 0 | 0
27 | 7000020907 | 4870 | 90 | 270 | SERVICE -SR1 ELECTRICAL RTAMC | 170003713 | 998736 |  | 18% |  | DIGITAL DISPLAY FOR DATE | NO | 1 |  | Included | 0 | 0 | 0 | 0
28 | 7000020907 | 4870 | 90 | 280 | SERVICE -SR1 ELECTRICAL RTAMC | 170001322 | 998734 |  | 18% |  | Computer System Hardware - Digital Display for Time | EA | 1 |  | Included | 0 | 0 | 0 | 0
29 | 7000020907 | 4870 | 90 | 290 | SERVICE -SR1 ELECTRICAL RTAMC | 170001323 | 998734 |  | 18% |  | Computer System Hardware - Digital Display for Frequency | EA | 1 |  | Included | 0 | 0 | 0 | 0
30 | 7000020907 | 4870 | 90 | 300 | SERVICE -SR1 ELECTRICAL RTAMC | 170004085 | 998734 |  | 18% |  | INSTALLATION OF LAPTOP FOR MAINTENANCE | EA | 2 |  | Included | 0 | 0 | 0 | 0
31 | 7000020907 | 4870 | 90 | 310 | SERVICE -SR1 ELECTRICAL RTAMC | 170004086 | 998734 |  | 18% |  | INSTALLATION OF DIRECT VIEW LED WALL AS PER TS | M2 | 17 |  | Included | 0 | 0 | 0 | 0
32 | 7000020907 | 4870 | 90 | 320 | SERVICE -SR1 ELECTRICAL RTAMC | 170003249 | 998734 |  | 18% |  | WORKSTATION DESK | EA | 6 |  | Included | 0 | 0 | 0 | 0
33 | 7000020907 | 4870 | 90 | 330 | SERVICE -SR1 ELECTRICAL RTAMC | 170003250 | 998734 |  | 18% |  | Furnitures- Chairs | EA | 6 |  | Included | 0 | 0 | 0 | 0
34 | 7000020907 | 4870 | 90 | 340 | SERVICE -SR1 ELECTRICAL RTAMC | 170003251 | 998734 |  | 18% |  | FURNITURE - Fireproof Software storage box | EA | 1 |  | Included | 0 | 0 | 0 | 0
35 | 7000020907 | 4870 | 90 | 350 | SERVICE -SR1 ELECTRICAL RTAMC | 170003008 | 998734 |  | 18% |  | 40 kVA (32kW at 0.8 pf) UPS running in parallel | EA | 2 |  | Included | 0 | 0 | 0 | 0
36 | 7000020907 | 4870 | 90 | 360 | SERVICE -SR1 ELECTRICAL RTAMC | 170000045 | 998713 |  | 18% |  | VRLA type Battery banks for UPS (each bank of minimum 76.8 kVAH) | LOT | 2 |  | Included | 0 | 0 | 0 | 0
37 | 7000020907 | 4870 | 90 | 370 | SERVICE -SR1 ELECTRICAL RTAMC | 170004090 | 998734 |  | 18% |  | INSTALLATION OF UPS MONITORING SYSTEM | LOT | 1 |  | Included | 0 | 0 | 0 | 0
38 | 7000020907 | 4870 | 90 | 380 | SERVICE -SR1 ELECTRICAL RTAMC | 100035600 | 995461 |  | 18% |  | INSTALLATION OF POWER CABLE (XLPE & PVC INSULATED) | LOT | 1 |  | Included | 0 | 0 | 0 | 0
39 | 7000020907 | 4870 | 90 | 390 | SERVICE -SR1 ELECTRICAL RTAMC | 100035601 | 998739 |  | 18% |  | INSTALLATION OF COMMUNICATION CABLES | LOT | 1 |  | Included | 0 | 0 | 0 | 0
40 | 7000020907 | 4870 | 90 | 400 | SERVICE -SR1 ELECTRICAL RTAMC | 170004093 | 998734 |  | 18% |  | INSTALLATION OF COLOUR LASER CUM MULTI-FUNCTION PRINTER | EA | 1 |  | Included | 0 | 0 | 0 | 0
41 | 7000020907 | 4870 | 90 | 410 | SERVICE -SR1 ELECTRICAL RTAMC | 170004144 | 998734 |  | 18% |  | INSTALL.WORKSTATION AS PER TS | EA | 69 |  | Included | 0 | 0 | 0 | 0
42 | 7000020907 | 4870 | 90 | 420 | SERVICE -SR1 ELECTRICAL RTAMC | 170004112 | 998734 |  | 18% |  | INSTALLATION OF NVR WITH REQUIRED SOFTWARE AS PER TS | EA | 23 |  | Included | 0 | 0 | 0 | 0
43 | 7000020907 | 4870 | 90 | 430 | SERVICE -SR1 ELECTRICAL RTAMC | 170004147 | 998734 |  | 18% |  | INSTALL.TYPE-3 TFT MONITOR AS PER TS | EA | 46 |  | Included | 0 | 0 | 0 | 0
44 | 7000020907 | 4870 | 90 | 440 | SERVICE -SR1 ELECTRICAL RTAMC | 170004146 | 998734 |  | 18% |  | INSTALL.TYPE-2 TFT MONITOR AS PER TS | EA | 23 |  | Included | 0 | 0 | 0 | 0
45 | 7000020907 | 4870 | 90 | 450 | SERVICE -SR1 ELECTRICAL RTAMC | 170004110 | 998734 |  | 18% |  | INSTALLATION OF MS OFFICE SOFTWARE | EA | 23 |  | Included | 0 | 0 | 0 | 0
46 | 7000020907 | 4870 | 90 | 460 | SERVICE -SR1 ELECTRICAL RTAMC | 100035600 | 995461 |  | 18% |  | INSTALLATION OF POWER CABLE (XLPE & PVC INSULATED) | LOT | 23 |  | Included | 0 | 0 | 0 | 0
47 | 7000020907 | 4870 | 90 | 470 | SERVICE -SR1 ELECTRICAL RTAMC | 100035601 | 998739 |  | 18% |  | INSTALLATION OF COMMUNICATION CABLES | LOT | 23 |  | Included | 0 | 0 | 0 | 0
48 | 7000020907 | 4870 | 90 | 480 | SERVICE -SR1 ELECTRICAL RTAMC | 170004094 | 998734 |  | 18% |  | INSTALLATION OF SCADA | LOT | 1 |  | Included | 0 | 0 | 0 | 0
49 | 7000020907 | 4870 | 90 | 490 | SERVICE -SR1 ELECTRICAL RTAMC | 170004095 | 998734 |  | 18% |  | INSTALLATION OF FRONT-END SOFTWARE SERVER APPLICATION | LOT | 1 |  | Included | 0 | 0 | 0 | 0
50 | 7000020907 | 4870 | 90 | 500 | SERVICE -SR1 ELECTRICAL RTAMC | 170003216 | 998734 |  | 18% |  | Application Software - Identity Management Software | LOT | 1 |  | Included | 0 | 0 | 0 | 0
51 | 7000020907 | 4870 | 90 | 510 | SERVICE -SR1 ELECTRICAL RTAMC | 170004101 | 998734 |  | 18% |  | INSTALLATION OF ARCHIVE & CONFIGURATION SOFTWARE | LOT | 1 |  | Included | 0 | 0 | 0 | 0
52 | 7000020907 | 4870 | 90 | 520 | SERVICE -SR1 ELECTRICAL RTAMC | 170002973 | 998734 |  | 18% |  | NAS Software | LOT | 1 |  | Included | 0 | 0 | 0 | 0
53 | 7000020907 | 4870 | 90 | 530 | SERVICE -SR1 ELECTRICAL RTAMC | 170004108 | 998734 |  | 18% |  | INSTALLATION OF VOICE RECORDING SOFTWARE | LOT | 1 |  | Included | 0 | 0 | 0 | 0
54 | 7000020907 | 4870 | 90 | 540 | SERVICE -SR1 ELECTRICAL RTAMC | 170004109 | 998734 |  | 18% |  | INSTALLATION OF INVENTORY MANAGEMENT SOFTWARE | LOT | 1 |  | Included | 0 | 0 | 0 | 0
55 | 7000020907 | 4870 | 90 | 550 | SERVICE -SR1 ELECTRICAL RTAMC | 170003736 | 998736 |  | 18% |  | PATCH MANAGEMENT SOFTWARE | LOT | 1 |  | Included | 0 | 0 | 0 | 0
56 | 7000020907 | 4870 | 90 | 560 | SERVICE -SR1 ELECTRICAL RTAMC | 170004110 | 998734 |  | 18% |  | INSTALLATION OF MS OFFICE SOFTWARE | EA | 20 |  | Included | 0 | 0 | 0 | 0
57 | 7000020907 | 4870 | 90 | 570 | SERVICE -SR1 ELECTRICAL RTAMC | 170003715 | 998736 |  | 18% |  | DISMANTLING OF EXISTING SCADA SYSTEM | LOT | 1 |  | Included | 0 | 0 | 0 | 0
| (XI) | SR2 CLIENT RTAMC | [18 empty] | Amount after Discount (Rs.) |  | Dis Alert | Amount after MPD (Rs.)
1 | 7000020907 | 5450 | 90 | 10 | SERVICE -SR2 CLIENT RTAMC | 170004393 | 998734 |  | 18% |  | INSTALLATION OF TYPE-2 ROUTER AS PER TS | EA | 2 |  | Included | 0 | 0 | 0 | 0
2 | 7000020907 | 5450 | 90 | 20 | SERVICE -SR2 CLIENT RTAMC | 170004049 | 998734 |  | 18% |  | INSTALLATION OF MANAGED LAN L3 TYPE-1 | EA | 6 |  | Included | 0 | 0 | 0 | 0
3 | 7000020907 | 5450 | 90 | 30 | SERVICE -SR2 CLIENT RTAMC | 170004051 | 998734 |  | 18% |  | INSTALLATION OF COPPER SFP FOR LAN | EA | 144 |  | Included | 0 | 0 | 0 | 0
4 | 7000020907 | 5450 | 90 | 40 | SERVICE -SR2 CLIENT RTAMC | 170004056 | 998734 |  | 18% |  | INSTALLATION OF FIREWALL-TYPE-III | EA | 2 |  | Included | 0 | 0 | 0 | 0
5 | 7000020907 | 5450 | 90 | 50 | SERVICE -SR2 CLIENT RTAMC | 170004144 | 998734 |  | 18% |  | INSTALL.WORKSTATION AS PER TS | EA | 13 |  | Included | 0 | 0 | 0 | 0
6 | 7000020907 | 5450 | 90 | 60 | SERVICE -SR2 CLIENT RTAMC | 170004145 | 998734 |  | 18% |  | INSTALL.TYPE-1 TFT MONITOR WITH STAND ON WHEELS | EA | 1 |  | Included | 0 | 0 | 0 | 0
7 | 7000020907 | 5450 | 90 | 70 | SERVICE -SR2 CLIENT RTAMC | 170004146 | 998734 |  | 18% |  | INSTALL.TYPE-2 TFT MONITOR AS PER TS | EA | 4 |  | Included | 0 | 0 | 0 | 0
8 | 7000020907 | 5450 | 90 | 80 | SERVICE -SR2 CLIENT RTAMC | 170004147 | 998734 |  | 18% |  | INSTALL.TYPE-3 TFT MONITOR AS PER TS | EA | 24 |  | Included | 0 | 0 | 0 | 0
9 | 7000020907 | 5450 | 90 | 90 | SERVICE -SR2 CLIENT RTAMC | 170004080 | 998734 |  | 18% |  | INSTALLATION OF HIGH END VOIP PHONE | EA | 1 |  | Included | 0 | 0 | 0 | 0
10 | 7000020907 | 5450 | 90 | 100 | SERVICE -SR2 CLIENT RTAMC | 170004081 | 998734 |  | 18% |  | INSTALLATION OF LOW END VOIP PHONE | EA | 1 |  | Included | 0 | 0 | 0 | 0
11 | 7000020907 | 5450 | 90 | 110 | SERVICE -SR2 CLIENT RTAMC | 170004083 | 998734 |  | 18% |  | INSTALLATION OF NETWORK PANEL | EA | 1 |  | Included | 0 | 0 | 0 | 0
12 | 7000020907 | 5450 | 90 | 120 | SERVICE -SR2 CLIENT RTAMC | 170004073 | 998734 |  | 18% |  | INSTALLATION OF VOICE RECORDER | EA | 1 |  | Included | 0 | 0 | 0 | 0
13 | 7000020907 | 5450 | 90 | 130 | SERVICE -SR2 CLIENT RTAMC | 170004108 | 998734 |  | 18% |  | INSTALLATION OF VOICE RECORDING SOFTWARE | LOT | 1 |  | Included | 0 | 0 | 0 | 0
14 | 7000020907 | 5450 | 90 | 140 | SERVICE -SR2 CLIENT RTAMC | 170004110 | 998734 |  | 18% |  | INSTALLATION OF MS OFFICE SOFTWARE | EA | 4 |  | Included | 0 | 0 | 0 | 0
15 | 7000020907 | 5450 | 90 | 150 | SERVICE -SR2 CLIENT RTAMC | 170004086 | 998734 |  | 18% |  | INSTALLATION OF DIRECT VIEW LED WALL AS PER TS | M2 | 17 |  | Included | 0 | 0 | 0 | 0
16 | 7000020907 | 5450 | 90 | 160 | SERVICE -SR2 CLIENT RTAMC | 170003249 | 998734 |  | 18% |  | WORKSTATION DESK | EA | 6 |  | Included | 0 | 0 | 0 | 0
17 | 7000020907 | 5450 | 90 | 170 | SERVICE -SR2 CLIENT RTAMC | 170003250 | 998734 |  | 18% |  | Furnitures- Chairs | EA | 6 |  | Included | 0 | 0 | 0 | 0
18 | 7000020907 | 5450 | 90 | 180 | SERVICE -SR2 CLIENT RTAMC | 170003008 | 998734 |  | 18% |  | 40 kVA (32kW at 0.8 pf) UPS running in parallel | EA | 2 |  | Included | 0 | 0 | 0 | 0
19 | 7000020907 | 5450 | 90 | 190 | SERVICE -SR2 CLIENT RTAMC | 170000045 | 998713 |  | 18% |  | VRLA type Battery banks for UPS (each bank of minimum 76.8 kVAH) | LOT | 2 |  | Included | 0 | 0 | 0 | 0
20 | 7000020907 | 5450 | 90 | 200 | SERVICE -SR2 CLIENT RTAMC | 170004090 | 998734 |  | 18% |  | INSTALLATION OF UPS MONITORING SYSTEM | LOT | 1 |  | Included | 0 | 0 | 0 | 0
21 | 7000020907 | 5450 | 90 | 210 | SERVICE -SR2 CLIENT RTAMC | 100035600 | 995461 |  | 18% |  | INSTALLATION OF POWER CABLE (XLPE & PVC INSULATED) | LOT | 1 |  | Included | 0 | 0 | 0 | 0
22 | 7000020907 | 5450 | 90 | 220 | SERVICE -SR2 CLIENT RTAMC | 100035601 | 998739 |  | 18% |  | INSTALLATION OF COMMUNICATION CABLES | LOT | 1 |  | Included | 0 | 0 | 0 | 0
23 | 7000020907 | 5450 | 90 | 230 | SERVICE -SR2 CLIENT RTAMC | 170004093 | 998734 |  | 18% |  | INSTALLATION OF COLOUR LASER CUM MULTI-FUNCTION PRINTER | EA | 1 |  | Included | 0 | 0 | 0 | 0
24 | 7000020907 | 5450 | 90 | 240 | SERVICE -SR2 CLIENT RTAMC | 170004144 | 998734 |  | 18% |  | INSTALL.WORKSTATION AS PER TS | EA | 123 |  | Included | 0 | 0 | 0 | 0
25 | 7000020907 | 5450 | 90 | 250 | SERVICE -SR2 CLIENT RTAMC | 170004112 | 998734 |  | 18% |  | INSTALLATION OF NVR WITH REQUIRED SOFTWARE AS PER TS | EA | 41 |  | Included | 0 | 0 | 0 | 0
26 | 7000020907 | 5450 | 90 | 260 | SERVICE -SR2 CLIENT RTAMC | 170004147 | 998734 |  | 18% |  | INSTALL.TYPE-3 TFT MONITOR AS PER TS | EA | 82 |  | Included | 0 | 0 | 0 | 0
27 | 7000020907 | 5450 | 90 | 270 | SERVICE -SR2 CLIENT RTAMC | 170004146 | 998734 |  | 18% |  | INSTALL.TYPE-2 TFT MONITOR AS PER TS | EA | 41 |  | Included | 0 | 0 | 0 | 0
28 | 7000020907 | 5450 | 90 | 280 | SERVICE -SR2 CLIENT RTAMC | 170004110 | 998734 |  | 18% |  | INSTALLATION OF MS OFFICE SOFTWARE | EA | 41 |  | Included | 0 | 0 | 0 | 0
29 | 7000020907 | 5450 | 90 | 290 | SERVICE -SR2 CLIENT RTAMC | 100035600 | 995461 |  | 18% |  | INSTALLATION OF POWER CABLE (XLPE & PVC INSULATED) | LOT | 41 |  | Included | 0 | 0 | 0 | 0
30 | 7000020907 | 5450 | 90 | 300 | SERVICE -SR2 CLIENT RTAMC | 100035601 | 998739 |  | 18% |  | INSTALLATION OF COMMUNICATION CABLES | LOT | 41 |  | Included | 0 | 0 | 0 | 0
| (XII) | WR1 CLIENT RTAMC | [18 empty] | Amount after Discount (Rs.) |  | Dis Alert | Amount after MPD (Rs.)
1 | 7000020907 | 5770 | 90 | 10 | SERVICE -WR1 CLIENT RTAMC | 170004393 | 998734 |  | 18% |  | INSTALLATION OF TYPE-2 ROUTER AS PER TS | EA | 2 |  | Included | 0 | 0 | 0 | 0
2 | 7000020907 | 5770 | 90 | 20 | SERVICE -WR1 CLIENT RTAMC | 170004049 | 998734 |  | 18% |  | INSTALLATION OF MANAGED LAN L3 TYPE-1 | EA | 6 |  | Included | 0 | 0 | 0 | 0
3 | 7000020907 | 5770 | 90 | 30 | SERVICE -WR1 CLIENT RTAMC | 170004051 | 998734 |  | 18% |  | INSTALLATION OF COPPER SFP FOR LAN | EA | 144 |  | Included | 0 | 0 | 0 | 0
4 | 7000020907 | 5770 | 90 | 40 | SERVICE -WR1 CLIENT RTAMC | 170004056 | 998734 |  | 18% |  | INSTALLATION OF FIREWALL-TYPE-III | EA | 2 |  | Included | 0 | 0 | 0 | 0
5 | 7000020907 | 5770 | 90 | 50 | SERVICE -WR1 CLIENT RTAMC | 170004144 | 998734 |  | 18% |  | INSTALL.WORKSTATION AS PER TS | EA | 13 |  | Included | 0 | 0 | 0 | 0
6 | 7000020907 | 5770 | 90 | 60 | SERVICE -WR1 CLIENT RTAMC | 170004145 | 998734 |  | 18% |  | INSTALL.TYPE-1 TFT MONITOR WITH STAND ON WHEELS | EA | 1 |  | Included | 0 | 0 | 0 | 0
7 | 7000020907 | 5770 | 90 | 70 | SERVICE -WR1 CLIENT RTAMC | 170004146 | 998734 |  | 18% |  | INSTALL.TYPE-2 TFT MONITOR AS PER TS | EA | 4 |  | Included | 0 | 0 | 0 | 0
8 | 7000020907 | 5770 | 90 | 80 | SERVICE -WR1 CLIENT RTAMC | 170004147 | 998734 |  | 18% |  | INSTALL.TYPE-3 TFT MONITOR AS PER TS | EA | 24 |  | Included | 0 | 0 | 0 | 0
9 | 7000020907 | 5770 | 90 | 90 | SERVICE -WR1 CLIENT RTAMC | 170004080 | 998734 |  | 18% |  | INSTALLATION OF HIGH END VOIP PHONE | EA | 1 |  | Included | 0 | 0 | 0 | 0
10 | 7000020907 | 5770 | 90 | 100 | SERVICE -WR1 CLIENT RTAMC | 170004081 | 998734 |  | 18% |  | INSTALLATION OF LOW END VOIP PHONE | EA | 1 |  | Included | 0 | 0 | 0 | 0
11 | 7000020907 | 5770 | 90 | 110 | SERVICE -WR1 CLIENT RTAMC | 170004083 | 998734 |  | 18% |  | INSTALLATION OF NETWORK PANEL | EA | 1 |  | Included | 0 | 0 | 0 | 0
12 | 7000020907 | 5770 | 90 | 120 | SERVICE -WR1 CLIENT RTAMC | 170004073 | 998734 |  | 18% |  | INSTALLATION OF VOICE RECORDER | EA | 1 |  | Included | 0 | 0 | 0 | 0
13 | 7000020907 | 5770 | 90 | 130 | SERVICE -WR1 CLIENT RTAMC | 170004108 | 998734 |  | 18% |  | INSTALLATION OF VOICE RECORDING SOFTWARE | LOT | 1 |  | Included | 0 | 0 | 0 | 0
14 | 7000020907 | 5770 | 90 | 140 | SERVICE -WR1 CLIENT RTAMC | 170004110 | 998734 |  | 18% |  | INSTALLATION OF MS OFFICE SOFTWARE | EA | 4 |  | Included | 0 | 0 | 0 | 0
15 | 7000020907 | 5770 | 90 | 150 | SERVICE -WR1 CLIENT RTAMC | 170004086 | 998734 |  | 18% |  | INSTALLATION OF DIRECT VIEW LED WALL AS PER TS | M2 | 17 |  | Included | 0 | 0 | 0 | 0
16 | 7000020907 | 5770 | 90 | 160 | SERVICE -WR1 CLIENT RTAMC | 170003249 | 998734 |  | 18% |  | WORKSTATION DESK | EA | 6 |  | Included | 0 | 0 | 0 | 0
17 | 7000020907 | 5770 | 90 | 170 | SERVICE -WR1 CLIENT RTAMC | 170003250 | 998734 |  | 18% |  | Furnitures- Chairs | EA | 6 |  | Included | 0 | 0 | 0 | 0
18 | 7000020907 | 5770 | 90 | 180 | SERVICE -WR1 CLIENT RTAMC | 170003008 | 998734 |  | 18% |  | 40 kVA (32kW at 0.8 pf) UPS running in parallel | EA | 2 |  | Included | 0 | 0 | 0 | 0
19 | 7000020907 | 5770 | 90 | 190 | SERVICE -WR1 CLIENT RTAMC | 170000045 | 998713 |  | 18% |  | VRLA type Battery banks for UPS (each bank of minimum 76.8 kVAH) | LOT | 2 |  | Included | 0 | 0 | 0 | 0
20 | 7000020907 | 5770 | 90 | 200 | SERVICE -WR1 CLIENT RTAMC | 170004090 | 998734 |  | 18% |  | INSTALLATION OF UPS MONITORING SYSTEM | LOT | 1 |  | Included | 0 | 0 | 0 | 0
21 | 7000020907 | 5770 | 90 | 210 | SERVICE -WR1 CLIENT RTAMC | 100035600 | 995461 |  | 18% |  | INSTALLATION OF POWER CABLE (XLPE & PVC INSULATED) | LOT | 1 |  | Included | 0 | 0 | 0 | 0
22 | 7000020907 | 5770 | 90 | 220 | SERVICE -WR1 CLIENT RTAMC | 100035601 | 998739 |  | 18% |  | INSTALLATION OF COMMUNICATION CABLES | LOT | 1 |  | Included | 0 | 0 | 0 | 0
23 | 7000020907 | 5770 | 90 | 230 | SERVICE -WR1 CLIENT RTAMC | 170004093 | 998734 |  | 18% |  | INSTALLATION OF COLOUR LASER CUM MULTI-FUNCTION PRINTER | EA | 1 |  | Included | 0 | 0 | 0 | 0
24 | 7000020907 | 5770 | 90 | 240 | SERVICE -WR1 CLIENT RTAMC | 170004144 | 998734 |  | 18% |  | INSTALL.WORKSTATION AS PER TS | EA | 84 |  | Included | 0 | 0 | 0 | 0
25 | 7000020907 | 5770 | 90 | 250 | SERVICE -WR1 CLIENT RTAMC | 170004112 | 998734 |  | 18% |  | INSTALLATION OF NVR WITH REQUIRED SOFTWARE AS PER TS | EA | 28 |  | Included | 0 | 0 | 0 | 0
26 | 7000020907 | 5770 | 90 | 260 | SERVICE -WR1 CLIENT RTAMC | 170004147 | 998734 |  | 18% |  | INSTALL.TYPE-3 TFT MONITOR AS PER TS | EA | 56 |  | Included | 0 | 0 | 0 | 0
27 | 7000020907 | 5770 | 90 | 270 | SERVICE -WR1 CLIENT RTAMC | 170004146 | 998734 |  | 18% |  | INSTALL.TYPE-2 TFT MONITOR AS PER TS | EA | 28 |  | Included | 0 | 0 | 0 | 0
28 | 7000020907 | 5770 | 90 | 280 | SERVICE -WR1 CLIENT RTAMC | 170004110 | 998734 |  | 18% |  | INSTALLATION OF MS OFFICE SOFTWARE | EA | 28 |  | Included | 0 | 0 | 0 | 0
29 | 7000020907 | 5770 | 90 | 290 | SERVICE -WR1 CLIENT RTAMC | 100035600 | 995461 |  | 18% |  | INSTALLATION OF POWER CABLE (XLPE & PVC INSULATED) | LOT | 28 |  | Included | 0 | 0 | 0 | 0
30 | 7000020907 | 5770 | 90 | 300 | SERVICE -WR1 CLIENT RTAMC | 100035601 | 998739 |  | 18% |  | INSTALLATION OF COMMUNICATION CABLES | LOT | 28 |  | Included | 0 | 0 | 0 | 0
31 | 7000020907 | 5770 | 90 | 310 | SERVICE -WR1 CLIENT RTAMC | 170003715 | 998736 |  | 18% |  | DISMANTLING OF EXISTING SCADA SYSTEM | LOT | 1 |  | Included | 0 | 0 | 0 | 0
| (XIII) | WR2 ELECTRICAL RTAMC | [18 empty] | Amount after Discount (Rs.) |  | Dis Alert | Amount after MPD (Rs.)
1 | 7000020907 | 6090 | 90 | 10 | SERVICE -WR2 ELECTRICAL RTAMC | 170004392 | 998734 |  | 18% |  | INSTALLATION OF TYPE-1 ROUTER AS PER TS | EA | 2 |  | Included | 0 | 0 | 0 | 0
2 | 7000020907 | 6090 | 90 | 20 | SERVICE -WR2 ELECTRICAL RTAMC | 170004049 | 998734 |  | 18% |  | INSTALLATION OF MANAGED LAN L3 TYPE-1 | EA | 8 |  | Included | 0 | 0 | 0 | 0
3 | 7000020907 | 6090 | 90 | 30 | SERVICE -WR2 ELECTRICAL RTAMC | 170004050 | 998734 |  | 18% |  | INSTALLATION OF MANAGED LAN L3 TYPE-2 | EA | 4 |  | Included | 0 | 0 | 0 | 0
4 | 7000020907 | 6090 | 90 | 40 | SERVICE -WR2 ELECTRICAL RTAMC | 170004051 | 998734 |  | 18% |  | INSTALLATION OF COPPER SFP FOR LAN | EA | 76 |  | Included | 0 | 0 | 0 | 0
5 | 7000020907 | 6090 | 90 | 50 | SERVICE -WR2 ELECTRICAL RTAMC | 170004052 | 998734 |  | 18% |  | INSTALLATION OF FIBER OPTIC SFP FOR LAN | EA | 308 |  | Included | 0 | 0 | 0 | 0
6 | 7000020907 | 6090 | 90 | 60 | SERVICE -WR2 ELECTRICAL RTAMC | 170004053 | 998734 |  | 18% |  | INSTALLATION OF NETWORK INTRUSION PREVENTION SYSTEM (NIPS) | LOT | 2 |  | Included | 0 | 0 | 0 | 0
7 | 7000020907 | 6090 | 90 | 70 | SERVICE -WR2 ELECTRICAL RTAMC | 170004054 | 998734 |  | 18% |  | INSTALLATION OF FIREWALL-TYPE-I | EA | 2 |  | Included | 0 | 0 | 0 | 0
8 | 7000020907 | 6090 | 90 | 80 | SERVICE -WR2 ELECTRICAL RTAMC | 170004055 | 998734 |  | 18% |  | INSTALLATION OF FIREWALL-TYPE-II | EA | 2 |  | Included | 0 | 0 | 0 | 0
9 | 7000020907 | 6090 | 90 | 90 | SERVICE -WR2 ELECTRICAL RTAMC | 170004140 | 998734 |  | 18% |  | INSTALLATION OF IDENTITY MANAGEMENT SERVER | EA | 2 |  | Included | 0 | 0 | 0 | 0
10 | 7000020907 | 6090 | 90 | 100 | SERVICE -WR2 ELECTRICAL RTAMC | 170004059 | 998734 |  | 18% |  | INSTALLATION OF SCADA DATA SERVER | EA | 2 |  | Included | 0 | 0 | 0 | 0
11 | 7000020907 | 6090 | 90 | 110 | SERVICE -WR2 ELECTRICAL RTAMC | 170001306 | 998734 |  | 18% |  | Computer System Hardware - Communication Front End (CFE) | EA | 4 |  | Included | 0 | 0 | 0 | 0
12 | 7000020907 | 6090 | 90 | 120 | SERVICE -WR2 ELECTRICAL RTAMC | 170004063 | 998734 |  | 18% |  | INSTALLATION OF ARCHIVE AND CONFIGURATION SERVERS | EA | 2 |  | Included | 0 | 0 | 0 | 0
13 | 7000020907 | 6090 | 90 | 130 | SERVICE -WR2 ELECTRICAL RTAMC | 170004141 | 998734 |  | 18% |  | INSTALLATION OF STORAGE SERVER NAS | EA | 2 |  | Included | 0 | 0 | 0 | 0
14 | 7000020907 | 6090 | 90 | 140 | SERVICE -WR2 ELECTRICAL RTAMC | 170003232 | 998734 |  | 18% |  | Computer System Hardware -Patch Management Server | EA | 2 |  | Included | 0 | 0 | 0 | 0
15 | 7000020907 | 6090 | 90 | 150 | SERVICE -WR2 ELECTRICAL RTAMC | 170004070 | 998734 |  | 18% |  | INSTALLATION OF CONNECTOR SERVER (SYSLOG) | EA | 2 |  | Included | 0 | 0 | 0 | 0
16 | 7000020907 | 6090 | 90 | 160 | SERVICE -WR2 ELECTRICAL RTAMC | 170004073 | 998734 |  | 18% |  | INSTALLATION OF VOICE RECORDER | EA | 1 |  | Included | 0 | 0 | 0 | 0
17 | 7000020907 | 6090 | 90 | 170 | SERVICE -WR2 ELECTRICAL RTAMC | 170003696 | 998734 |  | 18% |  | Time & Frequency System Navic based (with failback to GPS) | LOT | 2 |  | Included | 0 | 0 | 0 | 0
18 | 7000020907 | 6090 | 90 | 180 | SERVICE -WR2 ELECTRICAL RTAMC | 170004144 | 998734 |  | 18% |  | INSTALL.WORKSTATION AS PER TS | EA | 19 |  | Included | 0 | 0 | 0 | 0
19 | 7000020907 | 6090 | 90 | 190 | SERVICE -WR2 ELECTRICAL RTAMC | 170004145 | 998734 |  | 18% |  | INSTALL.TYPE-1 TFT MONITOR WITH STAND ON WHEELS | EA | 1 |  | Included | 0 | 0 | 0 | 0
20 | 7000020907 | 6090 | 90 | 200 | SERVICE -WR2 ELECTRICAL RTAMC | 170004146 | 998734 |  | 18% |  | INSTALL.TYPE-2 TFT MONITOR AS PER TS | EA | 4 |  | Included | 0 | 0 | 0 | 0
21 | 7000020907 | 6090 | 90 | 210 | SERVICE -WR2 ELECTRICAL RTAMC | 170004147 | 998734 |  | 18% |  | INSTALL.TYPE-3 TFT MONITOR AS PER TS | EA | 34 |  | Included | 0 | 0 | 0 | 0
22 | 7000020907 | 6090 | 90 | 220 | SERVICE -WR2 ELECTRICAL RTAMC | 170004150 | 998734 |  | 18% |  | INSTALLATION OF FAILOVER NVR ALONG WITH SOFTWARE | EA | 1 |  | Included | 0 | 0 | 0 | 0
23 | 7000020907 | 6090 | 90 | 230 | SERVICE -WR2 ELECTRICAL RTAMC | 170004080 | 998734 |  | 18% |  | INSTALLATION OF HIGH END VOIP PHONE | EA | 3 |  | Included | 0 | 0 | 0 | 0
24 | 7000020907 | 6090 | 90 | 240 | SERVICE -WR2 ELECTRICAL RTAMC | 170004081 | 998734 |  | 18% |  | INSTALLATION OF LOW END VOIP PHONE | EA | 2 |  | Included | 0 | 0 | 0 | 0
25 | 7000020907 | 6090 | 90 | 250 | SERVICE -WR2 ELECTRICAL RTAMC | 170004083 | 998734 |  | 18% |  | INSTALLATION OF NETWORK PANEL | EA | 1 |  | Included | 0 | 0 | 0 | 0
26 | 7000020907 | 6090 | 90 | 260 | SERVICE -WR2 ELECTRICAL RTAMC | 170004084 | 998734 |  | 18% |  | INSTALLATION OF SERVER RACK PANEL WITH KVM UNIT | EA | 2 |  | Included | 0 | 0 | 0 | 0
27 | 7000020907 | 6090 | 90 | 270 | SERVICE -WR2 ELECTRICAL RTAMC | 170003713 | 998736 |  | 18% |  | DIGITAL DISPLAY FOR DATE | NO | 1 |  | Included | 0 | 0 | 0 | 0
28 | 7000020907 | 6090 | 90 | 280 | SERVICE -WR2 ELECTRICAL RTAMC | 170001322 | 998734 |  | 18% |  | Computer System Hardware - Digital Display for Time | EA | 1 |  | Included | 0 | 0 | 0 | 0
29 | 7000020907 | 6090 | 90 | 290 | SERVICE -WR2 ELECTRICAL RTAMC | 170001323 | 998734 |  | 18% |  | Computer System Hardware - Digital Display for Frequency | EA | 1 |  | Included | 0 | 0 | 0 | 0
30 | 7000020907 | 6090 | 90 | 300 | SERVICE -WR2 ELECTRICAL RTAMC | 170004085 | 998734 |  | 18% |  | INSTALLATION OF LAPTOP FOR MAINTENANCE | EA | 2 |  | Included | 0 | 0 | 0 | 0
31 | 7000020907 | 6090 | 90 | 310 | SERVICE -WR2 ELECTRICAL RTAMC | 170004086 | 998734 |  | 18% |  | INSTALLATION OF DIRECT VIEW LED WALL AS PER TS | M2 | 17 |  | Included | 0 | 0 | 0 | 0
32 | 7000020907 | 6090 | 90 | 320 | SERVICE -WR2 ELECTRICAL RTAMC | 170003249 | 998734 |  | 18% |  | WORKSTATION DESK | EA | 6 |  | Included | 0 | 0 | 0 | 0
33 | 7000020907 | 6090 | 90 | 330 | SERVICE -WR2 ELECTRICAL RTAMC | 170003250 | 998734 |  | 18% |  | Furnitures- Chairs | EA | 6 |  | Included | 0 | 0 | 0 | 0
34 | 7000020907 | 6090 | 90 | 340 | SERVICE -WR2 ELECTRICAL RTAMC | 170003251 | 998734 |  | 18% |  | FURNITURE - Fireproof Software storage box | EA | 1 |  | Included | 0 | 0 | 0 | 0
35 | 7000020907 | 6090 | 90 | 350 | SERVICE -WR2 ELECTRICAL RTAMC | 170003008 | 998734 |  | 18% |  | 40 kVA (32kW at 0.8 pf) UPS running in parallel | EA | 2 |  | Included | 0 | 0 | 0 | 0
36 | 7000020907 | 6090 | 90 | 360 | SERVICE -WR2 ELECTRICAL RTAMC | 170000045 | 998713 |  | 18% |  | VRLA type Battery banks for UPS (each bank of minimum 76.8 kVAH) | LOT | 2 |  | Included | 0 | 0 | 0 | 0
37 | 7000020907 | 6090 | 90 | 370 | SERVICE -WR2 ELECTRICAL RTAMC | 170004090 | 998734 |  | 18% |  | INSTALLATION OF UPS MONITORING SYSTEM | LOT | 1 |  | Included | 0 | 0 | 0 | 0
38 | 7000020907 | 6090 | 90 | 380 | SERVICE -WR2 ELECTRICAL RTAMC | 100035600 | 995461 |  | 18% |  | INSTALLATION OF POWER CABLE (XLPE & PVC INSULATED) | LOT | 1 |  | Included | 0 | 0 | 0 | 0
39 | 7000020907 | 6090 | 90 | 390 | SERVICE -WR2 ELECTRICAL RTAMC | 100035601 | 998739 |  | 18% |  | INSTALLATION OF COMMUNICATION CABLES | LOT | 1 |  | Included | 0 | 0 | 0 | 0
40 | 7000020907 | 6090 | 90 | 400 | SERVICE -WR2 ELECTRICAL RTAMC | 170004093 | 998734 |  | 18% |  | INSTALLATION OF COLOUR LASER CUM MULTI-FUNCTION PRINTER | EA | 1 |  | Included | 0 | 0 | 0 | 0
41 | 7000020907 | 6090 | 90 | 410 | SERVICE -WR2 ELECTRICAL RTAMC | 170004144 | 998734 |  | 18% |  | INSTALL.WORKSTATION AS PER TS | EA | 90 |  | Included | 0 | 0 | 0 | 0
42 | 7000020907 | 6090 | 90 | 420 | SERVICE -WR2 ELECTRICAL RTAMC | 170004112 | 998734 |  | 18% |  | INSTALLATION OF NVR WITH REQUIRED SOFTWARE AS PER TS | EA | 30 |  | Included | 0 | 0 | 0 | 0
43 | 7000020907 | 6090 | 90 | 430 | SERVICE -WR2 ELECTRICAL RTAMC | 170004147 | 998734 |  | 18% |  | INSTALL.TYPE-3 TFT MONITOR AS PER TS | EA | 60 |  | Included | 0 | 0 | 0 | 0
44 | 7000020907 | 6090 | 90 | 440 | SERVICE -WR2 ELECTRICAL RTAMC | 170004146 | 998734 |  | 18% |  | INSTALL.TYPE-2 TFT MONITOR AS PER TS | EA | 30 |  | Included | 0 | 0 | 0 | 0
45 | 7000020907 | 6090 | 90 | 450 | SERVICE -WR2 ELECTRICAL RTAMC | 170004110 | 998734 |  | 18% |  | INSTALLATION OF MS OFFICE SOFTWARE | EA | 30 |  | Included | 0 | 0 | 0 | 0
46 | 7000020907 | 6090 | 90 | 460 | SERVICE -WR2 ELECTRICAL RTAMC | 100035600 | 995461 |  | 18% |  | INSTALLATION OF POWER CABLE (XLPE & PVC INSULATED) | LOT | 30 |  | Included | 0 | 0 | 0 | 0
47 | 7000020907 | 6090 | 90 | 470 | SERVICE -WR2 ELECTRICAL RTAMC | 100035601 | 998739 |  | 18% |  | INSTALLATION OF COMMUNICATION CABLES | LOT | 30 |  | Included | 0 | 0 | 0 | 0
48 | 7000020907 | 6090 | 90 | 480 | SERVICE -WR2 ELECTRICAL RTAMC | 170004094 | 998734 |  | 18% |  | INSTALLATION OF SCADA | LOT | 1 |  | Included | 0 | 0 | 0 | 0
49 | 7000020907 | 6090 | 90 | 490 | SERVICE -WR2 ELECTRICAL RTAMC | 170004095 | 998734 |  | 18% |  | INSTALLATION OF FRONT-END SOFTWARE SERVER APPLICATION | LOT | 1 |  | Included | 0 | 0 | 0 | 0
50 | 7000020907 | 6090 | 90 | 500 | SERVICE -WR2 ELECTRICAL RTAMC | 170003216 | 998734 |  | 18% |  | Application Software - Identity Management Software | LOT | 1 |  | Included | 0 | 0 | 0 | 0
51 | 7000020907 | 6090 | 90 | 510 | SERVICE -WR2 ELECTRICAL RTAMC | 170004101 | 998734 |  | 18% |  | INSTALLATION OF ARCHIVE & CONFIGURATION SOFTWARE | LOT | 1 |  | Included | 0 | 0 | 0 | 0
52 | 7000020907 | 6090 | 90 | 520 | SERVICE -WR2 ELECTRICAL RTAMC | 170002973 | 998734 |  | 18% |  | NAS Software | LOT | 1 |  | Included | 0 | 0 | 0 | 0
53 | 7000020907 | 6090 | 90 | 530 | SERVICE -WR2 ELECTRICAL RTAMC | 170004108 | 998734 |  | 18% |  | INSTALLATION OF VOICE RECORDING SOFTWARE | LOT | 1 |  | Included | 0 | 0 | 0 | 0
54 | 7000020907 | 6090 | 90 | 540 | SERVICE -WR2 ELECTRICAL RTAMC | 170004109 | 998734 |  | 18% |  | INSTALLATION OF INVENTORY MANAGEMENT SOFTWARE | LOT | 1 |  | Included | 0 | 0 | 0 | 0
55 | 7000020907 | 6090 | 90 | 550 | SERVICE -WR2 ELECTRICAL RTAMC | 170003736 | 998736 |  | 18% |  | PATCH MANAGEMENT SOFTWARE | LOT | 1 |  | Included | 0 | 0 | 0 | 0
56 | 7000020907 | 6090 | 90 | 560 | SERVICE -WR2 ELECTRICAL RTAMC | 170004110 | 998734 |  | 18% |  | INSTALLATION OF MS OFFICE SOFTWARE | EA | 20 |  | Included | 0 | 0 | 0 | 0
57 | 7000020907 | 6090 | 90 | 570 | SERVICE -WR2 ELECTRICAL RTAMC | 170003715 | 998736 |  | 18% |  | DISMANTLING OF EXISTING SCADA SYSTEM | LOT | 1 |  | Included | 0 | 0 | 0 | 0
[11 empty] | Total Installation Charges |  |  |  | 0 |  |  | 0 | 0
[11 empty] | Total GST as confirmed by Bidder |  |  |  |  | 0 |  |  | 0
* | In case the bidder leaves the cell for confirmation of the SAC and/or GST rate “blank”, the SAC and corresponding GST rate indicated by the Employer shall be deemed to be the one confirmed by the Bidder.
Date : |  |  | 2-Feb-2023
Place : |  |  | ddddd | [8 empty] | Printed Name : |  | bbb
[12 empty] | Designation : |  | ccc
Click for Sch-4

## Sch-4a
Specification No: CC/NT/W-SCADA/DOM/A00/23/00395 | [15 empty] | Schedule - 4a
Upgradation of SCADA and associated systems of NTAMC /RTAMC
(SCHEDULE OF RATES AND PRICES )
Bidder’s Name and Address (Sole Bidder) : | [14 empty] | To:
Contracts Services, 3rd Floor
Name : | aaaa | [13 empty] | Power Grid Corporation of India Ltd.,
Address : | [14 empty] | "Saudamini", Plot No.-2
Sector-29,
Gurugram (Haryana) - 122001
Training Charges for Training to be imparted
All Prices are in Indian Rupees.
SI. No. | PR No | PR Line Item No | Activity Header | PR Activity No | Activity Description | Service Code | SAC (Service Accounting Codes) | Whether SAC in column '8’ is confirmed. If not indicate applicable the SAC * | Rate of GST applicable ( in %) | Whether rate of GST in column ‘4’ is confirmed. If not indicate applicable rate of GST * | Description | Unit | Quantity | Unit Training Charges excluding GST | Total Training Charges excluding GST | Total GST as confirmed by Bidder
1 | 2 | 3 | 4 | 5 | 6 | 7 | 8 | 9 | 10 | 11 | 12 | 13 | 14 | 15 | 16 = 14 x 15 | 17
(I) | MAIN NTAMC
1 | 7000020907 | 10 | 80 | 10 | TRAINING | 100035602 | 998399 |  | 18% |  | TRAINING- COMPUTER SYSTEM SOFTWARE & HARDWARE SCADA | LOT | 1 |  | Included | 0 | 0 | 0 | 0
2 | 7000020907 | 10 | 80 | 20 | TRAINING | 100035603 | 998399 |  | 18% |  | TRAINING- DATABASE AND DISPLAY - SCADA | LOT | 1 |  | Included | 0 | 0 | 0 | 0
3 | 7000020907 | 10 | 80 | 30 | TRAINING | 100035604 | 998399 |  | 18% |  | TRAINING- APPLICATION SOFTWARE - SCADA | LOT | 1 |  | Included | 0 | 0 | 0 | 0
4 | 7000020907 | 10 | 80 | 40 | TRAINING | 100035605 | 998399 |  | 18% |  | TRAINING- OPERATOR TRAINING | LOT | 1 |  | Included | 0 | 0 | 0 | 0
1 | 7000020907 | 10 | 80 | 50 | TRAINING | 100035606 | 998399 |  | 18% |  | TRAINING- NETWORK MANAGEMENT SYSTEM | LOT | 1 |  | Included | 0 | 0 | 0 | 0
2 | 7000020907 | 10 | 80 | 60 | TRAINING | 100035607 | 998399 |  | 18% |  | TRAINING- REMOTE ACCESSIBILITY SYSTEM | LOT | 1 |  | Included | 0 | 0 | 0 | 0
3 | 7000020907 | 10 | 80 | 70 | TRAINING | 100035608 | 998399 |  | 18% |  | TRAINING- AUTOMATED FAULT ANALYSIS SYSTEM | LOT | 1 |  | Included | 0 | 0 | 0 | 0
4 | 7000020907 | 10 | 80 | 80 | TRAINING | 100035609 | 998399 |  | 18% |  | TRAINING- VISUAL MONITORING SYSTEM | LOT | 1 |  | Included | 0 | 0 | 0 | 0
1 | 7000020907 | 10 | 80 | 90 | TRAINING | 100035610 | 998399 |  | 18% |  | TRAINING- UNINTERRUPTED POWER SUPPLY | LOT | 1 |  | Included | 0 | 0 | 0 | 0
2 | 7000020907 | 10 | 80 | 100 | TRAINING | 100035611 | 998399 |  | 18% |  | TRAINING- VOIP/EMAIL SERVER | LOT | 1 |  | Included | 0 | 0 | 0 | 0
3 | 7000020907 | 10 | 80 | 110 | TRAINING | 100035620 | 998399 |  | 18% |  | TRAINING-FRONT END AND IEC 60870-5-104 PROTOCOL | LOT | 1 |  | Included | 0 | 0 | 0 | 0
4 | 7000020907 | 10 | 80 | 120 | TRAINING | 100035621 | 998399 |  | 18% |  | TRAINING-DASHBOARD DEVELOPMENT & APPLICATIONS | LOT | 1 |  | Included | 0 | 0 | 0 | 0
[9 empty] | Total Training Charges | [5 empty] | 0 |  |  | 0 | 0
[9 empty] | Total GST as confirmed by Bidder | [6 empty] | 0 |  |  | 0
* | In case the bidder leaves the cell for confirmation of the SAC and/or GST rate “blank”, the SAC and corresponding GST rate indicated by the Employer shall be deemed to be the one confirmed by the Bidder.
Date : | 2-Feb-2023 | [11 empty] | Printed name | bbb
Place : | ddddd | [11 empty] | Designation | ccc
Click for Sch-5

## Sch-4b
Specification No: CC/NT/W-SCADA/DOM/A00/23/00395 | [15 empty] | Schedule - 4b
Upgradation of SCADA and associated systems of NTAMC /RTAMC
(SCHEDULE OF RATES AND PRICES )
Bidder’s Name and Address (Sole Bidder) : | [14 empty] | To:
Contracts Services, 3rd Floor
Name : | aaaa | [13 empty] | Power Grid Corporation of India Ltd.,
Address : | [14 empty] | "Saudamini", Plot No.-2
Sector-29,
Gurugram (Haryana) - 122001
Maintenance Charges during & after Defect Liability Period
(All Prices are in Indian Rupees.)
SI. No. | PR No | PR Line Item No | Activity Header | PR Activity No | Activity Description | Service Code | SAC (Service Accounting Codes) | Whether SAC in column '8’ is confirmed. If not indicate applicable the SAC * | Rate of GST applicable ( in %) | Whether rate of GST in column ‘4’ is confirmed. If not indicate applicable rate of GST * | Description | Unit | Quantity | Unit Maintenance Charges excluding GST | Total Maintenance Charges excluding GST | Total GST as confirmed by Bidder
1 | 2 | 3 | 4 | 5 | 6 | 7 | 8 | 9 | 10 | 11 | 12 | 13 | 14 | 15 | 16 = 14 x 15 | 17
(I) | MAIN NTAMC
1 | 7000020907 | 30 | 100 | 10 | AMC | 100025646 | 998716 |  | 18% |  | AMC charge (Annual charge) during warranty period | YR | 1 |  | Included | 0 | 0 | 0
2 | 7000020907 | 30 | 100 | 20 | AMC | 170004114 | 998734 |  | 18% |  | QUARTERLY COMPREHENSIVE MAINTENANCE CHARGES OF SCADA SYSTEM INCLUDING WEB / EMAIL / CYBER SECURITY SYSTEM | LOT | 24 |  | Included | 0 | 0 | 0
3 | 7000020907 | 30 | 100 | 30 | AMC | 170004117 | 998734 |  | 18% |  | QUARTERLY COMPREHENSIVE MAINTENANCE CHARGES OF VIDEO MONITORING SYSTEM | LOT | 24 |  | Included | 0 | 0 | 0
4 | 7000020907 | 30 | 100 | 40 | AMC | 170004120 | 998734 |  | 18% |  | QUARTERLY COMPREHENSIVE MAINTENANCE CHARGES OF REMOTE ACCESSIBILITY SYSTEM | LOT | 24 |  | Included | 0 | 0 | 0
5 | 7000020907 | 30 | 100 | 50 | AMC | 170004123 | 998734 |  | 18% |  | QUARTERLY COMPREHENSIVE MAINTENANCE CHARGES OF AUTOMATED FAULT ANALYSIS SYS. | LOT | 24 |  | Included | 0 | 0 | 0
6 | 7000020907 | 30 | 100 | 60 | AMC | 170004126 | 998734 |  | 18% |  | QUARTERLY COMPREHENSIVE MAINTENANCE CHARGES OF AUXILIARY POWER SUPPLY(APS) | LOT | 24 |  | Included | 0 | 0 | 0
7 | 7000020907 | 30 | 100 | 70 | AMC | 170004127 | 998734 |  | 18% |  | QUARTERLY COMPREHENSIVE MAINTENANCE CHARGES OF EXISTING INPUT & OUTPUT ACDB | LOT | 24 |  | Included | 0 | 0 | 0
8 | 7000020907 | 30 | 100 | 80 | AMC | 170004128 | 998734 |  | 18% |  | QUARTERLY COMPREHENSIVE MAINTENANCE CHARGES OF VOIP SYSTEM | LOT | 24 |  | Included | 0 | 0 | 0
9 | 7000020907 | 30 | 100 | 90 | AMC | 170004152 | 998734 |  | 18% |  | QUARTERLY COMPREHENSIVE MAINTENANCE CHARGES OF PRE-DEPLOYMENT TESTING & INSTALLATION OF PATCHES/UPDATES RELEASED DURING THE AMCPERIOD FOR ALL SOFTWARE PRODUCTS (DEVELOPED & SUPPLIED BY THE CONTRACTOR AND ALSO ALL 3RD PARTY SOFTWARES) SUPPLIED UNDER THISPROJECT | LOT | 24 |  | Included | 0 | 0 | 0
10 | 7000020907 | 30 | 100 | 100 | AMC | 170004130 | 998734 |  | 18% |  | QUARTERLY COMPREHENSIVE MAINTENANCE CHARGES OF DIRECT VIEW LED WALL AS PER TS | LOT | 24 |  | Included | 0 | 0 | 0
11 | 7000020907 | 30 | 100 | 110 | AMC | 170004131 | 998734 |  | 18% |  | REPLACEMENT OF CARTRIDGE OF 1NOS PRINTER | LOT | 24 |  | Included | 0 | 0 | 0
12 | 7000020907 | 30 | 100 | 120 | AMC | 170004115 | 998734 |  | 18% |  | INTEGRATION OF NEW BAYS-SCADA | EA | 1500 |  | Included | 0 | 0 | 0
13 | 7000020907 | 30 | 100 | 130 | AMC | 170004116 | 998734 |  | 18% |  | INTEGRATION OF NEW SUBSTATION -SCADA | EA | 60 |  | Included | 0 | 0 | 0
14 | 7000020907 | 30 | 100 | 140 | AMC | 170004118 | 998734 |  | 18% |  | INTEGRATION OF NEW EQUIPMENT CCTV SYSTEM- IP CAMERAS | EA | 600 |  | Included | 0 | 0 | 0
15 | 7000020907 | 30 | 100 | 150 | AMC | 170004119 | 998734 |  | 18% |  | INTEGRATION OF NEW EQUIPMENT CCTV SYSTEM- NVR | EA | 60 |  | Included | 0 | 0 | 0
16 | 7000020907 | 30 | 100 | 160 | AMC | 170004121 | 998734 |  | 18% |  | INTEGRATION OF NEW RELAYS -RAS | EA | 3000 |  | Included | 0 | 0 | 0
17 | 7000020907 | 30 | 100 | 170 | AMC | 170004122 | 998734 |  | 18% |  | INTEGRATION OF NEW SUBSTATION -RAS | EA | 60 |  | Included | 0 | 0 | 0
18 | 7000020907 | 30 | 100 | 180 | AMC | 170004124 | 998734 |  | 18% |  | INTEGRATION OF NEW RELAYS -AFAS | EA | 3000 |  | Included | 0 | 0 | 0
19 | 7000020907 | 30 | 100 | 190 | AMC | 170004125 | 998734 |  | 18% |  | INTEGRATION OF NEW SUBSTATION -AFAS | EA | 60 |  | Included | 0 | 0 | 0
20 | 7000020907 | 30 | 100 | 200 | AMC | 100035602 | 998399 |  | 18% |  | TRAINING- COMPUTER SYSTEM SOFTWARE & HARDWARE SCADA | LOT | 6 |  | Included | 0 | 0 | 0
21 | 7000020907 | 30 | 100 | 210 | AMC | 100035603 | 998399 |  | 18% |  | TRAINING- DATABASE AND DISPLAY - SCADA | LOT | 6 |  | Included | 0 | 0 | 0
22 | 7000020907 | 30 | 100 | 220 | AMC | 100035604 | 998399 |  | 18% |  | TRAINING- APPLICATION SOFTWARE - SCADA | LOT | 6 |  | Included | 0 | 0 | 0
23 | 7000020907 | 30 | 100 | 230 | AMC | 100035605 | 998399 |  | 18% |  | TRAINING- OPERATOR TRAINING | LOT | 6 |  | Included | 0 | 0 | 0
24 | 7000020907 | 30 | 100 | 240 | AMC | 100035606 | 998399 |  | 18% |  | TRAINING- NETWORK MANAGEMENT SYSTEM | LOT | 6 |  | Included | 0 | 0 | 0
25 | 7000020907 | 30 | 100 | 250 | AMC | 100035607 | 998399 |  | 18% |  | TRAINING- REMOTE ACCESSIBILITY SYSTEM | LOT | 6 |  | Included | 0 | 0 | 0
26 | 7000020907 | 30 | 100 | 260 | AMC | 100035608 | 998399 |  | 18% |  | TRAINING- AUTOMATED FAULT ANALYSIS SYSTEM | LOT | 6 |  | Included | 0 | 0 | 0
27 | 7000020907 | 30 | 100 | 270 | AMC | 100035609 | 998399 |  | 18% |  | TRAINING- VISUAL MONITORING SYSTEM | LOT | 6 |  | Included | 0 | 0 | 0
28 | 7000020907 | 30 | 100 | 280 | AMC | 100035610 | 998399 |  | 18% |  | TRAINING- UNINTERRUPTED POWER SUPPLY | LOT | 6 |  | Included | 0 | 0 | 0
29 | 7000020907 | 30 | 100 | 290 | AMC | 100035611 | 998399 |  | 18% |  | TRAINING- VOIP/EMAIL SERVER | LOT | 6 |  | Included | 0 | 0 | 0
30 | 7000020907 | 30 | 100 | 300 | AMC | 100035620 | 998399 |  | 18% |  | TRAINING-FRONT END AND IEC 60870-5-104 PROTOCOL | LOT | 6 |  | Included | 0 | 0 | 0
31 | 7000020907 | 30 | 100 | 310 | AMC | 100035621 | 998399 |  | 18% |  | TRAINING-DASHBOARD DEVELOPMENT & APPLICATIONS | LOT | 6 |  | Included | 0 | 0 | 0
(II) | BACK UP NTAMC
1 | 7000020907 | 950 | 90 | 10 | AMC | 100025646 | 998716 |  | 18% |  | AMC charge (Annual charge) during warranty period | YR | 1 |  | Included | 0 | 0 | 0
2 | 7000020907 | 950 | 90 | 20 | AMC | 170004114 | 998734 |  | 18% |  | QUARTERLY COMPREHENSIVE MAINTENANCE CHARGES OF SCADA SYSTEM INCLUDING WEB / EMAIL / CYBER SECURITY SYSTEM | LOT | 24 |  | Included | 0 | 0 | 0
3 | 7000020907 | 950 | 90 | 30 | AMC | 170004117 | 998734 |  | 18% |  | QUARTERLY COMPREHENSIVE MAINTENANCE CHARGES OF VIDEO MONITORING SYSTEM | LOT | 24 |  | Included | 0 | 0 | 0
4 | 7000020907 | 950 | 90 | 40 | AMC | 170004120 | 998734 |  | 18% |  | QUARTERLY COMPREHENSIVE MAINTENANCE CHARGES OF REMOTE ACCESSIBILITY SYSTEM | LOT | 24 |  | Included | 0 | 0 | 0
5 | 7000020907 | 950 | 90 | 50 | AMC | 170004123 | 998734 |  | 18% |  | QUARTERLY COMPREHENSIVE MAINTENANCE CHARGES OF AUTOMATED FAULT ANALYSIS SYS. | LOT | 24 |  | Included | 0 | 0 | 0
6 | 7000020907 | 950 | 90 | 60 | AMC | 170004126 | 998734 |  | 18% |  | QUARTERLY COMPREHENSIVE MAINTENANCE CHARGES OF AUXILIARY POWER SUPPLY(APS) | LOT | 24 |  | Included | 0 | 0 | 0
7 | 7000020907 | 950 | 90 | 70 | AMC | 170004127 | 998734 |  | 18% |  | QUARTERLY COMPREHENSIVE MAINTENANCE CHARGES OF EXISTING INPUT & OUTPUT ACDB | LOT | 24 |  | Included | 0 | 0 | 0
8 | 7000020907 | 950 | 90 | 80 | AMC | 170004128 | 998734 |  | 18% |  | QUARTERLY COMPREHENSIVE MAINTENANCE CHARGES OF VOIP SYSTEM | LOT | 24 |  | Included | 0 | 0 | 0
9 | 7000020907 | 950 | 90 | 90 | AMC | 170004152 | 998734 |  | 18% |  | QUARTERLY COMPREHENSIVE MAINTENANCE CHARGES OF PRE-DEPLOYMENT TESTING & INSTALLATION OF PATCHES/UPDATES RELEASED DURING THE AMCPERIOD FOR ALL SOFTWARE PRODUCTS (DEVELOPED & SUPPLIED BY THE CONTRACTOR AND ALSO ALL 3RD PARTY SOFTWARES) SUPPLIED UNDER THISPROJECT | LOT | 24 |  | Included | 0 | 0 | 0
10 | 7000020907 | 950 | 90 | 100 | AMC | 170004130 | 998734 |  | 18% |  | QUARTERLY COMPREHENSIVE MAINTENANCE CHARGES OF DIRECT VIEW LED WALL AS PER TS | LOT | 24 |  | Included | 0 | 0 | 0
11 | 7000020907 | 950 | 90 | 110 | AMC | 170004131 | 998734 |  | 18% |  | REPLACEMENT OF CARTRIDGE OF 1NOS PRINTER | LOT | 24 |  | Included | 0 | 0 | 0
(III) | NR1 CLIENT RTAMC
1 | 7000020907 | 1810 | 100 | 80 | AMC | 100025646 | 998716 |  | 18% |  | AMC charge (Annual charge) during warranty period | YR | 1 |  | Included | 0 | 0 | 0
2 | 7000020907 | 1810 | 100 | 90 | AMC | 170004114 | 998734 |  | 18% |  | QUARTERLY COMPREHENSIVE MAINTENANCE CHARGES OF SCADA SYSTEM INCLUDING WEB / EMAIL / CYBER SECURITY SYSTEM | LOT | 24 |  | Included | 0 | 0 | 0
3 | 7000020907 | 1810 | 100 | 100 | AMC | 170004152 | 998734 |  | 18% |  | QUARTERLY COMPREHENSIVE MAINTENANCE CHARGES OF PRE-DEPLOYMENT TESTING & INSTALLATION OF PATCHES/UPDATES RELEASED DURING THE AMCPERIOD FOR ALL SOFTWARE PRODUCTS (DEVELOPED & SUPPLIED BY THE CONTRACTOR AND ALSO ALL 3RD PARTY SOFTWARES) SUPPLIED UNDER THISPROJECT | LOT | 24 |  | Included | 0 | 0 | 0
4 | 7000020907 | 1810 | 100 | 110 | AMC | 170004130 | 998734 |  | 18% |  | QUARTERLY COMPREHENSIVE MAINTENANCE CHARGES OF DIRECT VIEW LED WALL AS PER TS | LOT | 24 |  | Included | 0 | 0 | 0
5 | 7000020907 | 1810 | 100 | 120 | AMC | 170004131 | 998734 |  | 18% |  | REPLACEMENT OF CARTRIDGE OF 1NOS PRINTER | LOT | 24 |  | Included | 0 | 0 | 0
6 | 7000020907 | 1810 | 100 | 130 | AMC | 170004153 | 998734 |  | 18% |  | QUARTERLY COMPREHENSIVE MAINTENANCE CHARGES OF HARDWARE & SUPPLIED AT SS | LOT | 24 |  | Included | 0 | 0 | 0
7 | 7000020907 | 1810 | 100 | 140 | AMC | 170004128 | 998734 |  | 18% |  | QUARTERLY COMPREHENSIVE MAINTENANCE CHARGES OF VOIP SYSTEM | LOT | 24 |  | Included | 0 | 0 | 0
(IV) | NR2 CLIENT RTAMC
1 | 7000020907 | 2140 | 100 | 10 | AMC | 100025646 | 998716 |  | 18% |  | AMC charge (Annual charge) during warranty period | YR | 1 |  | Included | 0 | 0 | 0
2 | 7000020907 | 2140 | 100 | 20 | AMC | 170004114 | 998734 |  | 18% |  | QUARTERLY COMPREHENSIVE MAINTENANCE CHARGES OF SCADA SYSTEM INCLUDING WEB / EMAIL / CYBER SECURITY SYSTEM | LOT | 24 |  | Included | 0 | 0 | 0
3 | 7000020907 | 2140 | 100 | 30 | AMC | 170004126 | 998734 |  | 18% |  | QUARTERLY COMPREHENSIVE MAINTENANCE CHARGES OF AUXILIARY POWER SUPPLY(APS) | LOT | 24 |  | Included | 0 | 0 | 0
4 | 7000020907 | 2140 | 100 | 40 | AMC | 170004127 | 998734 |  | 18% |  | QUARTERLY COMPREHENSIVE MAINTENANCE CHARGES OF EXISTING INPUT & OUTPUT ACDB | LOT | 24 |  | Included | 0 | 0 | 0
5 | 7000020907 | 2140 | 100 | 50 | AMC | 170004152 | 998734 |  | 18% |  | QUARTERLY COMPREHENSIVE MAINTENANCE CHARGES OF PRE-DEPLOYMENT TESTING & INSTALLATION OF PATCHES/UPDATES RELEASED DURING THE AMCPERIOD FOR ALL SOFTWARE PRODUCTS (DEVELOPED & SUPPLIED BY THE CONTRACTOR AND ALSO ALL 3RD PARTY SOFTWARES) SUPPLIED UNDER THISPROJECT | LOT | 24 |  | Included | 0 | 0 | 0
6 | 7000020907 | 2140 | 100 | 60 | AMC | 170004130 | 998734 |  | 18% |  | QUARTERLY COMPREHENSIVE MAINTENANCE CHARGES OF DIRECT VIEW LED WALL AS PER TS | LOT | 24 |  | Included | 0 | 0 | 0
7 | 7000020907 | 2140 | 100 | 70 | AMC | 170004131 | 998734 |  | 18% |  | REPLACEMENT OF CARTRIDGE OF 1NOS PRINTER | LOT | 24 |  | Included | 0 | 0 | 0
8 | 7000020907 | 2140 | 100 | 80 | AMC | 170004153 | 998734 |  | 18% |  | QUARTERLY COMPREHENSIVE MAINTENANCE CHARGES OF HARDWARE & SUPPLIED AT SS | LOT | 24 |  | Included | 0 | 0 | 0
9 | 7000020907 | 2140 | 100 | 90 | AMC | 170004128 | 998734 |  | 18% |  | QUARTERLY COMPREHENSIVE MAINTENANCE CHARGES OF VOIP SYSTEM | LOT | 24 |  | Included | 0 | 0 | 0
(V) | NR3 ELECTRICAL RTAMC
1 | 7000020907 | 2460 | 100 | 10 | AMC | 100025646 | 998716 |  | 18% |  | AMC charge (Annual charge) during warranty period | YR | 1 |  | Included | 0 | 0 | 0
2 | 7000020907 | 2460 | 100 | 20 | AMC | 170004114 | 998734 |  | 18% |  | QUARTERLY COMPREHENSIVE MAINTENANCE CHARGES OF SCADA SYSTEM INCLUDING WEB / EMAIL / CYBER SECURITY SYSTEM | LOT | 24 |  | Included | 0 | 0 | 0
3 | 7000020907 | 2460 | 100 | 30 | AMC | 170004126 | 998734 |  | 18% |  | QUARTERLY COMPREHENSIVE MAINTENANCE CHARGES OF AUXILIARY POWER SUPPLY(APS) | LOT | 24 |  | Included | 0 | 0 | 0
4 | 7000020907 | 2460 | 100 | 40 | AMC | 170004152 | 998734 |  | 18% |  | QUARTERLY COMPREHENSIVE MAINTENANCE CHARGES OF PRE-DEPLOYMENT TESTING & INSTALLATION OF PATCHES/UPDATES RELEASED DURING THE AMCPERIOD FOR ALL SOFTWARE PRODUCTS (DEVELOPED & SUPPLIED BY THE CONTRACTOR AND ALSO ALL 3RD PARTY SOFTWARES) SUPPLIED UNDER THISPROJECT | LOT | 24 |  | Included | 0 | 0 | 0
5 | 7000020907 | 2460 | 100 | 50 | AMC | 170004130 | 998734 |  | 18% |  | QUARTERLY COMPREHENSIVE MAINTENANCE CHARGES OF DIRECT VIEW LED WALL AS PER TS | LOT | 24 |  | Included | 0 | 0 | 0
6 | 7000020907 | 2460 | 100 | 60 | AMC | 170004131 | 998734 |  | 18% |  | REPLACEMENT OF CARTRIDGE OF 1NOS PRINTER | LOT | 24 |  | Included | 0 | 0 | 0
7 | 7000020907 | 2460 | 100 | 70 | AMC | 170004153 | 998734 |  | 18% |  | QUARTERLY COMPREHENSIVE MAINTENANCE CHARGES OF HARDWARE & SUPPLIED AT SS | LOT | 24 |  | Included | 0 | 0 | 0
8 | 7000020907 | 2460 | 100 | 80 | AMC | 170004128 | 998734 |  | 18% |  | QUARTERLY COMPREHENSIVE MAINTENANCE CHARGES OF VOIP SYSTEM | LOT | 24 |  | Included | 0 | 0 | 0
(VI) | ER1 CLIENT RTAMC
1 | 7000020907 | 3060 | 100 | 10 | AMC | 100025646 | 998716 |  | 18% |  | AMC charge (Annual charge) during warranty period | YR | 1 |  | Included | 0 | 0 | 0
2 | 7000020907 | 3060 | 100 | 20 | AMC | 170004114 | 998734 |  | 18% |  | QUARTERLY COMPREHENSIVE MAINTENANCE CHARGES OF SCADA SYSTEM INCLUDING WEB / EMAIL / CYBER SECURITY SYSTEM | LOT | 24 |  | Included | 0 | 0 | 0
3 | 7000020907 | 3060 | 100 | 30 | AMC | 170004126 | 998734 |  | 18% |  | QUARTERLY COMPREHENSIVE MAINTENANCE CHARGES OF AUXILIARY POWER SUPPLY(APS) | LOT | 24 |  | Included | 0 | 0 | 0
4 | 7000020907 | 3060 | 100 | 40 | AMC | 170004127 | 998734 |  | 18% |  | QUARTERLY COMPREHENSIVE MAINTENANCE CHARGES OF EXISTING INPUT & OUTPUT ACDB | LOT | 24 |  | Included | 0 | 0 | 0
5 | 7000020907 | 3060 | 100 | 50 | AMC | 170004152 | 998734 |  | 18% |  | QUARTERLY COMPREHENSIVE MAINTENANCE CHARGES OF PRE-DEPLOYMENT TESTING & INSTALLATION OF PATCHES/UPDATES RELEASED DURING THE AMCPERIOD FOR ALL SOFTWARE PRODUCTS (DEVELOPED & SUPPLIED BY THE CONTRACTOR AND ALSO ALL 3RD PARTY SOFTWARES) SUPPLIED UNDER THISPROJECT | LOT | 24 |  | Included | 0 | 0 | 0
6 | 7000020907 | 3060 | 100 | 60 | AMC | 170004130 | 998734 |  | 18% |  | QUARTERLY COMPREHENSIVE MAINTENANCE CHARGES OF DIRECT VIEW LED WALL AS PER TS | LOT | 24 |  | Included | 0 | 0 | 0
7 | 7000020907 | 3060 | 100 | 70 | AMC | 170004131 | 998734 |  | 18% |  | REPLACEMENT OF CARTRIDGE OF 1NOS PRINTER | LOT | 24 |  | Included | 0 | 0 | 0
8 | 7000020907 | 3060 | 100 | 80 | AMC | 170004153 | 998734 |  | 18% |  | QUARTERLY COMPREHENSIVE MAINTENANCE CHARGES OF HARDWARE & SUPPLIED AT SS | LOT | 24 |  | Included | 0 | 0 | 0
9 | 7000020907 | 3060 | 100 | 90 | AMC | 170004128 | 998734 |  | 18% |  | QUARTERLY COMPREHENSIVE MAINTENANCE CHARGES OF VOIP SYSTEM | LOT | 24 |  | Included | 0 | 0 | 0
(VII) | ER2 ELECTRICAL RTAMC'
1 | 7000020907 | 3380 | 100 | 10 | AMC | 100025646 | 998716 |  | 18% |  | AMC charge (Annual charge) during warranty period | YR | 1 |  | Included | 0 | 0 | 0
2 | 7000020907 | 3380 | 100 | 20 | AMC | 170004114 | 998734 |  | 18% |  | QUARTERLY COMPREHENSIVE MAINTENANCE CHARGES OF SCADA SYSTEM INCLUDING WEB / EMAIL / CYBER SECURITY SYSTEM | LOT | 24 |  | Included | 0 | 0 | 0
3 | 7000020907 | 3380 | 100 | 30 | AMC | 170004126 | 998734 |  | 18% |  | QUARTERLY COMPREHENSIVE MAINTENANCE CHARGES OF AUXILIARY POWER SUPPLY(APS) | LOT | 24 |  | Included | 0 | 0 | 0
4 | 7000020907 | 3380 | 100 | 40 | AMC | 170004127 | 998734 |  | 18% |  | QUARTERLY COMPREHENSIVE MAINTENANCE CHARGES OF EXISTING INPUT & OUTPUT ACDB | LOT | 24 |  | Included | 0 | 0 | 0
5 | 7000020907 | 3380 | 100 | 50 | AMC | 170004152 | 998734 |  | 18% |  | QUARTERLY COMPREHENSIVE MAINTENANCE CHARGES OF PRE-DEPLOYMENT TESTING & INSTALLATION OF PATCHES/UPDATES RELEASED DURING THE AMCPERIOD FOR ALL SOFTWARE PRODUCTS (DEVELOPED & SUPPLIED BY THE CONTRACTOR AND ALSO ALL 3RD PARTY SOFTWARES) SUPPLIED UNDER THISPROJECT | LOT | 24 |  | Included | 0 | 0 | 0
6 | 7000020907 | 3380 | 100 | 60 | AMC | 170004130 | 998734 |  | 18% |  | QUARTERLY COMPREHENSIVE MAINTENANCE CHARGES OF DIRECT VIEW LED WALL AS PER TS | LOT | 24 |  | Included | 0 | 0 | 0
7 | 7000020907 | 3380 | 100 | 70 | AMC | 170004131 | 998734 |  | 18% |  | REPLACEMENT OF CARTRIDGE OF 1NOS PRINTER | LOT | 24 |  | Included | 0 | 0 | 0
8 | 7000020907 | 3380 | 100 | 80 | AMC | 170004153 | 998734 |  | 18% |  | QUARTERLY COMPREHENSIVE MAINTENANCE CHARGES OF HARDWARE & SUPPLIED AT SS | LOT | 24 |  | Included | 0 | 0 | 0
9 | 7000020907 | 3380 | 100 | 90 | AMC | 170004128 | 998734 |  | 18% |  | QUARTERLY COMPREHENSIVE MAINTENANCE CHARGES OF VOIP SYSTEM | LOT | 24 |  | Included | 0 | 0 | 0
(VIII) | ODISHA CLIENT RTANC
1 | 7000020907 | 3960 | 100 | 10 | AMC | 100025646 | 998716 |  | 18% |  | AMC charge (Annual charge) during warranty period | YR | 1 |  | Included | 0 | 0 | 0
2 | 7000020907 | 3960 | 100 | 20 | AMC | 170004114 | 998734 |  | 18% |  | QUARTERLY COMPREHENSIVE MAINTENANCE CHARGES OF SCADA SYSTEM INCLUDING WEB / EMAIL / CYBER SECURITY SYSTEM | LOT | 24 |  | Included | 0 | 0 | 0
3 | 7000020907 | 3960 | 100 | 30 | AMC | 170004126 | 998734 |  | 18% |  | QUARTERLY COMPREHENSIVE MAINTENANCE CHARGES OF AUXILIARY POWER SUPPLY(APS) | LOT | 24 |  | Included | 0 | 0 | 0
4 | 7000020907 | 3960 | 100 | 40 | AMC | 170004152 | 998734 |  | 18% |  | QUARTERLY COMPREHENSIVE MAINTENANCE CHARGES OF PRE-DEPLOYMENT TESTING & INSTALLATION OF PATCHES/UPDATES RELEASED DURING THE AMCPERIOD FOR ALL SOFTWARE PRODUCTS (DEVELOPED & SUPPLIED BY THE CONTRACTOR AND ALSO ALL 3RD PARTY SOFTWARES) SUPPLIED UNDER THISPROJECT | LOT | 24 |  | Included | 0 | 0 | 0
5 | 7000020907 | 3960 | 100 | 50 | AMC | 170004130 | 998734 |  | 18% |  | QUARTERLY COMPREHENSIVE MAINTENANCE CHARGES OF DIRECT VIEW LED WALL AS PER TS | LOT | 24 |  | Included | 0 | 0 | 0
6 | 7000020907 | 3960 | 100 | 60 | AMC | 170004131 | 998734 |  | 18% |  | REPLACEMENT OF CARTRIDGE OF 1NOS PRINTER | LOT | 24 |  | Included | 0 | 0 | 0
7 | 7000020907 | 3960 | 100 | 70 | AMC | 170004153 | 998734 |  | 18% |  | QUARTERLY COMPREHENSIVE MAINTENANCE CHARGES OF HARDWARE & SUPPLIED AT SS | LOT | 24 |  | Included | 0 | 0 | 0
8 | 7000020907 | 3960 | 100 | 80 | AMC | 170004128 | 998734 |  | 18% |  | QUARTERLY COMPREHENSIVE MAINTENANCE CHARGES OF VOIP SYSTEM | LOT | 24 |  | Included | 0 | 0 | 0
(IX) | NER ELECTRICAL RTAMC
1 | 7000020907 | 4610 | 100 | 10 | AMC | 100025646 | 998716 |  | 18% |  | AMC charge (Annual charge) during warranty period | YR | 1 |  | Included | 0 | 0 | 0
2 | 7000020907 | 4610 | 100 | 20 | AMC | 170004114 | 998734 |  | 18% |  | QUARTERLY COMPREHENSIVE MAINTENANCE CHARGES OF SCADA SYSTEM INCLUDING WEB / EMAIL / CYBER SECURITY SYSTEM | LOT | 24 |  | Included | 0 | 0 | 0
3 | 7000020907 | 4610 | 100 | 30 | AMC | 170004126 | 998734 |  | 18% |  | QUARTERLY COMPREHENSIVE MAINTENANCE CHARGES OF AUXILIARY POWER SUPPLY(APS) | LOT | 24 |  | Included | 0 | 0 | 0
4 | 7000020907 | 4610 | 100 | 40 | AMC | 170004127 | 998734 |  | 18% |  | QUARTERLY COMPREHENSIVE MAINTENANCE CHARGES OF EXISTING INPUT & OUTPUT ACDB | LOT | 24 |  | Included | 0 | 0 | 0
5 | 7000020907 | 4610 | 100 | 50 | AMC | 170004152 | 998734 |  | 18% |  | QUARTERLY COMPREHENSIVE MAINTENANCE CHARGES OF PRE-DEPLOYMENT TESTING & INSTALLATION OF PATCHES/UPDATES RELEASED DURING THE AMCPERIOD FOR ALL SOFTWARE PRODUCTS (DEVELOPED & SUPPLIED BY THE CONTRACTOR AND ALSO ALL 3RD PARTY SOFTWARES) SUPPLIED UNDER THISPROJECT | LOT | 24 |  | Included | 0 | 0 | 0
6 | 7000020907 | 4610 | 100 | 60 | AMC | 170004130 | 998734 |  | 18% |  | QUARTERLY COMPREHENSIVE MAINTENANCE CHARGES OF DIRECT VIEW LED WALL AS PER TS | LOT | 24 |  | Included | 0 | 0 | 0
7 | 7000020907 | 4610 | 100 | 70 | AMC | 170004131 | 998734 |  | 18% |  | REPLACEMENT OF CARTRIDGE OF 1NOS PRINTER | LOT | 24 |  | Included | 0 | 0 | 0
8 | 7000020907 | 4610 | 100 | 80 | AMC | 170004153 | 998734 |  | 18% |  | QUARTERLY COMPREHENSIVE MAINTENANCE CHARGES OF HARDWARE & SUPPLIED AT SS | LOT | 24 |  | Included | 0 | 0 | 0
9 | 7000020907 | 4610 | 100 | 90 | AMC | 170004128 | 998734 |  | 18% |  | QUARTERLY COMPREHENSIVE MAINTENANCE CHARGES OF VOIP SYSTEM | LOT | 24 |  | Included | 0 | 0 | 0
(X) | SR1 ELECTRICAL RTAMC
1 | 7000020907 | 4880 | 100 | 10 | AMC | 100025646 | 998716 |  | 18% |  | AMC charge (Annual charge) during warranty period | YR | 1 |  | Included | 0 | 0 | 0
2 | 7000020907 | 4880 | 100 | 20 | AMC | 170004114 | 998734 |  | 18% |  | QUARTERLY COMPREHENSIVE MAINTENANCE CHARGES OF SCADA SYSTEM INCLUDING WEB / EMAIL / CYBER SECURITY SYSTEM | LOT | 24 |  | Included | 0 | 0 | 0
3 | 7000020907 | 4880 | 100 | 30 | AMC | 170004126 | 998734 |  | 18% |  | QUARTERLY COMPREHENSIVE MAINTENANCE CHARGES OF AUXILIARY POWER SUPPLY(APS) | LOT | 24 |  | Included | 0 | 0 | 0
4 | 7000020907 | 4880 | 100 | 40 | AMC | 170004127 | 998734 |  | 18% |  | QUARTERLY COMPREHENSIVE MAINTENANCE CHARGES OF EXISTING INPUT & OUTPUT ACDB | LOT | 24 |  | Included | 0 | 0 | 0
5 | 7000020907 | 4880 | 100 | 50 | AMC | 170004152 | 998734 |  | 18% |  | QUARTERLY COMPREHENSIVE MAINTENANCE CHARGES OF PRE-DEPLOYMENT TESTING & INSTALLATION OF PATCHES/UPDATES RELEASED DURING THE AMCPERIOD FOR ALL SOFTWARE PRODUCTS (DEVELOPED & SUPPLIED BY THE CONTRACTOR AND ALSO ALL 3RD PARTY SOFTWARES) SUPPLIED UNDER THISPROJECT | LOT | 24 |  | Included | 0 | 0 | 0
6 | 7000020907 | 4880 | 100 | 60 | AMC | 170004130 | 998734 |  | 18% |  | QUARTERLY COMPREHENSIVE MAINTENANCE CHARGES OF DIRECT VIEW LED WALL AS PER TS | LOT | 24 |  | Included | 0 | 0 | 0
7 | 7000020907 | 4880 | 100 | 70 | AMC | 170004131 | 998734 |  | 18% |  | REPLACEMENT OF CARTRIDGE OF 1NOS PRINTER | LOT | 24 |  | Included | 0 | 0 | 0
8 | 7000020907 | 4880 | 100 | 80 | AMC | 170004153 | 998734 |  | 18% |  | QUARTERLY COMPREHENSIVE MAINTENANCE CHARGES OF HARDWARE & SUPPLIED AT SS | LOT | 24 |  | Included | 0 | 0 | 0
9 | 7000020907 | 4880 | 100 | 90 | AMC | 170004128 | 998734 |  | 18% |  | QUARTERLY COMPREHENSIVE MAINTENANCE CHARGES OF VOIP SYSTEM | LOT | 24 |  | Included | 0 | 0 | 0
(XI) | SR2 CLIENT RTAMC
1 | 7000020907 | 5460 | 100 | 10 | AMC | 100025646 | 998716 |  | 18% |  | AMC charge (Annual charge) during warranty period | YR | 1 |  | Included | 0 | 0 | 0
2 | 7000020907 | 5460 | 100 | 20 | AMC | 170004114 | 998734 |  | 18% |  | QUARTERLY COMPREHENSIVE MAINTENANCE CHARGES OF SCADA SYSTEM INCLUDING WEB / EMAIL / CYBER SECURITY SYSTEM | LOT | 24 |  | Included | 0 | 0 | 0
3 | 7000020907 | 5460 | 100 | 30 | AMC | 170004152 | 998734 |  | 18% |  | QUARTERLY COMPREHENSIVE MAINTENANCE CHARGES OF PRE-DEPLOYMENT TESTING & INSTALLATION OF PATCHES/UPDATES RELEASED DURING THE AMCPERIOD FOR ALL SOFTWARE PRODUCTS (DEVELOPED & SUPPLIED BY THE CONTRACTOR AND ALSO ALL 3RD PARTY SOFTWARES) SUPPLIED UNDER THISPROJECT | LOT | 24 |  | Included | 0 | 0 | 0
4 | 7000020907 | 5460 | 100 | 40 | AMC | 170004130 | 998734 |  | 18% |  | QUARTERLY COMPREHENSIVE MAINTENANCE CHARGES OF DIRECT VIEW LED WALL AS PER TS | LOT | 24 |  | Included | 0 | 0 | 0
5 | 7000020907 | 5460 | 100 | 50 | AMC | 170004131 | 998734 |  | 18% |  | REPLACEMENT OF CARTRIDGE OF 1NOS PRINTER | LOT | 24 |  | Included | 0 | 0 | 0
6 | 7000020907 | 5460 | 100 | 60 | AMC | 170004153 | 998734 |  | 18% |  | QUARTERLY COMPREHENSIVE MAINTENANCE CHARGES OF HARDWARE & SUPPLIED AT SS | LOT | 24 |  | Included | 0 | 0 | 0
7 | 7000020907 | 5460 | 100 | 70 | AMC | 170004128 | 998734 |  | 18% |  | QUARTERLY COMPREHENSIVE MAINTENANCE CHARGES OF VOIP SYSTEM | LOT | 24 |  | Included | 0 | 0 | 0
(XII) | WR1 CLIENT RTAMC
1 | 7000020907 | 5780 | 100 | 10 | AMC | 100025646 | 998716 |  | 18% |  | AMC charge (Annual charge) during warranty period | YR | 1 |  | Included | 0 | 0 | 0
2 | 7000020907 | 5780 | 100 | 20 | AMC | 170004114 | 998734 |  | 18% |  | QUARTERLY COMPREHENSIVE MAINTENANCE CHARGES OF SCADA SYSTEM INCLUDING WEB / EMAIL / CYBER SECURITY SYSTEM | LOT | 24 |  | Included | 0 | 0 | 0
3 | 7000020907 | 5780 | 100 | 30 | AMC | 170004126 | 998734 |  | 18% |  | QUARTERLY COMPREHENSIVE MAINTENANCE CHARGES OF AUXILIARY POWER SUPPLY(APS) | LOT | 24 |  | Included | 0 | 0 | 0
4 | 7000020907 | 5780 | 100 | 40 | AMC | 170004127 | 998734 |  | 18% |  | QUARTERLY COMPREHENSIVE MAINTENANCE CHARGES OF EXISTING INPUT & OUTPUT ACDB | LOT | 24 |  | Included | 0 | 0 | 0
5 | 7000020907 | 5780 | 100 | 50 | AMC | 170004152 | 998734 |  | 18% |  | QUARTERLY COMPREHENSIVE MAINTENANCE CHARGES OF PRE-DEPLOYMENT TESTING & INSTALLATION OF PATCHES/UPDATES RELEASED DURING THE AMCPERIOD FOR ALL SOFTWARE PRODUCTS (DEVELOPED & SUPPLIED BY THE CONTRACTOR AND ALSO ALL 3RD PARTY SOFTWARES) SUPPLIED UNDER THISPROJECT | LOT | 24 |  | Included | 0 | 0 | 0
6 | 7000020907 | 5780 | 100 | 60 | AMC | 170004130 | 998734 |  | 18% |  | QUARTERLY COMPREHENSIVE MAINTENANCE CHARGES OF DIRECT VIEW LED WALL AS PER TS | LOT | 24 |  | Included | 0 | 0 | 0
7 | 7000020907 | 5780 | 100 | 70 | AMC | 170004131 | 998734 |  | 18% |  | REPLACEMENT OF CARTRIDGE OF 1NOS PRINTER | LOT | 24 |  | Included | 0 | 0 | 0
8 | 7000020907 | 5780 | 100 | 80 | AMC | 170004153 | 998734 |  | 18% |  | QUARTERLY COMPREHENSIVE MAINTENANCE CHARGES OF HARDWARE & SUPPLIED AT SS | LOT | 24 |  | Included | 0 | 0 | 0
9 | 7000020907 | 5780 | 100 | 90 | AMC | 170004128 | 998734 |  | 18% |  | QUARTERLY COMPREHENSIVE MAINTENANCE CHARGES OF VOIP SYSTEM | LOT | 24 |  | Included | 0 | 0 | 0
(XIII) | WR2 ELECTRICAL RTAMC
1 | 7000020907 | 6100 | 100 | 10 | AMC | 100025646 | 998716 |  | 18% |  | AMC charge (Annual charge) during warranty period | YR | 1 |  | Included | 0 | 0 | 0
2 | 7000020907 | 6100 | 100 | 20 | AMC | 170004114 | 998734 |  | 18% |  | QUARTERLY COMPREHENSIVE MAINTENANCE CHARGES OF SCADA SYSTEM INCLUDING WEB / EMAIL / CYBER SECURITY SYSTEM | LOT | 24 |  | Included | 0 | 0 | 0
3 | 7000020907 | 6100 | 100 | 30 | AMC | 170004126 | 998734 |  | 18% |  | QUARTERLY COMPREHENSIVE MAINTENANCE CHARGES OF AUXILIARY POWER SUPPLY(APS) | LOT | 24 |  | Included | 0 | 0 | 0
4 | 7000020907 | 6100 | 100 | 40 | AMC | 170004127 | 998734 |  | 18% |  | QUARTERLY COMPREHENSIVE MAINTENANCE CHARGES OF EXISTING INPUT & OUTPUT ACDB | LOT | 24 |  | Included | 0 | 0 | 0
5 | 7000020907 | 6100 | 100 | 50 | AMC | 170004152 | 998734 |  | 18% |  | QUARTERLY COMPREHENSIVE MAINTENANCE CHARGES OF PRE-DEPLOYMENT TESTING & INSTALLATION OF PATCHES/UPDATES RELEASED DURING THE AMCPERIOD FOR ALL SOFTWARE PRODUCTS (DEVELOPED & SUPPLIED BY THE CONTRACTOR AND ALSO ALL 3RD PARTY SOFTWARES) SUPPLIED UNDER THISPROJECT | LOT | 24 |  | Included | 0 | 0 | 0
6 | 7000020907 | 6100 | 100 | 60 | AMC | 170004130 | 998734 |  | 18% |  | QUARTERLY COMPREHENSIVE MAINTENANCE CHARGES OF DIRECT VIEW LED WALL AS PER TS | LOT | 24 |  | Included | 0 | 0 | 0
7 | 7000020907 | 6100 | 100 | 70 | AMC | 170004131 | 998734 |  | 18% |  | REPLACEMENT OF CARTRIDGE OF 1NOS PRINTER | LOT | 24 |  | Included | 0 | 0 | 0
8 | 7000020907 | 6100 | 100 | 80 | AMC | 170004153 | 998734 |  | 18% |  | QUARTERLY COMPREHENSIVE MAINTENANCE CHARGES OF HARDWARE & SUPPLIED AT SS | LOT | 24 |  | Included | 0 | 0 | 0
9 | 7000020907 | 6100 | 100 | 90 | AMC | 170004128 | 998734 |  | 18% |  | QUARTERLY COMPREHENSIVE MAINTENANCE CHARGES OF VOIP SYSTEM | LOT | 24 |  | Included | 0 | 0 | 0
[9 empty] | Total Maintenance Charges during and after Defect Liabilty Period | [5 empty] | 0 |  |  | 0
[9 empty] | Total GST as confirmed by Bidder | [6 empty] | 0
* | In case the bidder leaves the cell for confirmation of the SAC and/or GST rate “blank”, the SAC and corresponding GST rate indicated by the Employer shall be deemed to be the one confirmed by the Bidder.
Date : | 2-Feb-2023 | [11 empty] | Printed name | bbb
Place : | ddddd | [11 empty] | Designation | ccc
Click for Sch-5

## Sch-5 Dis (hidden)
Specification No: 5002001865/OTHERS/DOM/A00-CC CS -1 |  |  |  | Schedule - 5
Package – I: Unified Network Management System (U-NMS) for Central Sector & State Sector Communication in Eastern Region (ER) under Establishment of State-of-the-Art Unified Centralized Network Management System (U-NMS) for ISTS and State Utility Communication Network in Eastern Region (ER).
SUMMARY OF TAXES & DUTIES APPLICABLE ON GOODS
Bidder’s Name and Address (Sole Bidder) : |  |  | To:
Contracts Services, 3rd Floor
Name : |  |  | Power Grid Corporation of India Ltd.,
Address : |  |  | "Saudamini", Plot No.-2
Sector-29,
Gurugram (Haryana) - 122001
Sl. No. | Item Nos. |  | Total Price (INR)
1 | TOTAL GST ON GOODS |  | 0
Total GST for Supply of Goods (inter-alia including Type Test Charges) between the Contractor and the Employer (identified in Schedule 1') which are not included in the Ex-works price as per the provision of the Bidding Documents, as applicable.
2 | TOTAL GST ON SERVICES |  | 0
Total GST on Installation Services (Schedule-3), Training to be imparted in India (Schedule-4a) and Maintenance Charges during and after Defect Liabilty Period (Schedule-4b)
| GRAND TOTAL [1+2] |  | 0
Date : | -- | Printed Name :
Place : |  | Designation :
Click for Sch-6

## Sch-5
Specification No: CC/NT/W-SCADA/DOM/A00/23/00395 |  |  |  | Schedule - 5
Upgradation of SCADA and associated systems of NTAMC /RTAMC
(SUMMARY OF TAXES & DUTIES APPLICABLE ON PLANT & EQUIPMENT)
Bidder’s Name and Address (Sole Bidder) : |  |  | To:
Contracts Services, 3rd Floor
Name : | aaaa |  | Power Grid Corporation of India Ltd.,
Address : |  |  | "Saudamini", Plot No.-2
Sector-29,
Gurugram (Haryana) - 122001
Sl. No. | Item Nos. |  | Total Price (INR) |  | After Discount |  | After MPDiscount
1 | TOTAL GST ON GOODS |  |  |  | Excise Duty | #REF! | Excise Duty | #REF!
| Total GST for Supply of Goods (inter-alia including Type Test Charges) between the Contractor and the Employer (identified in Schedule 1') which are not included in the Ex-works price as per the provision of the Bidding Documents, as applicable. |  | 0
2 | TOTAL GST ON SERVICES |  |  |  | Sales Tax | 0 | Sales Tax | 0
| Total GST on Installation Services (Schedule-3), Training to be imparted in India (Schedule-4a) and Maintenance Charges during and after Defect Liabilty Period (Schedule-4b) |  | 0 |  | #REF! | #REF! | #REF! | #REF!
| GRAND TOTAL [1+2] |  | 0 |  | Grand Total after Discount | #REF! | Grand Total after MPD | #REF!
Date : | 2-Feb-2023 | Printed Name : | bbb
Place : | ddddd | Designation : | ccc
Click for Sch-6

## Sch-6(buy-back)
Specification No: CC/NT/W-SCADA/DOM/A00/23/00395 | [12 empty] | Schedule-6 {Buy Back Charges(Scrap value)} |  |  | Schedule - 6 (buy-back)
Upgradation of SCADA and associated systems of NTAMC /RTAMC
(SCHEDULE OF RATES AND PRICES )
Bidder’s Name and Address (Sole Bidder) : | [14 empty] | To:
Contracts Services, 3rd Floor
Name : | aaaa | [13 empty] | Power Grid Corporation of India Ltd.,
Address : | [14 empty] | "Saudamini", Plot No.-2
Sector-29,
Gurugram (Haryana) - 122001
Buy-back Charges (Scrap value):
All Prices are in Indian Rupees.
SI. No. | PR No | PR Line Item No | Activity Header | PR Activity No | Activity Description | Material Code | HSN Code | Whether HSN in column '8’ is confirmed. If not indicate applicable the HSN + | Rate of GST applicable ( in %) | Whether rate of GST in column ‘10’ is confirmed. If not indicate applicable rate of GST + | Item Description | Unit | Quantity | Unit Charges excluding GST | Total Charges excluding GST | Total GST as confirmed by Bidder
1 | 2 | 3 | 4 | 5 | 6 | 7 | 8 | 9 | 10 | 11 | 12 | 13 | 14 | 15 | 16 = 14 x 15 | 17
1 | [6 empty] | 998716 |  | 18% |  | BUY BACK OF EXISTING HARDWARE AS PER APPENDIX-A OF PART-A SECTION-1 OF TS. | Lot | 9 |  | Included | 0 | 0 | 0
[9 empty] | Total Buy-back Charges (Excl. GST) | [5 empty] | 0 |  |  | #REF!
[9 empty] | Total GST as confirmed by Bidder | [6 empty] | 0
+ | Buyer (Bidder/Contractor) of the scrap material shall be liable to pay extra towards GST, TCS (Tax Collected at Source) as per Income Tax Act and other applicable taxes if any, as per actual, as per tax invoice raised by the employer.
+ | Scrap Value (excluding GST and other applicable taxes if any) shall be considered solely for bid evaluation purpose to arrive at the net evaluated price of the Bidder/Contractor.
+ | However, bidders shall not be allowed to change the Scrap value [as quoted by bidder in Schedule-6 {Buy Back Charges(Scrap value)} which after correction, if any, shall be indicated in the template calculation sheet provided during the e-Reverse Auction] during e-Reverse Auction.
Note : | Details of Buy-back are given in Appendix A, Part A, Section-1 of Technical Specification
Date : | 2-Feb-2023 | [11 empty] | Printed name | bbb
Place : | ddddd | [11 empty] | Designation | ccc
Click for Sch-5

## Sch-7
Specification No: CC/NT/W-SCADA/DOM/A00/23/00395 |  |  | Schedule - 7
Upgradation of SCADA and associated systems of NTAMC /RTAMC
(GRAND SUMMARY)
Bidder’s Name and Address (Sole Bidder) : |  |  | To:
Contracts Services, 3rd Floor
Name : |  |  | Power Grid Corporation of India Ltd.,
Address : |  |  | "Saudamini", Plot No.-2
Sector-29,
Gurugram (Haryana) - 122001
Sl. No. | Description |  | Total Price (INR)
1 | TOTAL SCHEDULE NO. 1 |  | 0
Ex-works price of Plant and Equipment including Type Test Charges
2 | TOTAL SCHEDULE NO. 2 |  | 0
Local Transportation, In-transit Insurance, loading & unloading
3 | TOTAL SCHEDULE NO. 3 |  | 0
Installation Charges
4a | TOTAL SCHEDULE NO. 4a |  | 0
Training Charges
4b | TOTAL SCHEDULE NO. 4b |  | 0
Maintenance Charges during & after Defect Liability Period
5 | TOTAL SCHEDULE NO. 5 |  | 0
Taxes and Duties
6 | TOTAL SCHEDULE NO. 8 |  | Included
Type Test Charges [Total of this Schedule is included in Schedule - 1 above.]
7 | TOTAL SCHEDULE NO. 6 |  | 0
Buy-back Charges (Scrap value)
8 | GRAND TOTAL [1+2+3+4+5-7] |  | 0
0
Date : | 2-Feb-2023 | Printed Name : | bbb
Place : | ddddd | Designation : | ccc
Click for Sch-7

## Sch-7 After Discount
Specification No: CC/NT/W-SCADA/DOM/A00/23/00395 |  |  | Schedule - 7 After Discount
Upgradation of SCADA and associated systems of NTAMC /RTAMC
(GRAND SUMMARY)
Bidder’s Name and Address (Sole Bidder) : |  |  | To:
Contracts Services, 3rd Floor
Name : |  |  | Power Grid Corporation of India Ltd.,
Address : |  |  | "Saudamini", Plot No.-2
Sector-29,
Gurugram (Haryana) - 122001
Sl. No. | Description |  | Total Price (INR)
1 | TOTAL SCHEDULE NO. 1 |  | 0
Ex-works price of Plant and Equipment including Type Test Charges
2 | TOTAL SCHEDULE NO. 2 |  | 0
Local Transportation, In-transit Insurance, loading & unloading
3 | TOTAL SCHEDULE NO. 3 |  | 0
Installation Charges
4a | TOTAL SCHEDULE NO. 4a |  | 0
Training Charges
4b | TOTAL SCHEDULE NO. 4b |  | 0
Maintenance Charges during & after Defect Liability Period
5 | TOTAL SCHEDULE NO. 5 |  | 0
Taxes and Duties
6 | TOTAL SCHEDULE NO. 8 |  | Included
Type Test Charges [Total of this Schedule is included in Schedule - 1 above.]
7 | TOTAL SCHEDULE NO. 6 |  | 0
Buy-back Charges (Scrap value)
8 | GRAND TOTAL [1+2+3+4+5-7] |  | 0
0
Date : | 2-Feb-2023 | Printed Name : | bbb
Place : | ddddd | Designation : | ccc
Click for Sch-7

## Sch-8
Specification No: CC/NT/W-SCADA/DOM/A00/23/00395 | [11 empty] | Schedule 8
Upgradation of SCADA and associated systems of NTAMC /RTAMC | [15 empty] | As per Lum-sum |  | 0%
(SCHEDULE OF RATES AND PRICES ) | [15 empty] | AS per Percent |  | #REF!
[16 empty] | As per lum-sum on Sch-7 |  | 0%
Bidder’s Name and Address (Sole Bidder) : | [9 empty] | To: | [5 empty] | As per Percent on Sch-7 |  | #REF!
[10 empty] | Contracts Services, 3rd Floor | [5 empty] | Total Discount |  | #REF!
Name : | [9 empty] | Power Grid Corporation of India Ltd.,
Address : | [9 empty] | "Saudamini", Plot No.-2
[10 empty] | Sector-29, | [5 empty] | Multipackage Discount |  | #REF!
Gurugram (Haryana) - 122001
Type tests Charges:
SL. NO. | PR No | Line Item No | Code | HSN Code | Whether HSN in column ‘5’ is confirmed. If not indicate applicable the HSN code * | Rate of GST applicable ( in %) | Whether rate of GST in column ‘7’ is confirmed. If not indicate applicable rate of GST * | Description of Test | Unit | Quantity | Unit Test Charge | Total Test Charges (Rs.) | Total GST as confirmed by Bidder | Revaluation of M column | Tax Calculation |  | Total Test Charges After Discount (Rs.) |  | Dis Alert | Total Test Charges After MPD (Rs.)
1 | 2 | 3 | 4 | 5 | 6 | 7 | 8 | 9 | 10 | 11 | 12 | 13 = 10 x 11 | 14
1 | [11 empty] | Included | 0 | 0 | 0
2 | [11 empty] | Included | 0 | 0 | 0
NOT APPLICABLE
[8 empty] | TOTAL TYPE TEST CHARGES |  |  |  | 0
[8 empty] | Total GST as confirmed by Bidder |  |  |  |  | 0
* | In case the bidder leaves the cell for confirmation of the HSN code and/or GST rate “blank”, the HSN code and corresponding GST rate indicated by the Employer shall be deemed to be the one confirmed by the Bidder.
Date : |  |  |  | 2-Feb-2023 |  |  |  |  | Printed Name : |  |  |  | bbb
Place : |  |  |  | ddddd |  |  |  |  | Designation : |  |  |  | ccc
Note : |  |  |  | Bidder should indicate the name of test laboratories where type tests are proposed to be conducted
Specification No: CC/NT/W-SCADA/DOM/A00/23/00395
Upgradation of SCADA and associated systems of NTAMC /RTAMC | [7 empty] | 0 | 0
(SCHEDULE OF RATES AND PRICES ) | [7 empty] | 0 | 0
Bidder’s Name and Address (Sole Bidder) :
[8 empty] | 0 | 0
Name : | [8 empty] | 0
Address : | [8 empty] | 0
0
0
SL. NO. | [7 empty] | Description of Test | #REF!
#REF! | [7 empty] | #REF! | #REF!
#REF! | [7 empty] | #REF!
#REF! | [7 empty] | #REF! | #REF!
#REF! | [7 empty] | #REF! | #REF!
[8 empty] | #REF! | #REF!
#REF! | [7 empty] | #REF!
#REF! | [7 empty] | #REF!
#REF! | [7 empty] | #REF!
#REF! | [7 empty] | #REF! | #REF!
#REF! | [7 empty] | #REF! | #REF!
#REF! | [7 empty] | #REF! | #REF!
#REF! | [7 empty] | #REF! | #REF!
[8 empty] | #REF! | #REF!
#REF! | [7 empty] | #REF!
#REF! | [7 empty] | #REF! | #REF!
#REF! | [7 empty] | #REF! | #REF!
#REF! | [7 empty] | #REF! | #REF!
#REF! | [7 empty] | #REF! | #REF!
[8 empty] | #REF! | #REF!
#REF! | [7 empty] | #REF!
#REF! | [7 empty] | #REF! | #REF!
#REF! | [7 empty] | #REF! | #REF!
#REF! | [7 empty] | #REF! | #REF!
[8 empty] | #REF! | #REF!
#REF! | [7 empty] | #REF!
#REF! | [7 empty] | #REF! | #REF!
#REF! | [7 empty] | #REF! | #REF!
#REF! | [7 empty] | #REF! | #REF!
[8 empty] | #REF! | #REF!
#REF! | [7 empty] | #REF!
#REF! | [7 empty] | #REF! | #REF!
#REF! | [7 empty] | #REF! | #REF!
#REF! | [7 empty] | #REF! | #REF!
#REF! | [7 empty] | #REF! | #REF!
[8 empty] | #REF! | #REF!
[8 empty] | #REF! | #REF!
#REF! | [7 empty] | #REF!
#REF! | [7 empty] | #REF!
#REF! | [7 empty] | #REF! | #REF!
#REF! | [7 empty] | #REF! | #REF!
#REF! | [7 empty] | #REF! | #REF!
[8 empty] | #REF! | #REF!
[8 empty] | #REF! | #REF!
#REF! | [7 empty] | #REF!
#REF! | [7 empty] | #REF!
#REF! | [7 empty] | #REF! | #REF!
#REF! | [7 empty] | #REF! | #REF!
#REF! | [7 empty] | #REF! | #REF!
#REF! | [7 empty] | #REF! | #REF!
#REF! | [7 empty] | #REF! | #REF!
[8 empty] | #REF! | #REF!
#REF! | [7 empty] | #REF!
#REF! | [7 empty] | #REF! | #REF!
#REF! | [7 empty] | #REF! | #REF!
#REF! | [7 empty] | #REF! | #REF!
#REF! | [7 empty] | #REF! | #REF!
#REF! | [7 empty] | #REF! | #REF!
#REF! | [7 empty] | #REF! | #REF!
[8 empty] | #REF! | #REF!
#REF! | [7 empty] | #REF!
#REF! | [7 empty] | #REF! | #REF!
#REF! | [7 empty] | #REF! | #REF!
#REF! | [7 empty] | #REF! | #REF!
#REF! | [7 empty] | #REF! | #REF!
#REF! | [7 empty] | #REF! | #REF!
#REF! | [7 empty] | #REF! | #REF!
#REF! | [7 empty] | #REF! | #REF!
#REF! | [7 empty] | #REF! | #REF!
#REF! | [7 empty] | #REF! | #REF!
[8 empty] | #REF! | #REF!
#REF! | [7 empty] | #REF!
#REF! | [7 empty] | #REF! | #REF!
#REF! | [7 empty] | #REF! | #REF!
#REF! | [7 empty] | #REF! | #REF!
[8 empty] | #REF! | #REF!
#REF! | [7 empty] | #REF!
#REF! | [7 empty] | #REF! | #REF!
#REF! | [7 empty] | #REF! | #REF!
#REF! | [7 empty] | #REF! | #REF!
[8 empty] | #REF! | #REF!
#REF! | [7 empty] | #REF!
#REF! | [7 empty] | #REF! | #REF!
#REF! | [7 empty] | #REF! | #REF!
[8 empty] | #REF! | #REF!
#REF! | [7 empty] | #REF!
#REF! | [7 empty] | #REF! | #REF!
#REF! | [7 empty] | #REF! | #REF!
#REF! | [7 empty] | #REF! | #REF!
#REF! | [7 empty] | #REF! | #REF!
#REF! | [7 empty] | #REF! | #REF!
#REF! | [7 empty] | #REF! | #REF!
[8 empty] | #REF! | #REF!
#REF! | [7 empty] | #REF!
#REF! | [7 empty] | #REF! | #REF!
#REF! | [7 empty] | #REF! | #REF!
#REF! | [7 empty] | #REF! | #REF!
#REF! | [7 empty] | #REF! | #REF!
#REF! | [7 empty] | #REF!
#REF! | [7 empty] | #REF! | #REF!
#REF! | [7 empty] | #REF! | #REF!
#REF! | [7 empty] | #REF! | #REF!
#REF! | [7 empty] | #REF! | #REF!
[8 empty] | #REF! | #REF!
[8 empty] | #REF! | #REF!
[8 empty] | #REF! | #REF!
Click for Bid Form 2nd Envelope

## Discount
This letter of discount is optional. Bidder may / may not offer any discount.
Specification No: CC/NT/W-SCADA/DOM/A00/23/00395 |  |  |  |  | Letter of Discount
LETTER OF DISCOUNT
To:
Contract Services
Power Grid Corporation of India Ltd.,
"Saudamini", Plot No.-2
Sector-29, (near IFFCO Chowk)
Gurgaon (Haryana) - 122001
Subject : |  | Upgradation of SCADA and associated systems of NTAMC /RTAMC
Dear Sir
With reference to the subject tender, we hereby offer unconditional discount on the prices quoted by us as per details given here below : | [6 empty] | Eq Weightage of Rs/ % | Final Discount Factor
| 1 | Discount on lum-sum basis on total price quoted by us without Taxes & Duties. [The discount shall be proportionately applicable on all the items of all the Schdules i.e. Sch-1 (without type test charges), Sch-2, Sch-3, Sch-4a, Sch-4b & Sch-7] In Rs. |  |  |  | 0 | 0%
| 2 | Discount on percent basis on total price quoted by us without Taxes & Duties. [The discount shall be applicable on all the items of all the Schdules i.e. Sch-1 (without type test charges), Sch-2 , Sch-3, Sch-4a, Sch-4b & Sch-7] In Percent (%) |  |  |  | 0 | 0%
| 3 | Discount on lum-sum basis on the Schedules as given below : [The discount shall be proportionately applicable on all the relevent items of the respective Schdules.] In Rs.
|  | Schedule-1 : Ex works prices |  | In Rs. |  | 0 | 0% | Schedule-1 : Ex-Works Price | 0%
|  | Schedule-2 : Freight & Insurance |  | In Rs. |  | 0 | 0% | Schedule-2 : Freight & Insurance | 0%
|  | Schedule-3 : Erection Charges |  | In Rs. |  | 0 | 0% | Schedule-3 : Erection Charges | 0%
|  | Schedule-4a : Training Charges |  | In Rs. |  | 0 | 0% | Schedule-4a : Training Charges | 0%
|  | Schedule-4b : Maintenance Charges during and after DLP |  | In Rs. |  | 0 | 0% | Schedule-4b : Maintenance Charges | 0%
|  | Schedule-7 : Type Test Charges |  | In Rs. |  | 0 | 0% | Schedule-7 : Type Test Charges | 0%
| 4 | Discount on percent basis on the Schedules as given below : [The discount shall be applicable on all the relevent items of the respective Schdules.] In Percent (%)
|  | Schedule-1 : Ex works prices |  | In Percent (%) |  | 0 | 0%
|  | Schedule-2 : Freight & Insurance |  | In Percent (%) |  | 0 | 0%
|  | Schedule-3 : Erection Charges |  | In Percent (%) |  | 0 | 0%
|  | Schedule-4a : Training Charges |  | In Percent (%) |  | 0 | 0%
|  | Schedule-4b : Maintenance Charges during and after DLP |  | In Percent (%) |  | 0 | 0%
|  | Schedule-7 : Type Test Charges |  | In Percent (%) |  | 0 | 0%
Discount(s) offered at sl. No. 1 to 4 will get displayed and accounted for automatically in the respective items of the Schedules.
| 5 | We hereby offer Multi-package discount as given below:
Multi-Package Discount(s) offered at sl. No. 5 will not get automatically accounted for in the respective items of the Schedules. The same shall be worked out saparately for evaluation.
Please consider this letter of discount as the integral part of our price bid.
Thanking you, we remain,
Yours faithfully,
For and on behalf of
Date : |  | 2-Feb-2023 | Printed Name : | bbb
Place : |  | ddddd | Designation : | ccc
Click for Bid Form

## Bid Form 2nd Envelope
Specification No: CC/NT/W-SCADA/DOM/A00/23/00395 |  |  |  |  | Bid Form 2nd Envelope | Sole Bidder |  |  | 1 | st |  | 1 | January
[6 empty] | 0 |  |  | 2 | nd |  | 2 | February
BID FORM (Second Envelope) | [8 empty] | 3 | rd |  | 3 | March
[9 empty] | 4 | th |  | 4 | April
Bid Proposal Ref. No. | [8 empty] | 5 | th |  | 5 | May
Date : | -- | [7 empty] | 6 | th | #VALUE! | 6 | June
[9 empty] | 7 | th | #VALUE! | 7 | July
To: | [8 empty] | 8 | th | #VALUE! | 8 | August
Contracts Services, 3rd Floor | [8 empty] | 9 | th | #VALUE! | 9 | September
Power Grid Corporation of India Ltd., | [8 empty] | 10 | th |  | 10 | October
"Saudamini", Plot No.-2 | [8 empty] | 11 | th |  | 11 | November
Sector-29, | [8 empty] | 12 | th |  | 12 | December
Gurugram (Haryana) - 122001 | [8 empty] | 13 | th
[9 empty] | 14 | th
Name of Contract : |  | Upgradation of SCADA and associated systems of NTAMC /RTAMC | [6 empty] | 15 | th
Dear Ladies and/or Gentlemen, | [8 empty] | 16 | th
1 | In continuation of First Envelope of our Bid, we hereby submit the Second Envelope of the Bid, both of which shall be read together and in conjunction with each other, and shall be construed as an integral part of our Bid. Accordingly, we the undersigned, offer to design, manufacture, test, deliver, install and commission (including carrying out Trial Operation, Performance & Guarantee Test as per provision of Technical Specification) under the above-named package in full conformity with the said Bidding Documents for the sum of Rs. 0 or such other sums as may be determined in accordance with the terms and conditions of the Bidding Documents. |  |  |  |  | In continuation of First Envelope of our Bid, we hereby submit the Second Envelope of the Bid, both of which shall be read together and in conjunction with each other, and shall be construed as an integral part of our Bid. Accordingly, we the undersigned, offer to design, manufacture, test, deliver, install and commission (including carrying out Trial Operation, Performance & Guarantee Test as per provision of Technical Specification) under the above-named package in full conformity with the said Bidding Documents for the sum of Rs. | or such other sums as may be determined in accordance with the terms and conditions of the Bidding Documents. | 0 | 17 | th
| The above amounts are in accordance with the price schedules attached herewith and are made part of this bid. | [7 empty] | 18 | th
2 | Price Schedules | [7 empty] | 19 | th
2.1 | In line with the requirements of the Bidding documents, we enclose herewith the following Price Schedules, duly filled - in as per your proforma: | [7 empty] | 20 | th
| Schedule 1 |  | Plant and Equipment (Including Mandatory Spare Parts) to be supplied, including Type Test Charges. | [5 empty] | 21 | st
| Schedule 2 |  | Local Transportation, In-transit Insurance, loading and unloading | [5 empty] | 22 | th
| Schedule 3 |  | Installation Charges. | [5 empty] | 23 | th
| Schedule 4a |  | Training charges for training to be imparted. | [5 empty] | 24 | th
| Schedule 4b |  | Maintenance Charges during & after Defect Liability Period.
| Schedule 5 |  | Taxes and Duties not included in Schedule 1 | [5 empty] | 25 | th
| Schedule 6 |  | But-back charges (scrap value) | [5 empty] | 25 | th
| Schedule 7 |  | Grand Summary [Schedule 1to 6] | [5 empty] | 26 | th
| Schedule 8 |  | Break-up of Type Test Charges for Type Tests to be conducted (NOT APPLICABLE) | [5 empty] | 27 | th
2.2 | We are aware that the Price Schedules do not generally give a full description of the Work to be performed under each item and we shall be deemed to have read the Technical Specifications and other sections of the Bidding Documents and Drawings to ascertain the full scope of Work included in each item while filling-in the rates and prices. We agree that the entered rates and prices shall be deemed to include for the full scope as aforesaid, including overheads and profit. | [7 empty] | 28 | th
2.3 | We declare that as specified in Clause 11.5, Section –II:ITB, Vol.-I of the Bidding Documents, prices quoted by us in the Price Schedules shall be subject to Price Adjustment during the execution of Contract in accordance with Appendix-2 (Price Adjustment) to the Contract Agreement. | [7 empty] | 29 | th
2.4 | We understand that in the price schedules, where there are errors between the total of the amounts given under the column for the price Breakdown and the amount given under the Total Price, the former shall prevail and the latter will be corrected accordingly. We further understand that where there are discrepancies between amounts stated in figures and amounts stated in words, the amount stated in words shall prevail. Similarly, any discrepancy in the total bid price and that of the summation of Schedule price (price indicated in a Schedule indicating the total of that schedule), the total bid price shall be corrected to reflect the actual summation of the Schedule prices. | [7 empty] | 30 | th
2.5 | We declare that items left blank in the Schedules will be deemed to have been included in other items. The TOTAL for each Schedule and the TOTAL of Grand Summary shall be deemed to be the total price for executing the Facilities and sections thereof in complete accordance with the Contract, whether or not each individual item has been priced. | [7 empty] | 31 | st
3 | We confirm that except as otherwise specifically provided our Bid Prices in this Second Envelope include all taxes, duties, levies and charges as may be assessed on us/our Associate (applicable for Foreign Bidder), our Sub-Contractor/Sub-Vendor or their employees by all municipal, state or national government authorities in connection with the Facilities, in and outside of India.
3.1 | 100% of applicable Taxes and Duties i.e GST which are payable by the Employer under the Contract, shall be reimbursed by the Employer on production of satisfactory documentary evidence by the Contractor in accordance with the provisions of the Bidding Documents.
3.2 | We further understand that notwithstanding 3.0 above, in case of award on us, you shall also bear and pay/reimburse to us, GST applicable on supplies by us to you, imposed on the Plant & Equipment including Mandatory Spare Parts to be incorporated into the Facilities including Type Test charges for Type test to be conducted specified in Schedule No. 1, Installation Services specified in Schedule No. 3, Charges for Training to be imparted specified in Schedule No. 4a and Maintenance Charges during & after Defect Laibility Period specified in Schedule No. 4b of the Price Schedule in this Second Envelope by the Indian Laws.
3.3 | We confirm that we have also registered/we shall also get registered in the GST Network with a GSTIN, in all the states where the project is located and the states from which we shall make our supply of goods.
4 | # (For Joint Venture only) We, the partners of Joint Venture submitting this bid, do agree and confirm that in case of Award of Contract on the Joint Venture, we shall be jointly and severally liable and responsible for the execution of the Contract in accordance with Contract terms and conditions.
5 | We, hereby, declare that only the persons or firms interested in this proposal as principals are named here and that no other persons or firms other than those mentioned herein have any interest in this proposal or in the Contract to be entered into, if the award is made on us, that this proposal is made without any connection with any other person, firm or party likewise submitting a proposal is in all respects for and in good faith, without collusion or fraud.
Thanking you, we remain,
Yours faithfully,
For and on behalf of
Signature :
Date : | 2-Feb-2023 |  |  | Printed Name : | bbb
Place : | ddddd |  |  | Designation : | ccc
Common Seal :
Please provide additional information of the Bidder
Business Address :
Country of Incorporation :
State/Province to be indicated :
Name of Principal Officer :
Address of Principal Officer :
Note: Bidders may note that no prescribed proforma has been enclosed for Attachment 2 : Power of Attorney. Bidders may use their own proforma for furnishing the required information with the bid.
* * *
Back to Cover Page