## Basic (hidden)
Package Name | Substation Package SS97 for Extension of 400 kV Jamkhambaliya GIS Substation (JKTL) under Transmission Project–Jamnagar Oil Refinery of RIL to connect with Jamkhambaliya ISTS PS
Direct
Package Code | SS97 | Bought-out
Specification No. | 5002002316/SUB-STATION(EXCLUDIN/DOM/A06-CC CS -7

## Cover
REV_01
Price Schedules | Substation Package SS97 for Extension of 400 kV Jamkhambaliya GIS Substation (JKTL) under Transmission Project–Jamnagar Oil Refinery of RIL to connect with Jamkhambaliya ISTS PS |  | Substation Package SS-97
5002002316/SUB-STATION(EXCLUDIN/DOM/A06-CC CS -7
| 1 | Fill up only green shaded cells in Sch-1, Sch-2, Sch-3, Sch-5, Sch-7 and Bid Form 2nd Envelope.
| 2 | All the cells in Sch-4 & Sch-6 are auto filled, therefore no cell is required to be filled up there.
| 3 | Instructions / error messages, if any, will be displayed automatically after selecting the cell.
| 4 | After filling up all the schedues, save the file, take print out of all the schedules and Bid form and sign & stamp and submit them as hard copy of the 2nd envelope (Price part) of the bid. Also ensure to submit the soft copy of the the same file on CD/ DVD.
पावर ग्रिड कारपोरेशन ऑफ इण्डिया लिमिटेड
(भारत सरकार का उद्यम)
Power Grid Corporation of India Limited
(A Government of India Enterprises)
Click to skip Instructions & Proceed
Click for Detailed General Instructions
General guidelines for filling up the Price Schedules, Sch-1 to Sch-7

## Instructions (hidden)
General Instruction to the Bidders for filling up this workbook of Price Schedules for Package TW13
I | While filling up the worksheets following may please be observed :
| (i) | Fill up only green shaded cells.
| (ii) | Certain data type entries have been restricted, such as Numeric values or limits of numeric values.
| (iii) | Select only the options provided in pull down menus.
| (iv) | Do not link any cell of this work book with any other work book.
| (v) | Do not use copy & paste or cut & paste options for filling up the data.
| (vi) | Do not reformat any of the cell of the work book.
II | This Workbook consists of following worksheets :
Cover :
Opening page of the workbook.
Names of Bidder :
| ● | Select Sole Bidder or JV (Joint Venture) from the pull down menu. Do not leave this cell blank.
| ● | Select nos. of the JV Partners other than the Lead Partner from drop down menu.
| ● | In case of JV partners more than 2, enter details of 3rd & more partners along with details of 2nd partner.
| ● | Fill up names and address of the Sole Bidder and /or Joint Venture.
| ● | Fill up date in dd-mm-yyyy format from drop down menu.
| ● | Click for Sch-1 given at the right top of the worksheet to go to Sch-1.
Sch-1 (Ex-works Prices) :
| ● | Fill up unit rates for all the items in numeric values greater than 0 (zero). If unit rate is left blank, the corresponding item shall be deemed to be included in the total price.
| ● | Corresponding cell for mode of transaction shall be come enable only after filling up the unit rate, therefore first fill up the unit rate and then mode of transaction for the corresponding item.
| ● | Select either Direct or Bought-out from the drop down menu. Do not leave the cell blank the same shall be deemed to be Bought-out if the cell is left blank.
| ● | Total amount shall get calculated automatically.
| ● | Type Test charges shall appear automatically after filling up Sch-7 appropriately.
Sch-2 (Freight & Insurance Charges) :
| ● | Fill up unit rates for all the items in numeric values greater than 0 (zero). If unit rate is left blank, the corresponding item shall be deemed to be included in the total price.
| ● | Total amount shall get calculated automatically.
Sch-3 (Erection Charges) :
| ● | Fill up unit rates for all the items in numeric values greater than 0 (zero). If unit rate is left blank, the corresponding item shall be deemed to be included in the total price.
| ● | Total amount shall get calculated automatically.
Sch-4 (Training Charges) :
| ● | Not applicable, hence no cell is required to be filled up.
Sch-5 (Summary of Taxes and Duties applicable on the Goods) :
| ● | Fill up applicable rate of Excise Duty. The amount of Excise Duty on the items mentioned as Direct in the mode of transaction in Schedule-1 shall be calculated automatically at the rate mentioned by the bidder here.
| ● | Segregate and fill up the amount on which Sales Tax shall be applicable out of Ex-works supply items mentioned as direct in the mode of transaction in Schedule-1. Applicable Excise Duty on this amount will be calculated automatically at the rate mentioned by the bidder. Further, fill up the rate of applicable Sales Tax. Amount of Sales Tax shall be automatically calculated on the amount mentioned by the bidder as subjected to Sales Tax plus applicable Excise Duty at the rate mentioned by the Bidder.
| ● | Difference of total amount quoted by the bidder as Direct Transaction and the amount mentioned by him subjected to Sales Tax shall be considered as the amount on which VAT shall become applicable and the same shall be calculated & displayed automatically. Applicable Excise Duty on this amount at the rate mentioned by the bidder shall also be calculated & displayed automatically. Fill up the rate of applicable VAT. The amount of VAT shall be calculated automatically on the amount considered to be subjected to VAT plus applicable Excise Duty at the rate mentioned by the bidder here.
| ● | Amount as per details filled up by the bidder in the work sheets Entry Tax, Octroi and other Taxes & Duties shall be displayed in this work sheet Sch-5 but will not be added to the grand total and shall be considered as applicable.
| ● | Click at the links to go to the work sheets Entry Tax, Octroi and other Taxes & Duties one by one.
Entry Tax :
| ● | Fill the description, amount and rate of applicable Entry Tax. Total of this worksheet shall be displayed in Sch -5 (Taxes & Duties)
| ● | Click at the link to go back to Sch-5.
OCTROI :
| ● | Fill the description, amount and rate of applicable Octroi. Total of this worksheet shall be displayed in Sch -5 (Taxes & Duties)
| ● | Click at the link to go back to Sch-5.
Other Taxes & Duties :
| ● | Fill the description, amount and rate of applicable Other Taxes & Duties. Total of this worksheet shall be displayed in Sch -5 (Taxes & Duties)
| ● | Click at the link to go back to Sch-5.
Sch -6 :
| ● | Summary of all the Schedules without considering discount (mentioned in the work sheet discount) shall be displayed automatically.
| ● | No cell is required to be filled in by the bidder in this worksheet.
Sch-7 (Type Test Charges) :
| ● | Fill up the rates & location where type tests are proposed.
| ● | Total of this Sch-7 shall automatically appear in Sch-1.
Bid form 2nd Envelope :
| ● | Fill up ref. no. as bidder's ref no. of this letter.
| ● | This letter shall consider the net price as per Sch-6 (After Discount).
| ● | Fill up names & Designation of the representatives of other JV partner(s) if the bidder is JV (Joint Venture) .
| ● | Fill up additional information as required.
* * *
Happy Bidding !
Click to Proceed

## Names of Bidder
Substation Package SS97 for Extension of 400 kV Jamkhambaliya GIS Substation (JKTL) under Transmission Project–Jamnagar Oil Refinery of RIL to connect with Jamkhambaliya ISTS PS
5002002316/SUB-STATION(EXCLUDIN/DOM/A06-CC CS -7 |  |  |  | Sole Bidder | 1
|  |  |  | JV (Joint Venture) | Other Partner
Enter following details of the bidder
Specify type of Bidder [Select from drop down menu] | Sole Bidder |  | 1 | 0
Name of Sole Bidder
Address of Sole Bidder
Name of other Partner - 2 (more, if any) | …….. …….. …….. …….. …….. ……..
Address of other Partner - 2 (more, if any) | …….. …….. …….. …….. …….. ……..
…….. …….. …….. …….. …….. ……..
…….. …….. …….. …….. …….. ……..
Printed Name
Designation
Date |  | 31
Place
Click for Sch-1

## Sch-1
5002002316/SUB-STATION(EXCLUDIN/DOM/A06-CC CS -7 | [12 empty] | Schedule-1
Substation Package SS97 for Extension of 400 kV Jamkhambaliya GIS Substation (JKTL) under Transmission Project–Jamnagar Oil Refinery of RIL to connect with Jamkhambaliya ISTS PS
(SCHEDULE OF RATES AND PRICES)
BIDDER:
0 | [9 empty] | To: | [9 empty] | 1
Bidder’s Name and Address (Sole Bidder) : | [9 empty] | Contract Services | [9 empty] | 0
Name : | [9 empty] | Power Grid Corporation of India Ltd., | [9 empty] | #REF!
Address : | [9 empty] | "Saudamini", Plot No.-2 | [9 empty] | #REF!
Sector-29,
Gurgaon (Haryana) - 122001
Plant and Equipment (including Mandatory Spares Parts) to be supplied, including Type Test Charges for Tests to be conducted.
(All Prices are in Indian Rupees)
SI. No. | PR No | PR Line Item No | Activity Description | Material Code | HSN Code | Whether HSN in column ‘6’ is confirmed. If not indicate applicable the HSN code # | Rate of GST applicable ( in %) | Whether rate of GST in column ‘8’ is confirmed. If not indicate applicable rate of GST # | Item Description | Unit | Qty. | Unit Ex-Works Price (excluding GST) | Total Ex-Works Price (excluding GST)
1 | 2 | 3 | 4 | 5 | 6 | 7 | 8 | 9 | 10 | 11 | 12 | 13 | 14 = 12 X 13 | [7 empty] | 91
I | Substation Package SS97
1 | 7000018820 | 490 | 400 KV GIS EQUIPMENT | 1000032801 | 85359030 |  | 18 |  | 420KV, 4000A,50KA GIS BUSBAR MODULE EXTENSION | SET | 2 |  | INCLUDED | 0 | 0 | 0 | 0 | 0 | 0
2 | 7000018820 | 500 | 400 KV GIS EQUIPMENT | 1000004631 | 85359030 |  | 18 |  | 420 kV, 3150 A, 50 kA, SF6 GIS Linefeeder bay module(without PIR) as perSection-Project, Technicalspecification | SET | 2 |  | INCLUDED | 0 | 0 | 0 | 0 | 0 | 0
3 | 7000018820 | 510 | 400 KV GIS EQUIPMENT | 1000004494 | 85359030 |  | 18 |  | 420kV, 3150 A, 50 kA, SF6 GIS Tie baymodule(without PIR) as perSection-Project, Technicalspecification | SET | 2 |  | INCLUDED | 0 | 0 | 0 | 0 | 0 | 0
4 | 7000018820 | 520 | 400 KV GIS EQUIPMENT | 1000029506 | 85389000 |  | 18 |  | 3150A, 50kA, 1sec Single phase 420kV SF6to Air Bushing | EA | 6 |  | INCLUDED | 0 | 0 | 0 | 0 | 0 | 0
5 | 7000018820 | 530 | 400 KV GIS EQUIPMENT | 1000004286 | 85389000 |  | 18 |  | 420kV, 3000A, 50kA, Single phase, SF6Gas Insulated Bus Duct (GIB) outsideGIS Hall alongwith associated supportstructure | M | 400 |  | INCLUDED | 0 | 0 | 0 | 0 | 0 | 0
6 | 7000018820 | 540 | 400 KV GIS EQUIPMENT | 1000004294 | 85389000 |  | 18 |  | 420kV, 4000A,50kA, Single phase SF6 GasInsulated Bus Duct (GIB) outside GISHall alongwith associated supportstructure | M | 600 |  | INCLUDED | 0 | 0 | 0 | 0 | 0 | 0
7 | 7000018820 | 550 | 400 KV GIS EQUIPMENT | 1000004627 | 85359030 |  | 18 |  | 420kV, 3150 A, 50 kA, SF6 GIS ICT feederbay module as per Section-Project,Technical specification | SET | 2 |  | INCLUDED | 0 | 0 | 0 | 0 | 0 | 0
8 | 7000018820 | 560 | 400 KV AIS EQUIPMENTS | 1000004535 | 85359090 |  | 18 |  | 420 kV, 4400 pF Capacitive Voltage Transformer (1-Phase) | EA | 6 |  | INCLUDED | 0 | 0 | 0 | 0 | 0 | 0
9 | 7000018820 | 570 | 400 KV AIS EQUIPMENTS | 1000020419 | 85354010 |  | 18 |  | 336kV Surge Arrester (1-phase) | EA | 6 |  | INCLUDED | 0 | 0 | 0 | 0 | 0 | 0
10 | 7000018820 | 580 | 400 KV AIS EQUIPMENTS | 1000004401 | 85462040 |  | 18 |  | 420 kV, 1 phase Bus Post Insulator (except for Line Traps) | EA | 6 |  | INCLUDED | 0 | 0 | 0 | 0 | 0 | 0
11 | 7000018820 | 10 | 400 kV PLCC | 1000004289 | 85176210 |  | 18 |  | 400kV,3150A,0.5mH , 50kA Line Trap | EA | 4 |  | INCLUDED | 0 | 0 | 0 | 0 | 0 | 0
12 | 7000018820 | 20 | 400 kV PLCC | 1000004400 | 85462040 |  | 18 |  | 420 kV ,1 phase Bus Post Insulators for Line Traps | EA | 12 |  | INCLUDED | 0 | 0 | 0 | 0 | 0 | 0
13 | 7000018820 | 30 | 400 kV PLCC | 1000010014 | 85176210 |  | 18 |  | Coupling device for PLCC | SET | 2 |  | INCLUDED | 0 | 0 | 0 | 0 | 0 | 0
14 | 7000018820 | 40 | 400 kV PLCC | 1000000046 | 85176210 |  | 18 |  | Carrier Equipment Analog type (for Speech+Data & Speech+Protection) | EA | 2 |  | INCLUDED | 0 | 0 | 0 | 0 | 0 | 0
15 | 7000018820 | 50 | 400 kV PLCC | 1000017887 | 85176210 |  | 18 |  | Analog Protection Coupler for PLCC | EA | 2 |  | INCLUDED | 0 | 0 | 0 | 0 | 0 | 0
16 | 7000018820 | 60 | 400 kV PLCC | 1000010638 | 85176210 |  | 18 |  | Digital Protection Coupler | EA | 2 |  | INCLUDED | 0 | 0 | 0 | 0 | 0 | 0
17 | 7000018820 | 70 | 400 kV PLCC | 1000002134 | 85176210 |  | 18 |  | 4wire telephone equipment | EA | 1 |  | INCLUDED | 0 | 0 | 0 | 0 | 0 | 0
18 | 7000018820 | 80 | 400 kV PLCC | 1000025769 | 85176210 |  | 18 |  | Testing & Maintenance equipment (print test kit only) for PLCC | SET | 1 |  | INCLUDED | 0 | 0 | 0 | 0 | 0 | 0
19 | 7000018820 | 90 | 400 kV PLCC | 1000009250 | 85176210 |  | 18 |  | HF Cable 75 ohms for PLCC | M | 500 |  | INCLUDED | 0 | 0 | 0 | 0 | 0 | 0
20 | 7000018820 | 100 | CRP | 1000002165 | 85371000 |  | 18 |  | 400kV Circuit Breaker Relay Panel with Auto Reclose (with Automation) | EA | 6 |  | INCLUDED | 0 | 0 | 0 | 0 | 0 | 0
21 | 7000018820 | 110 | CRP | 1000003398 | 85371000 |  | 18 |  | 400kV Line Protection Panel (with Automation) | EA | 2 |  | INCLUDED | 0 | 0 | 0 | 0 | 0 | 0
22 | 7000018820 | 120 | CRP | 1000002146 | 85371000 |  | 18 |  | Augmentation of existing 400kV bus bar protection scheme.(No. of baysas per specification)-(with Automation) | SET | 1 |  | INCLUDED | 0 | 0 | 0 | 0 | 0 | 0
23 | 7000018820 | 130 | SAS | 1000003409 | 85371000 |  | 18 |  | Augmentation of Substation automation System for 400kV Main bay as perTechnical Specification | EA | 4 |  | INCLUDED | 0 | 0 | 0 | 0 | 0 | 0
24 | 7000018820 | 140 | SAS | 1000003411 | 85371000 |  | 18 |  | Augmentation of Substation automation System for 400kV Tie bay as perTechnical Specification | EA | 2 |  | INCLUDED | 0 | 0 | 0 | 0 | 0 | 0
25 | 7000018820 | 150 | SUBSTATION AUX | 1000025963 | 84151090 |  | 28 |  | Air conditioning sys-400kV GIS Hall LCC | SET | 1 |  | INCLUDED | 0 | 0 | 0 | 0 | 0 | 0
26 | 7000018820 | 160 | SUBSTATION AUX | 1000001145 | 85371000 |  | 18 |  | 220V DCDB (Extn.) | SET | 2 |  | INCLUDED | 0 | 0 | 0 | 0 | 0 | 0
27 | 7000018820 | 170 | SUBSTATION AUX | 1000004755 | 85371000 |  | 18 |  | 48V DCDB (Extn.) | SET | 2 |  | INCLUDED | 0 | 0 | 0 | 0 | 0 | 0
28 | 7000018820 | 180 | SUBSTATION AUX | 1000004304 | 85371000 |  | 18 |  | 415V ACDB (Extn.) | SET | 2 |  | INCLUDED | 0 | 0 | 0 | 0 | 0 | 0
29 | 7000018820 | 190 | SUBSTATION AUX | 1000022408 | 84159000 |  | 28 |  | Ventillation system for 400KV GIS Hall | SET | 1 |  | INCLUDED | 0 | 0 | 0 | 0 | 0 | 0
30 | 7000018820 | 200 | Power and Control Cable | 1000031887 | 85446020 |  | 18 |  | 1.1KV GRADE 10CX2.5 SQMM CONTROL CABLE | KM | 4 |  | INCLUDED | 0 | 0 | 0 | 0 | 0 | 0
31 | 7000018820 | 210 | Power and Control Cable | 1000031936 | 85446020 |  | 18 |  | 1.1KV GRADE 2CX2.5 SQMM CONTROL CABLE | KM | 3 |  | INCLUDED | 0 | 0 | 0 | 0 | 0 | 0
32 | 7000018820 | 220 | Power and Control Cable | 1000031987 | 85446020 |  | 18 |  | 1.1KV GRADE 5CX2.5 SQMM CONTROL CABLE | KM | 2 |  | INCLUDED | 0 | 0 | 0 | 0 | 0 | 0
33 | 7000018820 | 230 | Power and Control Cable | 1000031976 | 85446020 |  | 18 |  | 1.1KV GRADE 4CX16 SQMM (PVC) POWER CABLE | KM | 2 |  | INCLUDED | 0 | 0 | 0 | 0 | 0 | 0
34 | 7000018820 | 240 | Power and Control Cable | 1000031933 | 85446020 |  | 18 |  | 1.1KV GRADE 2CX16 SQMM (PVC) POWER CABLE | KM | 2 |  | INCLUDED | 0 | 0 | 0 | 0 | 0 | 0
35 | 7000018820 | 250 | Power and Control Cable | 1000056264 | 85446020 |  | 18 |  | 1.1KV GRADE 19CX1.5 SQMM CONTROL CABLE | KM | 2 |  | INCLUDED | 0 | 0 | 0 | 0 | 0 | 0
36 | 7000018820 | 260 | Power and Control Cable | 1000056265 | 85446020 |  | 18 |  | 1.1KV GRADE 27CX1.5 SQMM CONTROL CABLE | KM | 2 |  | INCLUDED | 0 | 0 | 0 | 0 | 0 | 0
37 | 7000018820 | 270 | ERECTION HARDWARE | 1000011336 | 72169990 |  | 18 |  | Erection Hardware for 400kV I type layout for GIS terminationarrangement-Line bay as per technical specification | SET | 2 |  | INCLUDED | 0 | 0 | 0 | 0 | 0 | 0
38 | 7000018820 | 280 | ERECTION HARDWARE | 1000055986 | 72169990 |  | 18 |  | 400KV SUSPENSION INSULATOR STRING AND ASSOCIATED HARDWARE FITTINGSWITH DROP CLAMP SUITABLE FOR QUAD CONDUCTOR | EA | 6 |  | INCLUDED | 0 | 0 | 0 | 0 | 0 | 0
39 | 7000018820 | 290 | ERECTION HARDWARE | 1000055985 | 72169990 |  | 18 |  | 400KV TENSION INSULATOR STRING AND ASSOCIATED HARDWARE FITTINGS WITHTURN BUCKLE SUITABLE FOR TWIN CONDUCTOR | EA | 6 |  | INCLUDED | 0 | 0 | 0 | 0 | 0 | 0
40 | 7000018820 | 300 | STEEL STRUCTURE | 1000020195 | 73045930 |  | 18 |  | Fabrication, galvanising and supply ofStandard Pipe Structure - 400 kV,1-Phase, SA including nuts, bolts,all type of washers, packplates, stepbolts and gusset plates excludingfoundation bolts | EA | 6 |  | INCLUDED | 0 | 0 | 0 | 0 | 0 | 0
41 | 7000018820 | 310 | STEEL STRUCTURE | 1000020193 | 73045930 |  | 18 |  | Fabrication, galvanising and supply of Standard Pipe Structure - 400kV CVT including nuts, bolts, all type of washers, packplates, stepbolts and gusset plates excluding foundation bolts | EA | 6 |  | INCLUDED | 0 | 0 | 0 | 0 | 0 | 0
42 | 7000018820 | 320 | STEEL STRUCTURE | 1000020196 | 73045930 |  | 18 |  | Fabrication, galvanising and supply ofStd Pipe Structure - 400 kV, 1-Phase,BPI, (Excluding Wave Trap), includingnuts, bolts, all type of washers,packplates, step bolts and gussetplates excluding foundation bolts | EA | 6 |  | INCLUDED | 0 | 0 | 0 | 0 | 0 | 0
43 | 7000018820 | 330 | STEEL STRUCTURE | 1000017568 | 73045930 |  | 18 |  | Standard Pipe Structure for 400kV BPI for WT (1- phase) | EA | 4 |  | INCLUDED | 0 | 0 | 0 | 0 | 0 | 0
44 | 7000018820 | 340 | STEEL STRUCTURE | 1000020118 | 73082011 |  | 18 |  | Fabrication, galvanising and supply of Standard 400 kV Gantry G1including nuts, bolts, all type of washers, packplates, step bolts andgusset plates excluding foundation bolts | EA | 2 |  | INCLUDED | 0 | 0 | 0 | 0 | 0 | 0
45 | 7000018820 | 350 | STEEL STRUCTURE | 1000020138 | 73082011 |  | 18 |  | Fabrication, galvanising and supply of Standard 400 kV Tower TVincluding nuts, bolts, all type of washers, packplates, step bolts andgusset plates excluding foundation bolts | EA | 2 |  | INCLUDED | 0 | 0 | 0 | 0 | 0 | 0
46 | 7000018820 | 360 | STEEL STRUCTURE | 1000030076 | 73082011 |  | 18 |  | STANDARD TOWER FOR 400KV-TPN | EA | 1 |  | INCLUDED | 0 | 0 | 0 | 0 | 0 | 0
47 | 7000018820 | 370 | STEEL STRUCTURE | 1000030005 | 73082011 |  | 18 |  | Lightening Mast(LM)-40m complete with foundation bolts/nuts platformsetc. | EA | 1 |  | INCLUDED | 0 | 0 | 0 | 0 | 0 | 0
48 | 7000018820 | 380 | Earthing | 1000004302 | 72159090 |  | 18 |  | 40 mm MS rod for Main Earthmat | M | 2000 |  | INCLUDED | 0 | 0 | 0 | 0 | 0 | 0
49 | 7000018820 | 1180 | Fire Protection | 1000012010 | 85311020 |  | 18 |  | Fire Detection and Alarm System for 400kV GIS Hall | SET | 1 |  | INCLUDED | 0 | 0 | 0 | 0 | 0 | 0
50 | 7000018820 | 1190 | Fire Protection | 1000012022 | 84241000 |  | 18 |  | 4.5 kg CO2 type Portable Fire extinguisher | EA | 2 |  | INCLUDED | 0 | 0 | 0 | 0 | 0 | 0
51 | 7000018820 | 590 | TESTING & MAINTENANCE EQUIPMENT FOR GIS | 1000025436 | 90271000 |  | 18 |  | SF6 Gas Leakage Detector | EA | 1 |  | INCLUDED | 0 | 0 | 0 | 0 | 0 | 0
52 | 7000018820 | 600 | TESTING & MAINTENANCE EQUIPMENT FOR GIS | 1000032132 | 85389000 |  | 18 |  | SF6 GAS ANALYZER | EA | 1 |  | INCLUDED | 0 | 0 | 0 | 0 | 0 | 0
53 | 7000018820 | 610 | TESTING & MAINTENANCE EQUIPMENT FOR GIS | 1000024691 | 85389000 |  | 18 |  | EOT Crane for GIS Building for 400kV GIS station | SET | 1 |  | INCLUDED | 0 | 0 | 0 | 0 | 0 | 0
54 | 7000018820 | 620 | ILLUMINATION | 1000014548 | 94059900 |  | 18 |  | Lighting Panel type ACP-3 as per technical specification | EA | 1 |  | INCLUDED | 0 | 0 | 0 | 0 | 0 | 0
55 | 7000018820 | 630 | ILLUMINATION | 1000013801 | 94059900 |  | 18 |  | Illumination system for 400KV GIS Hall | SET | 1 |  | INCLUDED | 0 | 0 | 0 | 0 | 0 | 0
56 | 7000018820 | 640 | ILLUMINATION | 1000020262 | 85371000 |  | 18 |  | Sub Lighting panel (outdoor) type SLP (Switchyard and Street Lighting) | EA | 3 |  | INCLUDED | 0 | 0 | 0 | 0 | 0 | 0
57 | 7000018820 | 650 | ILLUMINATION | 1000038039 | 94051090 |  | 18 |  | LIGHTING FIXTURE LED LUMINAIRES TYPE FL-1 AS PER TECH. SPECIFICATIONS | EA | 4 |  | INCLUDED | 0 | 0 | 0 | 0 | 0 | 0
58 | 7000018820 | 660 | ILLUMINATION | 1000038041 | 94051090 |  | 18 |  | LIGHTING FIXTURE LED LUMINAIRES TYPE SL-D1 AS PER TECH. SPECIFICATIONS | EA | 5 |  | INCLUDED | 0 | 0 | 0 | 0 | 0 | 0
59 | 7000018820 | 670 | ILLUMINATION | 1000038042 | 94051090 |  | 18 |  | LIGHTING FIXTURE LED LUMINAIRES TYPE SL-L1 AS PER TECH. SPECIFICATIONS | EA | 5 |  | INCLUDED | 0 | 0 | 0 | 0 | 0 | 0
60 | 7000018820 | 680 | ILLUMINATION | 1000038325 | 94059900 |  | 18 |  | LIGHTING FIXTURE LED LUMINAIRES TYPE FL2 AS PER TECH. SPECIFICATIONS | EA | 4 |  | INCLUDED | 0 | 0 | 0 | 0 | 0 | 0
61 | 7000018820 | 690 | MANDATORY SPARES GIS | 1000058332 | 85359030 |  | 18 |  | 400KV GIS-SF6 GAS PRESSURE RELIEF DEVICE ASSEMBLY OF EACH TYPE | EA | 1 |  | INCLUDED | 0 | 0 | 0 | 0 | 0 | 0
62 | 7000018820 | 700 | MANDATORY SPARES GIS | 1000049817 | 85359030 |  | 18 |  | SF6 PRESSURE GAUGE CUM SWITCH /DENSITY MONITORS AND PRESSURESWITCH AS APPLICABLE, OF EACH TYPE-400KV GIS | SET | 2 |  | INCLUDED | 0 | 0 | 0 | 0 | 0 | 0
63 | 7000018820 | 710 | MANDATORY SPARES GIS | 1000049753 | 85359030 |  | 18 |  | COUPLING DEVICE FOR PRESSURE GAUGE CUM SWITCH FOR CONNECTINGGAS HANDLING PLANT OF EACH TYPE-400KV GIS | SET | 1 |  | INCLUDED | 0 | 0 | 0 | 0 | 0 | 0
64 | 7000018820 | 720 | MANDATORY SPARES GIS | 1000049762 | 85359030 |  | 18 |  | GASKET, O RING, SEALS-400KV GIS | SET | 2 |  | INCLUDED | 0 | 0 | 0 | 0 | 0 | 0
65 | 7000018820 | 730 | MANDATORY SPARES GIS | 1000058330 | 85359030 |  | 18 |  | 400KV GIS-MOLECULAR FILTER FOR SF6 GAS WITH FILTER BAGS (5 % OF TOTALWEIGHT) | SET | 1 |  | INCLUDED | 0 | 0 | 0 | 0 | 0 | 0
66 | 7000018820 | 740 | MANDATORY SPARES GIS | 1000049750 | 85359030 |  | 18 |  | CONTROL VALVES FOR SF6 GAS OF EACH TYPE-400KV GIS | SET | 2 |  | INCLUDED | 0 | 0 | 0 | 0 | 0 | 0
67 | 7000018820 | 750 | MANDATORY SPARES GIS | 1000058331 | 85359030 |  | 18 |  | 400KV GIS-SF6 GAS (5 % OF TOTAL GAS QUANTITY) | LOT | 1 |  | INCLUDED | 0 | 0 | 0 | 0 | 0 | 0
68 | 7000018820 | 760 | MANDATORY SPARES GIS | 1000049783 | 85359030 |  | 18 |  | LOCKING DEVICE TO KEEP THE DIS-CONNECTORS (ISOLATORS)AND EARTHING/FAST EARTHING SWITCHES IN CLOSE OR OPEN POSITION IN CASEOF REMOVAL OF THE DRIVING MECHANISM-400KV GIS | SET | 2 |  | INCLUDED | 0 | 0 | 0 | 0 | 0 | 0
69 | 7000018820 | 770 | MANDATORY SPARES GIS | 1000049505 | 85359030 |  | 18 |  | UHF PD SENSORS OF EACH TYPE ALONG WITH BNC CONNECTOR FOR 420KV GIS | EA | 3 |  | INCLUDED | 0 | 0 | 0 | 0 | 0 | 0
70 | 7000018820 | 780 | MANDATORY SPARES GIS | 1000058334 | 85359030 |  | 18 |  | 400KV GIS-SUPPORT INSULATORS (GAS THROUGH) OF EACH TYPE (COMPLETE WITHMETAL RING ETC.) ALONG WITH ASSOCIATED CONTACTS AND SHIELDS | EA | 3 |  | INCLUDED | 0 | 0 | 0 | 0 | 0 | 0
71 | 7000018820 | 790 | MANDATORY SPARES GIS | 1000058329 | 85359030 |  | 18 |  | 400KV GIS-GAS BARRIERS OF EACH TYPE (COMPLETE WITH METAL RING ETC.)ALONG WITH ASSOCIATED CONTACTS AND SHIELDS | EA | 3 |  | INCLUDED | 0 | 0 | 0 | 0 | 0 | 0
72 | 7000018820 | 800 | MANDATORY SPARES GIS | 1000058333 | 85359030 |  | 18 |  | 400KV GIS- 3150A SF6 TO AIR BUSHING COMPLETE IN ALL RESPECT | EA | 1 |  | INCLUDED | 0 | 0 | 0 | 0 | 0 | 0
73 | 7000018820 | 810 | MANDATORY SPARES GIS | 1000049498 | 85359030 |  | 18 |  | LCC SPARES - AUX. RELAYS, CONTACTORS,PUSH BUTTONS, SWITCHES,LAMPS,ANNUNCIATION WINDOWS, MCB, FUSES,TIMERS, TERMINAL BLOCKS ETC. OF EACHTYPE & RATING-400kV GIS | SET | 1 |  | INCLUDED | 0 | 0 | 0 | 0 | 0 | 0
74 | 7000018820 | 820 | MANDATORY SPARES GIS | 1000058317 | 85359030 |  | 18 |  | 400KV GIS-ONE POLE OF 3150A CIRCUIT BREAKER WITHOUT PIR WITHINTERRUPTER, MAIN CIRCUIT, ENCLOSURE AND OPERATING MECHANISM COMPLETEIN ALL RESPECT | SET | 1 |  | INCLUDED | 0 | 0 | 0 | 0 | 0 | 0
75 | 7000018820 | 830 | MANDATORY SPARES GIS | 1000021873 | 85389000 |  | 18 |  | Trip coil assembly with resistor for420kV GIS Circuit Breaker (asapplicable) | SET | 3 |  | INCLUDED | 0 | 0 | 0 | 0 | 0 | 0
76 | 7000018820 | 840 | MANDATORY SPARES GIS | 1000009208 | 85389000 |  | 18 |  | Closing coil assembly with resistor for420kV GIS Circuit Breaker (asapplicable) | SET | 3 |  | INCLUDED | 0 | 0 | 0 | 0 | 0 | 0
77 | 7000018820 | 850 | MANDATORY SPARES GIS | 1000058324 | 85359030 |  | 18 |  | RELAYS, POWER CONTACTORS, PUSH BUTTONS, TIMERS & MCBS ETC. (ASAPPLICABLE) OF EACH TYPE FOR 400KV GIS CIRCUIT BREAKER | SET | 1 |  | INCLUDED | 0 | 0 | 0 | 0 | 0 | 0
78 | 7000018820 | 860 | MANDATORY SPARES GIS | 1000007067 | 85389000 |  | 18 |  | Auxiliary switch assembly of each type for 420kV GIS Circuit Breaker | SET | 1 |  | INCLUDED | 0 | 0 | 0 | 0 | 0 | 0
79 | 7000018820 | 870 | MANDATORY SPARES GIS | 1000058323 | 85359030 |  | 18 |  | 400KV GIS CIRCUIT BREAKER-OPERATION COUNTER | EA | 1 |  | INCLUDED | 0 | 0 | 0 | 0 | 0 | 0
80 | 7000018820 | 880 | MANDATORY SPARES GIS | 1000058320 | 85359030 |  | 18 |  | 400KV GIS CIRCUIT BREAKER-HYDRAULIC OPERATING MECHANISM WITH DRIVEMOTOR (FOR HYDRAULIC OPERATED MECHANISM, IF APPLICABLE) | SET | 1 |  | INCLUDED | 0 | 0 | 0 | 0 | 0 | 0
81 | 7000018820 | 890 | MANDATORY SPARES GIS | 1000049759 | 85359030 |  | 18 |  | HYDRAULIC FILTER OF EACH TYPE (FOR HYDRAULIC OPERATED MECHANISM, IFPPLICABLE)-400KV GIS CIRCUIT BREKAER | SET | 1 |  | INCLUDED | 0 | 0 | 0 | 0 | 0 | 0
82 | 7000018820 | 900 | MANDATORY SPARES GIS | 1000058319 | 85359030 |  | 18 |  | 400KV GIS CIRCUIT BREAKER- HOSE PIPE OF EACH TYPE (AS APPLICABLE) (FORHYDRAULIC OPERATED MECHANISM, IF APPLICABLE) | SET | 1 |  | INCLUDED | 0 | 0 | 0 | 0 | 0 | 0
83 | 7000018820 | 910 | MANDATORY SPARES GIS | 1000058322 | 85359030 |  | 18 |  | 400KV GIS CIRCUIT BREAKER - N2 ACCUMULATOR (FOR HYDRAULIC OPERATEDMECHANISM, IF APPLICABLE) | SET | 1 |  | INCLUDED | 0 | 0 | 0 | 0 | 0 | 0
84 | 7000018820 | 920 | MANDATORY SPARES GIS | 1000049835 | 85359030 |  | 18 |  | VALVES OF EACH TYPE (FOR HYDRAULIC OPERATED MECHANISM, IFAPPLICABLE)-400KV GIS CIRCUIT BREKAER | SET | 1 |  | INCLUDED | 0 | 0 | 0 | 0 | 0 | 0
85 | 7000018820 | 930 | MANDATORY SPARES GIS | 1000049795 | 85359030 |  | 18 |  | PIPE LENGTH (COPPER & STEEL) OF EACH SIZE & TYPE (FOR HYDRAULICOPERATED MECHANISM, IF APPLICABLE)-400KV GIS CIRCUIT BREKAER | SET | 1 |  | INCLUDED | 0 | 0 | 0 | 0 | 0 | 0
86 | 7000018820 | 940 | MANDATORY SPARES GIS | 1000049808 | 85359030 |  | 18 |  | PRESSURE SWITCHES OF EACH TYPE (FOR HYDRAULIC OPERATED MECHANISM, IFAPPLICABLE)-400KV GIS CIRCUIT BREKAER | SET | 1 |  | INCLUDED | 0 | 0 | 0 | 0 | 0 | 0
87 | 7000018820 | 950 | MANDATORY SPARES GIS | 1000049805 | 85359030 |  | 18 |  | PRESSURE GAUGE WITH COUPLING DEVICE OF EACH TYPE (FOR HYDRAULICOPERATED MECHANISM, IF APPLICABLE)-400KV GIS CIRCUIT BREKAER | SET | 1 |  | INCLUDED | 0 | 0 | 0 | 0 | 0 | 0
88 | 7000018820 | 960 | MANDATORY SPARES GIS | 1000058321 | 85359030 |  | 18 |  | 400KV GIS CIRCUIT BREAKER-HYDRAULIC OIL (5% OF TOTAL OIL QUANTITY)(FOR HYDRAULIC OPERATED MECHANISM, IF APPLICABLE) | SET | 1 |  | INCLUDED | 0 | 0 | 0 | 0 | 0 | 0
89 | 7000018820 | 970 | MANDATORY SPARES GIS | 1000049799 | 85359030 |  | 18 |  | PRESSURE RELIEF DEVICE OF EACH TYPE (FOR HYDRAULIC OPERATED MECHANISM,IF APPLICABLE)-400KV GIS CIRCUIT BREKAER | SET | 1 |  | INCLUDED | 0 | 0 | 0 | 0 | 0 | 0
90 | 7000018820 | 980 | MANDATORY SPARES GIS | 1000058318 | 85359030 |  | 18 |  | 400KV GIS CIRCUIT BREAKER- COMPLETE HYDRAULIC-SPRING OPERATINGMECHANISM INCLUDING CHARGING MECHANISM ETC. (FOR HYDRAULIC-SPRINGOPERATED MECHANISM, IF APPLICABLE) | SET | 1 |  | INCLUDED | 0 | 0 | 0 | 0 | 0 | 0
91 | 7000018820 | 990 | MANDATORY SPARES GIS | 1000049495 | 85359030 |  | 18 |  | PRESSURE SWITCHES OF EACH TYPE FOR420KV GIS CIRCUIT BREAKER (ForHydraulic-Spring Operated Mechanism, ifapplicable) | SET | 1 |  | INCLUDED | 0 | 0 | 0 | 0 | 0 | 0
92 | 7000018820 | 1000 | MANDATORY SPARES GIS | 1000049802 | 85359030 |  | 18 |  | PRESSURE GAUGE WITH COUPLING DEVICE OF EACH TYPE (FOR HYDRAULIC-SPRINGOPERATED MECHANISM, IF APPLICABLE)-400KV GIS CIRCUIT BREKAER | SET | 1 |  | INCLUDED | 0 | 0 | 0 | 0 | 0 | 0
93 | 7000018820 | 1010 | MANDATORY SPARES GIS | 1000058374 | 85359030 |  | 18 |  | 400kV GIS- Single phase of 3150Adisconnector switch including maincircuit, enclosure, driving mechanismand support insulator etc., complete inall respect (Note 1- The contractorshall supply spare for disconnectorswitch to ensure one to one replacementof all disconnector switch supplied asmain equipment without any requirementof modification in fittings at site tocover all different types ofdisconnector switch supplied. In case,quantity of supplied dis-connectorswitch types (for one to onereplacement) are more than the quantitymentioned in BPS for spare, thecontractor shall supply theseadditional types of disconnector switchwithout any additional priceimplication to POWERGRID and quantitiesof these additional type ofdisconnector switch are deem to beincluded in the quantities mentioned inBPS for spare disconnector. Note 2 - Incase, Dis-connector Switch (DS) & EarthSwitch (ES) is provided in a sameenclosure with common operatingmechanism, then the module comprisingof Dis-connector & Earth switch insingle enclosure with common operatingmechanism is to be provided under thehead of spare Dis-connector only. Note3- In case, Dis-connector Switch (DS)&Earth Switch (ES) is provided in asame enclosure with separate operatingmechanism, then the module comprisingof Dis-connector & Earth switch insingle enclosure with separateoperating mechanism is to be providedunder the head of spare Dis-connectoronly.) | EA | 2 |  | INCLUDED | 0 | 0 | 0 | 0 | 0 | 0
94 | 7000018820 | 1020 | MANDATORY SPARES GIS | 1000058314 | 85359030 |  | 18 |  | 400KV GIS- SINGLE PHASE MAINTENANCE EARTHING SWITCH INCLUDING MAINCIRCUIT, ENCLOSURE, DRIVING MECHANISM AND SUPPORT INSULATOR ETC.,COMPLETE IN ALL RESPECT (NOTE 1 - IN CASE, DIS-CONNECTOR SWITCH (DS) &EARTH SWITCH (ES) IS PROVIDED IN A SAME ENCLOSURE WITH COMMONOPERATING MECHANISM, THEN THE MODULE COMPRISING OF DIS-CONNECTOR &EARTH SWITCH IN SINGLE ENCLOSURE WITH COMMON OPERATING MECHANISM IS TOBE PROVIDED UNDER THE HEAD OF SPARE DIS-CONNECTOR ONLY. NOTE 2 - INCASE, DIS-CONNECTOR SWITCH (DS) & EARTH SWITCH (ES) IS PROVIDED IN ASAME ENCLOSURE WITH SEPARATE OPERATING MECHANISM, THEN THE MODULECOMPRISING OF DIS-CONNECTOR & EARTH SWITCH IN SINGLE ENCLOSURE WITHSEPARATE OPERATING MECHANISM IS TO BE PROVIDED UNDER THE HEAD OF SPAREDIS-CONNECTOR ONLY.) | EA | 1 |  | INCLUDED | 0 | 0 | 0 | 0 | 0 | 0
95 | 7000018820 | 1030 | MANDATORY SPARES GIS | 1000058310 | 85359030 |  | 18 |  | 400KV GIS - SINGLE PHASE FAST EARTHING SWITCH INCLUDING MAIN CIRCUIT,ENCLOSURE, DRIVING MECHANISM AND SUPPORT INSULATOR ETC., COMPLETE INALL RESPECT (NOTE 1 - IN CASE, DIS-CONNECTOR SWITCH (DS) & EARTHSWITCH (ES) IS PROVIDED IN A SAME ENCLOSURE WITH COMMON OPERATINGMECHANISM, THEN THE MODULE COMPRISING OF DIS-CONNECTOR & EARTH SWITCHIN SINGLE ENCLOSURE WITH COMMON OPERATING MECHANISM IS TO BE PROVIDEDUNDER THE HEAD OF SPARE DIS-CONNECTOR ONLY. NOTE 2 - IN CASE,DIS-CONNECTOR SWITCH (DS) & EARTH SWITCH (ES) IS PROVIDED IN A SAMEENCLOSURE WITH SEPARATE OPERATING MECHANISM, THEN THE MODULECOMPRISING OF DIS-CONNECTOR & EARTH SWITCH IN SINGLE ENCLOSURE WITHSEPARATE OPERATING MECHANISM IS TO BE PROVIDED UNDER THE HEAD OF SPAREDIS-CONNECTOR ONLY.) | EA | 1 |  | INCLUDED | 0 | 0 | 0 | 0 | 0 | 0
96 | 7000018820 | 1040 | MANDATORY SPARES GIS | 1000058305 | 85359030 |  | 18 |  | OPEN/CLOSE CONTACTOR ASSEMBLY, TIMERS, KEY INTERLOCK, INTERLOCKINGCOILS, RELAYS, PUSH BUTTONS, INDICATING LAMPS, POWER CONTACTORS,RESISTORS, FUSES, MCBS & DRIVE CONTROL CARDS ETC. (AS APPLICABLE) ONEOF EACH TYPE FOR ONE COMPLETE MOM BOX FOR 400KV GIS DISCONNECTORSWITCH | SET | 1 |  | INCLUDED | 0 | 0 | 0 | 0 | 0 | 0
97 | 7000018820 | 1050 | MANDATORY SPARES GIS | 1000058312 | 85359030 |  | 18 |  | OPEN/CLOSE CONTACTOR ASSEMBLY, TIMERS, KEY INTERLOCK, INTERLOCKINGCOILS, RELAYS, PUSH BUTTONS, INDICATING LAMPS, POWER CONTACTORS,RESISTORS, FUSES, MCBS & DRIVE CONTROL CARDS ETC. (AS APPLICABLE) ONEOF EACH TYPE FOR ONE COMPLETE MOM BOX FOR 400KV GIS MAINTENANCE EARTHSWITCH | SET | 1 |  | INCLUDED | 0 | 0 | 0 | 0 | 0 | 0
98 | 7000018820 | 1060 | MANDATORY SPARES GIS | 1000058308 | 85359030 |  | 18 |  | OPEN/CLOSE CONTACTOR ASSEMBLY, TIMERS, KEY INTERLOCK, INTERLOCKINGCOILS, RELAYS, PUSH BUTTONS, INDICATING LAMPS, POWER CONTACTORS,RESISTORS, FUSES, MCBS & DRIVE CONTROL CARDS ETC. (AS APPLICABLE) ONEOF EACH TYPE FOR ONE COMPLETE MOM BOX FOR 400KV GIS FAST EARTHINGSWITCH | SET | 1 |  | INCLUDED | 0 | 0 | 0 | 0 | 0 | 0
99 | 7000018820 | 1070 | MANDATORY SPARES GIS | 1000049776 | 85359030 |  | 18 |  | LIMIT SWITCHES AND AUX. SWITCHES FOR ONE COMPLETE MOM BOX FORDISCONNECTOR-400KV GIS | SET | 1 |  | INCLUDED | 0 | 0 | 0 | 0 | 0 | 0
100 | 7000018820 | 1080 | MANDATORY SPARES GIS | 1000049778 | 85359030 |  | 18 |  | LIMIT SWITCHES AND AUX. SWITCHES FOR ONE COMPLETE MOM BOX FORMAINTENANCE EARTHING SWITCH-400KV GIS | SET | 1 |  | INCLUDED | 0 | 0 | 0 | 0 | 0 | 0
101 | 7000018820 | 1090 | MANDATORY SPARES GIS | 1000049777 | 85359030 |  | 18 |  | LIMIT SWITCHES AND AUX. SWITCHES FOR ONE COMPLETE MOM BOX FOR FASTEARTHING SWITCH (IF APPLICABLE)-400KV GIS | SET | 1 |  | INCLUDED | 0 | 0 | 0 | 0 | 0 | 0
102 | 7000018820 | 1100 | MANDATORY SPARES GIS | 1000058306 | 85359030 |  | 18 |  | DRIVE MECHANISM FOR 400KV GIS DISCONNECTOR SWITCH | SET | 1 |  | INCLUDED | 0 | 0 | 0 | 0 | 0 | 0
103 | 7000018820 | 1110 | MANDATORY SPARES GIS | 1000058313 | 85359030 |  | 18 |  | DRIVE MECHANISM FOR 400KV GIS MAINTENANCE EARTH SWITCH | SET | 1 |  | INCLUDED | 0 | 0 | 0 | 0 | 0 | 0
104 | 7000018820 | 1120 | MANDATORY SPARES GIS | 1000058309 | 85359030 |  | 18 |  | DRIVE MECHANISM FOR 400KV GIS FAST EARTHING SWITCH | SET | 1 |  | INCLUDED | 0 | 0 | 0 | 0 | 0 | 0
105 | 7000018820 | 1130 | MANDATORY SPARES GIS | 1000058307 | 85359030 |  | 18 |  | MOTOR FOR DRIVE MECHANISM FOR 400KV GIS DISCONNECTOR SWITCH | EA | 1 |  | INCLUDED | 0 | 0 | 0 | 0 | 0 | 0
106 | 7000018820 | 1140 | MANDATORY SPARES GIS | 1000058315 | 85359030 |  | 18 |  | MOTOR FOR DRIVE MECHANISM FOR 400KVGIS MAINTENANCE EARTH SWITCH | EA | 1 |  | INCLUDED | 0 | 0 | 0 | 0 | 0 | 0
107 | 7000018820 | 1150 | MANDATORY SPARES GIS | 1000058311 | 85359030 |  | 18 |  | MOTOR FOR DRIVE MECHANISM FOR 400KV GIS FAST EARTHING SWITCH | EA | 1 |  | INCLUDED | 0 | 0 | 0 | 0 | 0 | 0
108 | 7000018820 | 1160 | MANDATORY SPARES GIS | 1000058327 | 85359030 |  | 18 |  | 400KV GIS- SINGLE PHASE OF CURRENT TRANSFORMER (3 CORES, TYPE-CTA)WITH ASSOCIATED ENCLOSURE AND PRIMARY CONDUCTOR COMPLETE IN ALLRESPECT | EA | 1 |  | INCLUDED | 0 | 0 | 0 | 0 | 0 | 0
109 | 7000018820 | 1170 | MANDATORY SPARES GIS | 1000058326 | 85359030 |  | 18 |  | 400KV GIS- SINGLE PHASE OF CURRENT TRANSFORMER (2 CORES, TYPE-CTB)WITH ASSOCIATED ENCLOSURE AND PRIMARY CONDUCTOR COMPLETE IN ALLRESPECT | EA | 1 |  | INCLUDED | 0 | 0 | 0 | 0 | 0 | 0
110 | 7000018820 | 1240 | MANDATORY SPARES | 1000024186 | 85354010 |  | 18 |  | SPARES FOR 336KV SURGE ARRESTER | LS | 1 |  | INCLUDED | 0 | 0 | 0 | 0 | 0 | 0
111 | 7000018820 | 1250 | MANDATORY SPARES | 1000025949 | 85371000 |  | 18 |  | Spare-C & R Panel | SET | 1 |  | INCLUDED | 0 | 0 | 0 | 0 | 0 | 0
112 | 7000018820 | 1260 | MANDATORY SPARES | 1000019927 | 85389000 |  | 18 |  | Spares-Substation Automation System | LS | 1 |  | INCLUDED | 0 | 0 | 0 | 0 | 0 | 0
113 | 7000018820 | 1270 | MANDATORY SPARES | 1000025943 | 85359090 |  | 18 |  | Spare-420kV CVT 1 | SET | 1 |  | INCLUDED | 0 | 0 | 0 | 0 | 0 | 0
114 | 7000018820 | 1280 | MANDATORY SPARES | 1000009029 | 85176210 |  | 18 |  | Set of Cards/prints for carrier terminal | SET | 1 |  | INCLUDED | 0 | 0 | 0 | 0 | 0 | 0
115 | 7000018820 | 1290 | MANDATORY SPARES | 1000009028 | 85176210 |  | 18 |  | Set of Cards/prints for Protection coupler | SET | 1 |  | INCLUDED | 0 | 0 | 0 | 0 | 0 | 0
116 | 7000018820 | 1310 | Foundation Bolts | 1000012366 | 73082011 |  | 18 |  | Fabrication, galvanising and supply of 28mm dia foundation boltsincluding nuts, checknuts, washers and packplates. | EA | 120 |  | INCLUDED | 0 | 0 | 0 | 0 | 0 | 0
117 | 7000018820 | 1320 | Foundation Bolts | 1000012370 | 73082011 |  | 18 |  | Fabrication, galvanising and supply of 63mm dia foundation boltsincluding nuts, checknuts, washers and packplates | EA | 48 |  | INCLUDED | 0 | 0 | 0 | 0 | 0 | 0
118 | 7000018820 | 1330 | Foundation Bolts | 1000012369 | 73082011 |  | 18 |  | Fabrication, galvanising and supply of 56mm dia foundation boltsincluding nuts, checknuts, washers and packplates | EA | 16 |  | INCLUDED | 0 | 0 | 0 | 0 | 0 | 0
119 | 7000018820 | 1340 | PMU and associated equipment | 1000017518 | 85364900 |  | 18 |  | PMU with GPS Clock (clock can be either internal or external) | EA | 2 |  | INCLUDED | 0 | 0 | 0 | 0 | 0 | 0
120 | 7000018820 | 1350 | PMU and associated equipment | 1000022512 | 90311000 |  | 18 |  | WAMS Hardware - Time System (GPS receiver) | EA | 2 |  | INCLUDED | 0 | 0 | 0 | 0 | 0 | 0
121 | 7000018820 | 1360 | PMU and associated equipment | 1000022510 | 85176290 |  | 18 |  | WAMS Hardware - Substation Grade Layer-3 LAN Switches with minimum 4 x10/100 Mbps Ethernet ports and 2 x 1 Gbps Ethernet ports | EA | 3 |  | INCLUDED | 0 | 0 | 0 | 0 | 0 | 0
122 | 7000018820 | 1370 | PMU and associated equipment | 1000022487 | 85447090 |  | 18 |  | WAMS Miscellaneous - Armored Fibre Optic Cable and associatedtermination (e.g. L2 Switch) for connecting PMU panels located indifferent control room of a station | EA | 1 |  | INCLUDED | 0 | 0 | 0 | 0 | 0 | 0
123 | 7000018820 | 1390 | PLCC Remote | 1000010014 | 85176210 |  | 18 |  | Coupling device for PLCC | SET | 2 |  | INCLUDED | 0 | 0 | 0 | 0 | 0 | 0
124 | 7000018820 | 1400 | PLCC Remote | 1000000046 | 85176210 |  | 18 |  | Carrier Equipment Analog type (for Speech+Data & Speech+Protection) | EA | 2 |  | INCLUDED | 0 | 0 | 0 | 0 | 0 | 0
125 | 7000018820 | 1410 | PLCC Remote | 1000017887 | 85176210 |  | 18 |  | Analog Protection Coupler for PLCC | EA | 2 |  | INCLUDED | 0 | 0 | 0 | 0 | 0 | 0
126 | 7000018820 | 1420 | PLCC Remote | 1000010638 | 85176210 |  | 18 |  | Digital Protection Coupler | EA | 2 |  | INCLUDED | 0 | 0 | 0 | 0 | 0 | 0
127 | 7000018820 | 1430 | PLCC Remote | 1000002134 | 85176210 |  | 18 |  | 4wire telephone equipment | EA | 1 |  | INCLUDED | 0 | 0 | 0 | 0 | 0 | 0
128 | 7000018820 | 1440 | PLCC Remote | 1000025769 | 85176210 |  | 18 |  | Testing & Maintenance equipment (print test kit only) for PLCC | SET | 1 |  | INCLUDED | 0 | 0 | 0 | 0 | 0 | 0
129 | 7000018820 | 1450 | PLCC Remote | 1000009250 | 85176210 |  | 18 |  | HF Cable 75 ohms for PLCC | M | 500 |  | INCLUDED | 0 | 0 | 0 | 0 | 0 | 0
130 | 7000018820 | 1460 | BoQ of Comm Equip (Supply) Jamkhambalia | 1000031367 | 85176260 |  | 18 |  | SDH EQUIPMENT (STM-16 MADM UPTO 5 MSP PROTECTED DIRECTIONS)-BASEEQUIPMENT (COMMON CARDS, CROSS CONNECT/CONTROL CARDS, OPTICAL BASECARDS, POWER SUPPLY CARDS, POWER CABLING, OTHER HARDWARE ANDACCESSORIES INCLUDING SUB RACKS, PATCH CORD, DDF ETC FULLY EQUIPEDEXCLUDING OPTICAL INTERFACE & TRIBUTARY CARDS | EA | 1 |  | INCLUDED | 0 | 0 | 0 | 0 | 0 | 0
131 | 7000018820 | 1470 | BoQ of Comm Equip (Supply) Jamkhambalia | 1000023721 | 85176260 |  | 18 |  | SFP S4.1 | EA | 4 |  | INCLUDED | 0 | 0 | 0 | 0 | 0 | 0
132 | 7000018820 | 1480 | BoQ of Comm Equip (Supply) Jamkhambalia | 1000018706 | 85176990 |  | 18 |  | S16.1 SFP | EA | 4 |  | INCLUDED | 0 | 0 | 0 | 0 | 0 | 0
133 | 7000018820 | 1490 | BoQ of Comm Equip (Supply) Jamkhambalia | 1000014273 | 85176990 |  | 18 |  | L16.2 SFP | EA | 2 |  | INCLUDED | 0 | 0 | 0 | 0 | 0 | 0
134 | 7000018820 | 1500 | BoQ of Comm Equip (Supply) Jamkhambalia | 1000031374 | 85176290 |  | 18 |  | TRIBUTARY INTERFACE- E1 INTERFACE (MINIMUM 16 NOS.) | SET | 2 |  | INCLUDED | 0 | 0 | 0 | 0 | 0 | 0
135 | 7000018820 | 1510 | BoQ of Comm Equip (Supply) Jamkhambalia | 1000034950 | 85176990 |  | 18 |  | ETHERNET INTERFACE 10/100 BASE T WITH LAYER-2 SWITCHING (MIN 8INTERFACES PER CARD) | EA | 2 |  | INCLUDED | 0 | 0 | 0 | 0 | 0 | 0
136 | 7000018820 | 1520 | BoQ of Comm Equip (Supply) Jamkhambalia | 1000031381 | 85176290 |  | 18 |  | TRIBUTARY INTERFACE-GIGABIT ETHERNET INTERFACES 10/100 MBPS WITH LAYER-2 SWITCHING (MINIMUM 2 NOS.) | SET | 1 |  | INCLUDED | 0 | 0 | 0 | 0 | 0 | 0
137 | 7000018820 | 1530 | BoQ of Comm Equip (Supply) Jamkhambalia | 1000026228 | 85176290 |  | 18 |  | Equipment Cabinets For SDH | EA | 1 |  | INCLUDED | 0 | 0 | 0 | 0 | 0 | 0
138 | 7000018820 | 1540 | BoQ of Comm Equip (Supply) Jamkhambalia | 1000034998 | 85171890 |  | 18 |  | VOIP TELEPHONE INSTRUMENT WITH ONE COMMON SWITCH (MIN. 8 PORT) | EA | 2 |  | INCLUDED | 0 | 0 | 0 | 0 | 0 | 0
139 | 7000018820 | 1550 | BoQ of Comm Equip (Supply) Jamkhambalia | 1000030942 | 85447090 |  | 18 |  | 24F (DWSM) APPROACH FIBRE OPTIC CABLE INCLUDING ALL INSTALLATIONHARDWARE SET | KM | 1 |  | INCLUDED | 0 | 0 | 0 | 0 | 0 | 0
140 | 7000018820 | 1560 | BoQ of Comm Equip (Supply) Jamkhambalia | 1000023471 | 85372000 |  | 18 |  | OPGW Fibre Optic Distribution Panel (FODP): Indoor Type: 96F | EA | 1 |  | INCLUDED | 0 | 0 | 0 | 0 | 0 | 0
141 | 7000018820 | 1580 | BoQ of Comm Equip(Supply) for Remote End | 1000031367 | 85176260 |  | 18 |  | SDH EQUIPMENT (STM-16 MADM UPTO 5 MSP PROTECTED DIRECTIONS)-BASEEQUIPMENT (COMMON CARDS, CROSS CONNECT/CONTROL CARDS, OPTICAL BASECARDS, POWER SUPPLY CARDS, POWER CABLING, OTHER HARDWARE ANDACCESSORIES INCLUDING SUB RACKS, PATCH CORD, DDF ETC FULLY EQUIPEDEXCLUDING OPTICAL INTERFACE & TRIBUTARY CARDS | EA | 1 |  | INCLUDED | 0 | 0 | 0 | 0 | 0 | 0
142 | 7000018820 | 1590 | BoQ of Comm Equip(Supply) for Remote End | 1000014273 | 85176990 |  | 18 |  | L16.2 SFP | EA | 2 |  | INCLUDED | 0 | 0 | 0 | 0 | 0 | 0
143 | 7000018820 | 1600 | BoQ of Comm Equip(Supply) for Remote End | 1000031374 | 85176290 |  | 18 |  | TRIBUTARY INTERFACE- E1 INTERFACE (MINIMUM 16 NOS.) | SET | 2 |  | INCLUDED | 0 | 0 | 0 | 0 | 0 | 0
144 | 7000018820 | 1610 | BoQ of Comm Equip(Supply) for Remote End | 1000034950 | 85176990 |  | 18 |  | ETHERNET INTERFACE 10/100 BASE T WITH LAYER-2 SWITCHING (MIN 8INTERFACES PER CARD) | EA | 2 |  | INCLUDED | 0 | 0 | 0 | 0 | 0 | 0
145 | 7000018820 | 1620 | BoQ of Comm Equip(Supply) for Remote End | 1000031381 | 85176290 |  | 18 |  | TRIBUTARY INTERFACE-GIGABIT ETHERNET INTERFACES 10/100 MBPS WITH LAYER-2 SWITCHING (MINIMUM 2 NOS.) | SET | 1 |  | INCLUDED | 0 | 0 | 0 | 0 | 0 | 0
146 | 7000018820 | 1630 | BoQ of Comm Equip(Supply) for Remote End | 1000026228 | 85176290 |  | 18 |  | Equipment Cabinets For SDH | EA | 1 |  | INCLUDED | 0 | 0 | 0 | 0 | 0 | 0
147 | 7000018820 | 1640 | BoQ of Comm Equip(Supply) for Remote End | 1000028495 | 84715000 |  | 18 |  | NMS- CRAFT TERMINAL-HARDWARE | EA | 1 |  | INCLUDED | 0 | 0 | 0 | 0 | 0 | 0
148 | 7000018820 | 1650 | BoQ of Comm Equip(Supply) for Remote End | 1000028265 | 85238020 |  | 18 |  | Software for Craft Terminal | EA | 1 |  | INCLUDED | 0 | 0 | 0 | 0 | 0 | 0
149 | 7000018820 | 1660 | BoQ of Comm Equip(Supply) for Remote End | 1000034998 | 85171890 |  | 18 |  | VOIP TELEPHONE INSTRUMENT WITH ONE COMMON SWITCH (MIN. 8 PORT) | EA | 2 |  | INCLUDED | 0 | 0 | 0 | 0 | 0 | 0
150 | 7000018820 | 1670 | BoQ of Comm Equip(Supply) for Remote End | 1000030942 | 85447090 |  | 18 |  | 24F (DWSM) APPROACH FIBRE OPTIC CABLE INCLUDING ALL INSTALLATIONHARDWARE SET | KM | 1 |  | INCLUDED | 0 | 0 | 0 | 0 | 0 | 0
151 | 7000018820 | 1680 | BoQ of Comm Equip(Supply) for Remote End | 1000023471 | 85372000 |  | 18 |  | OPGW Fibre Optic Distribution Panel (FODP): Indoor Type: 96F | EA | 1 |  | INCLUDED | 0 | 0 | 0 | 0 | 0 | 0
152 | 7000018820 | 1700 | BoQ of Comm Equip Mandatory Spares | 1000031369 | 85176260 |  | 18 |  | SDH EQUIPMENT (STM-16 MADM UPTO 5 MSP PROTECTED DIRECTIONS)-COMMONCARDS, CROSS-CONNECT/CONTROL CARDS, OPTICAL BASE CARD, POWER SUPPLYCARDS, POWER CABLING, OTHER HARDWARE & ACCESSORIES (EACH). | SET | 1 |  | INCLUDED | 0 | 0 | 0 | 0 | 0 | 0
153 | 7000018820 | 1710 | BoQ of Comm Equip Mandatory Spares | 1000023721 | 85176260 |  | 18 |  | SFP S4.1 | EA | 1 |  | INCLUDED | 0 | 0 | 0 | 0 | 0 | 0
154 | 7000018820 | 1720 | BoQ of Comm Equip Mandatory Spares | 1000018706 | 85176990 |  | 18 |  | S16.1 SFP | EA | 1 |  | INCLUDED | 0 | 0 | 0 | 0 | 0 | 0
155 | 7000018820 | 1730 | BoQ of Comm Equip Mandatory Spares | 1000014273 | 85176990 |  | 18 |  | L16.2 SFP | EA | 1 |  | INCLUDED | 0 | 0 | 0 | 0 | 0 | 0
156 | 7000018820 | 1740 | BoQ of Comm Equip Mandatory Spares | 1000031374 | 85176290 |  | 18 |  | TRIBUTARY INTERFACE- E1 INTERFACE (MINIMUM 16 NOS.) | SET | 1 |  | INCLUDED | 0 | 0 | 0 | 0 | 0 | 0
157 | 7000018820 | 1750 | BoQ of Comm Equip Mandatory Spares | 1000034950 | 85176990 |  | 18 |  | ETHERNET INTERFACE 10/100 BASE T WITH LAYER-2 SWITCHING (MIN 8INTERFACES PER CARD) | EA | 1 |  | INCLUDED | 0 | 0 | 0 | 0 | 0 | 0
158 | 7000018820 | 1760 | BoQ of Comm Equip Mandatory Spares | 1000031381 | 85176290 |  | 18 |  | TRIBUTARY INTERFACE-GIGABIT ETHERNET INTERFACES 10/100 MBPS WITH LAYER-2 SWITCHING (MINIMUM 2 NOS.) | SET | 1 |  | INCLUDED | 0 | 0 | 0 | 0 | 0 | 0
159 | 7000018820 | 1770 | BoQ of Comm Equip Mandatory Spares | 1000034998 | 85171890 |  | 18 |  | VOIP TELEPHONE INSTRUMENT WITH ONE COMMON SWITCH (MIN. 8 PORT) | EA | 1 |  | INCLUDED | 0 | 0 | 0 | 0 | 0 | 0
160 | 7000018820 | 1780 | BoQ of Comm Equip Mandatory Spares | 1000031398 | 85171890 |  | 18 |  | PRE CONNECTORIZED OPTICAL FIBER PATCH CORDS(10 MTRS) â€“ PACK OF SIXPATCH CORDS | SET | 1 |  | INCLUDED | 0 | 0 | 0 | 0 | 0 | 0
161 | 7000018820 | 1790 | BoQ of Comm Equip Mandatory Spares | 1000030942 | 85447090 |  | 18 |  | 24F (DWSM) APPROACH FIBRE OPTIC CABLE INCLUDING ALL INSTALLATIONHARDWARE SET | KM | 1 |  | INCLUDED | 0 | 0 | 0 | 0 | 0 | 0
Total Ex-Works Price | [12 empty] | 0 |  | 0 |  | 0 | 0 | 0
Total Type Test charges as per Schedule-7 | [12 empty] | 0
Total Ex-Works Price including Type Test charges | [12 empty] | 0
# In case the bidder leaves the cell for confirmation of the HSN code and/or GST rate “blank”, the HSN code and corresponding GST rate indicated by the Employer shall be deemed to be the one confirmed by the Bidder.
| Date | [7 empty] | Printed Name
| Place | [7 empty] | Designation
Click for Sch-2

## Sch-2
5002002316/SUB-STATION(EXCLUDIN/DOM/A06-CC CS -7 | [8 empty] | Schedule - 2
Substation Package SS97 for Extension of 400 kV Jamkhambaliya GIS Substation (JKTL) under Transmission Project–Jamnagar Oil Refinery of RIL to connect with Jamkhambaliya ISTS PS
(SCHEDULE OF RATES AND PRICES)
BIDDER:
0 | [6 empty] | To:
Bidder’s Name and Address (Sole Bidder) : | [6 empty] | Contract Services
Name : | [6 empty] | Power Grid Corporation of India Ltd.,
Address : | [6 empty] | "Saudamini", Plot No.-2
Sector-29,
Gurgaon (Haryana) - 122001
Local Transportation, In-transit Insurance, Loading and Unloading
(All Prices are in Indian Rupees)
SI. No. | PR No | PR Line Item No | Activity Description | Material Code | Description | Unit | Quantity | Unit Freight, In-transit Insurance, loading & Unloading Charges | Total Freight, In-transit Insurance, loading & Unloading Charges
1 | 2 | 3 | 4 | 5 | 6 | 7 | 8 | 9 | 10 = 8 X 9
I | Substation Package SS97
1 | 7000018820 | 490 | 400 KV GIS EQUIPMENT | 1000032801 | 420KV, 4000A,50KA GIS BUSBAR MODULE EXTENSION | SET | 2 |  | INCLUDED
2 | 7000018820 | 500 | 400 KV GIS EQUIPMENT | 1000004631 | 420 kV, 3150 A, 50 kA, SF6 GIS Linefeeder bay module(without PIR) as perSection-Project, Technicalspecification | SET | 2 |  | INCLUDED
3 | 7000018820 | 510 | 400 KV GIS EQUIPMENT | 1000004494 | 420kV, 3150 A, 50 kA, SF6 GIS Tie baymodule(without PIR) as perSection-Project, Technicalspecification | SET | 2 |  | INCLUDED
4 | 7000018820 | 520 | 400 KV GIS EQUIPMENT | 1000029506 | 3150A, 50kA, 1sec Single phase 420kV SF6to Air Bushing | EA | 6 |  | INCLUDED
5 | 7000018820 | 530 | 400 KV GIS EQUIPMENT | 1000004286 | 420kV, 3000A, 50kA, Single phase, SF6Gas Insulated Bus Duct (GIB) outsideGIS Hall alongwith associated supportstructure | M | 400 |  | INCLUDED
6 | 7000018820 | 540 | 400 KV GIS EQUIPMENT | 1000004294 | 420kV, 4000A,50kA, Single phase SF6 GasInsulated Bus Duct (GIB) outside GISHall alongwith associated supportstructure | M | 600 |  | INCLUDED
7 | 7000018820 | 550 | 400 KV GIS EQUIPMENT | 1000004627 | 420kV, 3150 A, 50 kA, SF6 GIS ICT feederbay module as per Section-Project,Technical specification | SET | 2 |  | INCLUDED
8 | 7000018820 | 560 | 400 KV AIS EQUIPMENTS | 1000004535 | 420 kV, 4400 pF Capacitive Voltage Transformer (1-Phase) | EA | 6 |  | INCLUDED
9 | 7000018820 | 570 | 400 KV AIS EQUIPMENTS | 1000020419 | 336kV Surge Arrester (1-phase) | EA | 6 |  | INCLUDED
10 | 7000018820 | 580 | 400 KV AIS EQUIPMENTS | 1000004401 | 420 kV, 1 phase Bus Post Insulator (except for Line Traps) | EA | 6 |  | INCLUDED
11 | 7000018820 | 10 | 400 kV PLCC | 1000004289 | 400kV,3150A,0.5mH , 50kA Line Trap | EA | 4 |  | INCLUDED
12 | 7000018820 | 20 | 400 kV PLCC | 1000004400 | 420 kV ,1 phase Bus Post Insulators for Line Traps | EA | 12 |  | INCLUDED
13 | 7000018820 | 30 | 400 kV PLCC | 1000010014 | Coupling device for PLCC | SET | 2 |  | INCLUDED
14 | 7000018820 | 40 | 400 kV PLCC | 1000000046 | Carrier Equipment Analog type (for Speech+Data & Speech+Protection) | EA | 2 |  | INCLUDED
15 | 7000018820 | 50 | 400 kV PLCC | 1000017887 | Analog Protection Coupler for PLCC | EA | 2 |  | INCLUDED
16 | 7000018820 | 60 | 400 kV PLCC | 1000010638 | Digital Protection Coupler | EA | 2 |  | INCLUDED
17 | 7000018820 | 70 | 400 kV PLCC | 1000002134 | 4wire telephone equipment | EA | 1 |  | INCLUDED
18 | 7000018820 | 80 | 400 kV PLCC | 1000025769 | Testing & Maintenance equipment (print test kit only) for PLCC | SET | 1 |  | INCLUDED
19 | 7000018820 | 90 | 400 kV PLCC | 1000009250 | HF Cable 75 ohms for PLCC | M | 500 |  | INCLUDED
20 | 7000018820 | 100 | CRP | 1000002165 | 400kV Circuit Breaker Relay Panel with Auto Reclose (with Automation) | EA | 6 |  | INCLUDED
21 | 7000018820 | 110 | CRP | 1000003398 | 400kV Line Protection Panel (with Automation) | EA | 2 |  | INCLUDED
22 | 7000018820 | 120 | CRP | 1000002146 | Augmentation of existing 400kV bus bar protection scheme.(No. of baysas per specification)-(with Automation) | SET | 1 |  | INCLUDED
23 | 7000018820 | 130 | SAS | 1000003409 | Augmentation of Substation automation System for 400kV Main bay as perTechnical Specification | EA | 4 |  | INCLUDED
24 | 7000018820 | 140 | SAS | 1000003411 | Augmentation of Substation automation System for 400kV Tie bay as perTechnical Specification | EA | 2 |  | INCLUDED
25 | 7000018820 | 150 | SUBSTATION AUX | 1000025963 | Air conditioning sys-400kV GIS Hall LCC | SET | 1 |  | INCLUDED
26 | 7000018820 | 160 | SUBSTATION AUX | 1000001145 | 220V DCDB (Extn.) | SET | 2 |  | INCLUDED
27 | 7000018820 | 170 | SUBSTATION AUX | 1000004755 | 48V DCDB (Extn.) | SET | 2 |  | INCLUDED
28 | 7000018820 | 180 | SUBSTATION AUX | 1000004304 | 415V ACDB (Extn.) | SET | 2 |  | INCLUDED
29 | 7000018820 | 190 | SUBSTATION AUX | 1000022408 | Ventillation system for 400KV GIS Hall | SET | 1 |  | INCLUDED
30 | 7000018820 | 200 | Power and Control Cable | 1000031887 | 1.1KV GRADE 10CX2.5 SQMM CONTROL CABLE | KM | 4 |  | INCLUDED
31 | 7000018820 | 210 | Power and Control Cable | 1000031936 | 1.1KV GRADE 2CX2.5 SQMM CONTROL CABLE | KM | 3 |  | INCLUDED
32 | 7000018820 | 220 | Power and Control Cable | 1000031987 | 1.1KV GRADE 5CX2.5 SQMM CONTROL CABLE | KM | 2 |  | INCLUDED
33 | 7000018820 | 230 | Power and Control Cable | 1000031976 | 1.1KV GRADE 4CX16 SQMM (PVC) POWER CABLE | KM | 2 |  | INCLUDED
34 | 7000018820 | 240 | Power and Control Cable | 1000031933 | 1.1KV GRADE 2CX16 SQMM (PVC) POWER CABLE | KM | 2 |  | INCLUDED
35 | 7000018820 | 250 | Power and Control Cable | 1000056264 | 1.1KV GRADE 19CX1.5 SQMM CONTROL CABLE | KM | 2 |  | INCLUDED
36 | 7000018820 | 260 | Power and Control Cable | 1000056265 | 1.1KV GRADE 27CX1.5 SQMM CONTROL CABLE | KM | 2 |  | INCLUDED
37 | 7000018820 | 270 | ERECTION HARDWARE | 1000011336 | Erection Hardware for 400kV I type layout for GIS terminationarrangement-Line bay as per technical specification | SET | 2 |  | INCLUDED
38 | 7000018820 | 280 | ERECTION HARDWARE | 1000055986 | 400KV SUSPENSION INSULATOR STRING AND ASSOCIATED HARDWARE FITTINGSWITH DROP CLAMP SUITABLE FOR QUAD CONDUCTOR | EA | 6 |  | INCLUDED
39 | 7000018820 | 290 | ERECTION HARDWARE | 1000055985 | 400KV TENSION INSULATOR STRING AND ASSOCIATED HARDWARE FITTINGS WITHTURN BUCKLE SUITABLE FOR TWIN CONDUCTOR | EA | 6 |  | INCLUDED
40 | 7000018820 | 300 | STEEL STRUCTURE | 1000020195 | Fabrication, galvanising and supply ofStandard Pipe Structure - 400 kV,1-Phase, SA including nuts, bolts,all type of washers, packplates, stepbolts and gusset plates excludingfoundation bolts | EA | 6 |  | INCLUDED
41 | 7000018820 | 310 | STEEL STRUCTURE | 1000020193 | Fabrication, galvanising and supply of Standard Pipe Structure - 400kV CVT including nuts, bolts, all type of washers, packplates, stepbolts and gusset plates excluding foundation bolts | EA | 6 |  | INCLUDED
42 | 7000018820 | 320 | STEEL STRUCTURE | 1000020196 | Fabrication, galvanising and supply ofStd Pipe Structure - 400 kV, 1-Phase,BPI, (Excluding Wave Trap), includingnuts, bolts, all type of washers,packplates, step bolts and gussetplates excluding foundation bolts | EA | 6 |  | INCLUDED
43 | 7000018820 | 330 | STEEL STRUCTURE | 1000017568 | Standard Pipe Structure for 400kV BPI for WT (1- phase) | EA | 4 |  | INCLUDED
44 | 7000018820 | 340 | STEEL STRUCTURE | 1000020118 | Fabrication, galvanising and supply of Standard 400 kV Gantry G1including nuts, bolts, all type of washers, packplates, step bolts andgusset plates excluding foundation bolts | EA | 2 |  | INCLUDED
45 | 7000018820 | 350 | STEEL STRUCTURE | 1000020138 | Fabrication, galvanising and supply of Standard 400 kV Tower TVincluding nuts, bolts, all type of washers, packplates, step bolts andgusset plates excluding foundation bolts | EA | 2 |  | INCLUDED
46 | 7000018820 | 360 | STEEL STRUCTURE | 1000030076 | STANDARD TOWER FOR 400KV-TPN | EA | 1 |  | INCLUDED
47 | 7000018820 | 370 | STEEL STRUCTURE | 1000030005 | Lightening Mast(LM)-40m complete with foundation bolts/nuts platformsetc. | EA | 1 |  | INCLUDED
48 | 7000018820 | 380 | Earthing | 1000004302 | 40 mm MS rod for Main Earthmat | M | 2000 |  | INCLUDED
49 | 7000018820 | 1180 | Fire Protection | 1000012010 | Fire Detection and Alarm System for 400kV GIS Hall | SET | 1 |  | INCLUDED
50 | 7000018820 | 1190 | Fire Protection | 1000012022 | 4.5 kg CO2 type Portable Fire extinguisher | EA | 2 |  | INCLUDED
51 | 7000018820 | 590 | TESTING & MAINTENANCE EQUIPMENT FOR GIS | 1000025436 | SF6 Gas Leakage Detector | EA | 1 |  | INCLUDED
52 | 7000018820 | 600 | TESTING & MAINTENANCE EQUIPMENT FOR GIS | 1000032132 | SF6 GAS ANALYZER | EA | 1 |  | INCLUDED
53 | 7000018820 | 610 | TESTING & MAINTENANCE EQUIPMENT FOR GIS | 1000024691 | EOT Crane for GIS Building for 400kV GIS station | SET | 1 |  | INCLUDED
54 | 7000018820 | 620 | ILLUMINATION | 1000014548 | Lighting Panel type ACP-3 as per technical specification | EA | 1 |  | INCLUDED
55 | 7000018820 | 630 | ILLUMINATION | 1000013801 | Illumination system for 400KV GIS Hall | SET | 1 |  | INCLUDED
56 | 7000018820 | 640 | ILLUMINATION | 1000020262 | Sub Lighting panel (outdoor) type SLP (Switchyard and Street Lighting) | EA | 3 |  | INCLUDED
57 | 7000018820 | 650 | ILLUMINATION | 1000038039 | LIGHTING FIXTURE LED LUMINAIRES TYPE FL-1 AS PER TECH. SPECIFICATIONS | EA | 4 |  | INCLUDED
58 | 7000018820 | 660 | ILLUMINATION | 1000038041 | LIGHTING FIXTURE LED LUMINAIRES TYPE SL-D1 AS PER TECH. SPECIFICATIONS | EA | 5 |  | INCLUDED
59 | 7000018820 | 670 | ILLUMINATION | 1000038042 | LIGHTING FIXTURE LED LUMINAIRES TYPE SL-L1 AS PER TECH. SPECIFICATIONS | EA | 5 |  | INCLUDED
60 | 7000018820 | 680 | ILLUMINATION | 1000038325 | LIGHTING FIXTURE LED LUMINAIRES TYPE FL2 AS PER TECH. SPECIFICATIONS | EA | 4 |  | INCLUDED
61 | 7000018820 | 690 | MANDATORY SPARES GIS | 1000058332 | 400KV GIS-SF6 GAS PRESSURE RELIEF DEVICE ASSEMBLY OF EACH TYPE | EA | 1 |  | INCLUDED
62 | 7000018820 | 700 | MANDATORY SPARES GIS | 1000049817 | SF6 PRESSURE GAUGE CUM SWITCH /DENSITY MONITORS AND PRESSURESWITCH AS APPLICABLE, OF EACH TYPE-400KV GIS | SET | 2 |  | INCLUDED
63 | 7000018820 | 710 | MANDATORY SPARES GIS | 1000049753 | COUPLING DEVICE FOR PRESSURE GAUGE CUM SWITCH FOR CONNECTINGGAS HANDLING PLANT OF EACH TYPE-400KV GIS | SET | 1 |  | INCLUDED
64 | 7000018820 | 720 | MANDATORY SPARES GIS | 1000049762 | GASKET, O RING, SEALS-400KV GIS | SET | 2 |  | INCLUDED
65 | 7000018820 | 730 | MANDATORY SPARES GIS | 1000058330 | 400KV GIS-MOLECULAR FILTER FOR SF6 GAS WITH FILTER BAGS (5 % OF TOTALWEIGHT) | SET | 1 |  | INCLUDED
66 | 7000018820 | 740 | MANDATORY SPARES GIS | 1000049750 | CONTROL VALVES FOR SF6 GAS OF EACH TYPE-400KV GIS | SET | 2 |  | INCLUDED
67 | 7000018820 | 750 | MANDATORY SPARES GIS | 1000058331 | 400KV GIS-SF6 GAS (5 % OF TOTAL GAS QUANTITY) | LOT | 1 |  | INCLUDED
68 | 7000018820 | 760 | MANDATORY SPARES GIS | 1000049783 | LOCKING DEVICE TO KEEP THE DIS-CONNECTORS (ISOLATORS)AND EARTHING/FAST EARTHING SWITCHES IN CLOSE OR OPEN POSITION IN CASEOF REMOVAL OF THE DRIVING MECHANISM-400KV GIS | SET | 2 |  | INCLUDED
69 | 7000018820 | 770 | MANDATORY SPARES GIS | 1000049505 | UHF PD SENSORS OF EACH TYPE ALONG WITH BNC CONNECTOR FOR 420KV GIS | EA | 3 |  | INCLUDED
70 | 7000018820 | 780 | MANDATORY SPARES GIS | 1000058334 | 400KV GIS-SUPPORT INSULATORS (GAS THROUGH) OF EACH TYPE (COMPLETE WITHMETAL RING ETC.) ALONG WITH ASSOCIATED CONTACTS AND SHIELDS | EA | 3 |  | INCLUDED
71 | 7000018820 | 790 | MANDATORY SPARES GIS | 1000058329 | 400KV GIS-GAS BARRIERS OF EACH TYPE (COMPLETE WITH METAL RING ETC.)ALONG WITH ASSOCIATED CONTACTS AND SHIELDS | EA | 3 |  | INCLUDED
72 | 7000018820 | 800 | MANDATORY SPARES GIS | 1000058333 | 400KV GIS- 3150A SF6 TO AIR BUSHING COMPLETE IN ALL RESPECT | EA | 1 |  | INCLUDED
73 | 7000018820 | 810 | MANDATORY SPARES GIS | 1000049498 | LCC SPARES - AUX. RELAYS, CONTACTORS,PUSH BUTTONS, SWITCHES,LAMPS,ANNUNCIATION WINDOWS, MCB, FUSES,TIMERS, TERMINAL BLOCKS ETC. OF EACHTYPE & RATING-400kV GIS | SET | 1 |  | INCLUDED
74 | 7000018820 | 820 | MANDATORY SPARES GIS | 1000058317 | 400KV GIS-ONE POLE OF 3150A CIRCUIT BREAKER WITHOUT PIR WITHINTERRUPTER, MAIN CIRCUIT, ENCLOSURE AND OPERATING MECHANISM COMPLETEIN ALL RESPECT | SET | 1 |  | INCLUDED
75 | 7000018820 | 830 | MANDATORY SPARES GIS | 1000021873 | Trip coil assembly with resistor for420kV GIS Circuit Breaker (asapplicable) | SET | 3 |  | INCLUDED
76 | 7000018820 | 840 | MANDATORY SPARES GIS | 1000009208 | Closing coil assembly with resistor for420kV GIS Circuit Breaker (asapplicable) | SET | 3 |  | INCLUDED
77 | 7000018820 | 850 | MANDATORY SPARES GIS | 1000058324 | RELAYS, POWER CONTACTORS, PUSH BUTTONS, TIMERS & MCBS ETC. (ASAPPLICABLE) OF EACH TYPE FOR 400KV GIS CIRCUIT BREAKER | SET | 1 |  | INCLUDED
78 | 7000018820 | 860 | MANDATORY SPARES GIS | 1000007067 | Auxiliary switch assembly of each type for 420kV GIS Circuit Breaker | SET | 1 |  | INCLUDED
79 | 7000018820 | 870 | MANDATORY SPARES GIS | 1000058323 | 400KV GIS CIRCUIT BREAKER-OPERATION COUNTER | EA | 1 |  | INCLUDED
80 | 7000018820 | 880 | MANDATORY SPARES GIS | 1000058320 | 400KV GIS CIRCUIT BREAKER-HYDRAULIC OPERATING MECHANISM WITH DRIVEMOTOR (FOR HYDRAULIC OPERATED MECHANISM, IF APPLICABLE) | SET | 1 |  | INCLUDED
81 | 7000018820 | 890 | MANDATORY SPARES GIS | 1000049759 | HYDRAULIC FILTER OF EACH TYPE (FOR HYDRAULIC OPERATED MECHANISM, IFPPLICABLE)-400KV GIS CIRCUIT BREKAER | SET | 1 |  | INCLUDED
82 | 7000018820 | 900 | MANDATORY SPARES GIS | 1000058319 | 400KV GIS CIRCUIT BREAKER- HOSE PIPE OF EACH TYPE (AS APPLICABLE) (FORHYDRAULIC OPERATED MECHANISM, IF APPLICABLE) | SET | 1 |  | INCLUDED
83 | 7000018820 | 910 | MANDATORY SPARES GIS | 1000058322 | 400KV GIS CIRCUIT BREAKER - N2 ACCUMULATOR (FOR HYDRAULIC OPERATEDMECHANISM, IF APPLICABLE) | SET | 1 |  | INCLUDED
84 | 7000018820 | 920 | MANDATORY SPARES GIS | 1000049835 | VALVES OF EACH TYPE (FOR HYDRAULIC OPERATED MECHANISM, IFAPPLICABLE)-400KV GIS CIRCUIT BREKAER | SET | 1 |  | INCLUDED
85 | 7000018820 | 930 | MANDATORY SPARES GIS | 1000049795 | PIPE LENGTH (COPPER & STEEL) OF EACH SIZE & TYPE (FOR HYDRAULICOPERATED MECHANISM, IF APPLICABLE)-400KV GIS CIRCUIT BREKAER | SET | 1 |  | INCLUDED
86 | 7000018820 | 940 | MANDATORY SPARES GIS | 1000049808 | PRESSURE SWITCHES OF EACH TYPE (FOR HYDRAULIC OPERATED MECHANISM, IFAPPLICABLE)-400KV GIS CIRCUIT BREKAER | SET | 1 |  | INCLUDED
87 | 7000018820 | 950 | MANDATORY SPARES GIS | 1000049805 | PRESSURE GAUGE WITH COUPLING DEVICE OF EACH TYPE (FOR HYDRAULICOPERATED MECHANISM, IF APPLICABLE)-400KV GIS CIRCUIT BREKAER | SET | 1 |  | INCLUDED
88 | 7000018820 | 960 | MANDATORY SPARES GIS | 1000058321 | 400KV GIS CIRCUIT BREAKER-HYDRAULIC OIL (5% OF TOTAL OIL QUANTITY)(FOR HYDRAULIC OPERATED MECHANISM, IF APPLICABLE) | SET | 1 |  | INCLUDED
89 | 7000018820 | 970 | MANDATORY SPARES GIS | 1000049799 | PRESSURE RELIEF DEVICE OF EACH TYPE (FOR HYDRAULIC OPERATED MECHANISM,IF APPLICABLE)-400KV GIS CIRCUIT BREKAER | SET | 1 |  | INCLUDED
90 | 7000018820 | 980 | MANDATORY SPARES GIS | 1000058318 | 400KV GIS CIRCUIT BREAKER- COMPLETE HYDRAULIC-SPRING OPERATINGMECHANISM INCLUDING CHARGING MECHANISM ETC. (FOR HYDRAULIC-SPRINGOPERATED MECHANISM, IF APPLICABLE) | SET | 1 |  | INCLUDED
91 | 7000018820 | 990 | MANDATORY SPARES GIS | 1000049495 | PRESSURE SWITCHES OF EACH TYPE FOR420KV GIS CIRCUIT BREAKER (ForHydraulic-Spring Operated Mechanism, ifapplicable) | SET | 1 |  | INCLUDED
92 | 7000018820 | 1000 | MANDATORY SPARES GIS | 1000049802 | PRESSURE GAUGE WITH COUPLING DEVICE OF EACH TYPE (FOR HYDRAULIC-SPRINGOPERATED MECHANISM, IF APPLICABLE)-400KV GIS CIRCUIT BREKAER | SET | 1 |  | INCLUDED
93 | 7000018820 | 1010 | MANDATORY SPARES GIS | 1000058374 | 400kV GIS- Single phase of 3150Adisconnector switch including maincircuit, enclosure, driving mechanismand support insulator etc., complete inall respect (Note 1- The contractorshall supply spare for disconnectorswitch to ensure one to one replacementof all disconnector switch supplied asmain equipment without any requirementof modification in fittings at site tocover all different types ofdisconnector switch supplied. In case,quantity of supplied dis-connectorswitch types (for one to onereplacement) are more than the quantitymentioned in BPS for spare, thecontractor shall supply theseadditional types of disconnector switchwithout any additional priceimplication to POWERGRID and quantitiesof these additional type ofdisconnector switch are deem to beincluded in the quantities mentioned inBPS for spare disconnector. Note 2 - Incase, Dis-connector Switch (DS) & EarthSwitch (ES) is provided in a sameenclosure with common operatingmechanism, then the module comprisingof Dis-connector & Earth switch insingle enclosure with common operatingmechanism is to be provided under thehead of spare Dis-connector only. Note3- In case, Dis-connector Switch (DS)&Earth Switch (ES) is provided in asame enclosure with separate operatingmechanism, then the module comprisingof Dis-connector & Earth switch insingle enclosure with separateoperating mechanism is to be providedunder the head of spare Dis-connectoronly.) | EA | 2 |  | INCLUDED
94 | 7000018820 | 1020 | MANDATORY SPARES GIS | 1000058314 | 400KV GIS- SINGLE PHASE MAINTENANCE EARTHING SWITCH INCLUDING MAINCIRCUIT, ENCLOSURE, DRIVING MECHANISM AND SUPPORT INSULATOR ETC.,COMPLETE IN ALL RESPECT (NOTE 1 - IN CASE, DIS-CONNECTOR SWITCH (DS) &EARTH SWITCH (ES) IS PROVIDED IN A SAME ENCLOSURE WITH COMMONOPERATING MECHANISM, THEN THE MODULE COMPRISING OF DIS-CONNECTOR &EARTH SWITCH IN SINGLE ENCLOSURE WITH COMMON OPERATING MECHANISM IS TOBE PROVIDED UNDER THE HEAD OF SPARE DIS-CONNECTOR ONLY. NOTE 2 - INCASE, DIS-CONNECTOR SWITCH (DS) & EARTH SWITCH (ES) IS PROVIDED IN ASAME ENCLOSURE WITH SEPARATE OPERATING MECHANISM, THEN THE MODULECOMPRISING OF DIS-CONNECTOR & EARTH SWITCH IN SINGLE ENCLOSURE WITHSEPARATE OPERATING MECHANISM IS TO BE PROVIDED UNDER THE HEAD OF SPAREDIS-CONNECTOR ONLY.) | EA | 1 |  | INCLUDED
95 | 7000018820 | 1030 | MANDATORY SPARES GIS | 1000058310 | 400KV GIS - SINGLE PHASE FAST EARTHING SWITCH INCLUDING MAIN CIRCUIT,ENCLOSURE, DRIVING MECHANISM AND SUPPORT INSULATOR ETC., COMPLETE INALL RESPECT (NOTE 1 - IN CASE, DIS-CONNECTOR SWITCH (DS) & EARTHSWITCH (ES) IS PROVIDED IN A SAME ENCLOSURE WITH COMMON OPERATINGMECHANISM, THEN THE MODULE COMPRISING OF DIS-CONNECTOR & EARTH SWITCHIN SINGLE ENCLOSURE WITH COMMON OPERATING MECHANISM IS TO BE PROVIDEDUNDER THE HEAD OF SPARE DIS-CONNECTOR ONLY. NOTE 2 - IN CASE,DIS-CONNECTOR SWITCH (DS) & EARTH SWITCH (ES) IS PROVIDED IN A SAMEENCLOSURE WITH SEPARATE OPERATING MECHANISM, THEN THE MODULECOMPRISING OF DIS-CONNECTOR & EARTH SWITCH IN SINGLE ENCLOSURE WITHSEPARATE OPERATING MECHANISM IS TO BE PROVIDED UNDER THE HEAD OF SPAREDIS-CONNECTOR ONLY.) | EA | 1 |  | INCLUDED
96 | 7000018820 | 1040 | MANDATORY SPARES GIS | 1000058305 | OPEN/CLOSE CONTACTOR ASSEMBLY, TIMERS, KEY INTERLOCK, INTERLOCKINGCOILS, RELAYS, PUSH BUTTONS, INDICATING LAMPS, POWER CONTACTORS,RESISTORS, FUSES, MCBS & DRIVE CONTROL CARDS ETC. (AS APPLICABLE) ONEOF EACH TYPE FOR ONE COMPLETE MOM BOX FOR 400KV GIS DISCONNECTORSWITCH | SET | 1 |  | INCLUDED
97 | 7000018820 | 1050 | MANDATORY SPARES GIS | 1000058312 | OPEN/CLOSE CONTACTOR ASSEMBLY, TIMERS, KEY INTERLOCK, INTERLOCKINGCOILS, RELAYS, PUSH BUTTONS, INDICATING LAMPS, POWER CONTACTORS,RESISTORS, FUSES, MCBS & DRIVE CONTROL CARDS ETC. (AS APPLICABLE) ONEOF EACH TYPE FOR ONE COMPLETE MOM BOX FOR 400KV GIS MAINTENANCE EARTHSWITCH | SET | 1 |  | INCLUDED
98 | 7000018820 | 1060 | MANDATORY SPARES GIS | 1000058308 | OPEN/CLOSE CONTACTOR ASSEMBLY, TIMERS, KEY INTERLOCK, INTERLOCKINGCOILS, RELAYS, PUSH BUTTONS, INDICATING LAMPS, POWER CONTACTORS,RESISTORS, FUSES, MCBS & DRIVE CONTROL CARDS ETC. (AS APPLICABLE) ONEOF EACH TYPE FOR ONE COMPLETE MOM BOX FOR 400KV GIS FAST EARTHINGSWITCH | SET | 1 |  | INCLUDED
99 | 7000018820 | 1070 | MANDATORY SPARES GIS | 1000049776 | LIMIT SWITCHES AND AUX. SWITCHES FOR ONE COMPLETE MOM BOX FORDISCONNECTOR-400KV GIS | SET | 1 |  | INCLUDED
100 | 7000018820 | 1080 | MANDATORY SPARES GIS | 1000049778 | LIMIT SWITCHES AND AUX. SWITCHES FOR ONE COMPLETE MOM BOX FORMAINTENANCE EARTHING SWITCH-400KV GIS | SET | 1 |  | INCLUDED
101 | 7000018820 | 1090 | MANDATORY SPARES GIS | 1000049777 | LIMIT SWITCHES AND AUX. SWITCHES FOR ONE COMPLETE MOM BOX FOR FASTEARTHING SWITCH (IF APPLICABLE)-400KV GIS | SET | 1 |  | INCLUDED
102 | 7000018820 | 1100 | MANDATORY SPARES GIS | 1000058306 | DRIVE MECHANISM FOR 400KV GIS DISCONNECTOR SWITCH | SET | 1 |  | INCLUDED
103 | 7000018820 | 1110 | MANDATORY SPARES GIS | 1000058313 | DRIVE MECHANISM FOR 400KV GIS MAINTENANCE EARTH SWITCH | SET | 1 |  | INCLUDED
104 | 7000018820 | 1120 | MANDATORY SPARES GIS | 1000058309 | DRIVE MECHANISM FOR 400KV GIS FAST EARTHING SWITCH | SET | 1 |  | INCLUDED
105 | 7000018820 | 1130 | MANDATORY SPARES GIS | 1000058307 | MOTOR FOR DRIVE MECHANISM FOR 400KV GIS DISCONNECTOR SWITCH | EA | 1 |  | INCLUDED
106 | 7000018820 | 1140 | MANDATORY SPARES GIS | 1000058315 | MOTOR FOR DRIVE MECHANISM FOR 400KVGIS MAINTENANCE EARTH SWITCH | EA | 1 |  | INCLUDED
107 | 7000018820 | 1150 | MANDATORY SPARES GIS | 1000058311 | MOTOR FOR DRIVE MECHANISM FOR 400KV GIS FAST EARTHING SWITCH | EA | 1 |  | INCLUDED
108 | 7000018820 | 1160 | MANDATORY SPARES GIS | 1000058327 | 400KV GIS- SINGLE PHASE OF CURRENT TRANSFORMER (3 CORES, TYPE-CTA)WITH ASSOCIATED ENCLOSURE AND PRIMARY CONDUCTOR COMPLETE IN ALLRESPECT | EA | 1 |  | INCLUDED
109 | 7000018820 | 1170 | MANDATORY SPARES GIS | 1000058326 | 400KV GIS- SINGLE PHASE OF CURRENT TRANSFORMER (2 CORES, TYPE-CTB)WITH ASSOCIATED ENCLOSURE AND PRIMARY CONDUCTOR COMPLETE IN ALLRESPECT | EA | 1 |  | INCLUDED
110 | 7000018820 | 1240 | MANDATORY SPARES | 1000024186 | SPARES FOR 336KV SURGE ARRESTER | LS | 1 |  | INCLUDED
111 | 7000018820 | 1250 | MANDATORY SPARES | 1000025949 | Spare-C & R Panel | SET | 1 |  | INCLUDED
112 | 7000018820 | 1260 | MANDATORY SPARES | 1000019927 | Spares-Substation Automation System | LS | 1 |  | INCLUDED
113 | 7000018820 | 1270 | MANDATORY SPARES | 1000025943 | Spare-420kV CVT 1 | SET | 1 |  | INCLUDED
114 | 7000018820 | 1280 | MANDATORY SPARES | 1000009029 | Set of Cards/prints for carrier terminal | SET | 1 |  | INCLUDED
115 | 7000018820 | 1290 | MANDATORY SPARES | 1000009028 | Set of Cards/prints for Protection coupler | SET | 1 |  | INCLUDED
116 | 7000018820 | 1310 | Foundation Bolts | 1000012366 | Fabrication, galvanising and supply of 28mm dia foundation boltsincluding nuts, checknuts, washers and packplates. | EA | 120 |  | INCLUDED
117 | 7000018820 | 1320 | Foundation Bolts | 1000012370 | Fabrication, galvanising and supply of 63mm dia foundation boltsincluding nuts, checknuts, washers and packplates | EA | 48 |  | INCLUDED
118 | 7000018820 | 1330 | Foundation Bolts | 1000012369 | Fabrication, galvanising and supply of 56mm dia foundation boltsincluding nuts, checknuts, washers and packplates | EA | 16 |  | INCLUDED
119 | 7000018820 | 1340 | PMU and associated equipment | 1000017518 | PMU with GPS Clock (clock can be either internal or external) | EA | 2 |  | INCLUDED
120 | 7000018820 | 1350 | PMU and associated equipment | 1000022512 | WAMS Hardware - Time System (GPS receiver) | EA | 2 |  | INCLUDED
121 | 7000018820 | 1360 | PMU and associated equipment | 1000022510 | WAMS Hardware - Substation Grade Layer-3 LAN Switches with minimum 4 x10/100 Mbps Ethernet ports and 2 x 1 Gbps Ethernet ports | EA | 3 |  | INCLUDED
122 | 7000018820 | 1370 | PMU and associated equipment | 1000022487 | WAMS Miscellaneous - Armored Fibre Optic Cable and associatedtermination (e.g. L2 Switch) for connecting PMU panels located indifferent control room of a station | EA | 1 |  | INCLUDED
123 | 7000018820 | 1390 | PLCC Remote | 1000010014 | Coupling device for PLCC | SET | 2 |  | INCLUDED
124 | 7000018820 | 1400 | PLCC Remote | 1000000046 | Carrier Equipment Analog type (for Speech+Data & Speech+Protection) | EA | 2 |  | INCLUDED
125 | 7000018820 | 1410 | PLCC Remote | 1000017887 | Analog Protection Coupler for PLCC | EA | 2 |  | INCLUDED
126 | 7000018820 | 1420 | PLCC Remote | 1000010638 | Digital Protection Coupler | EA | 2 |  | INCLUDED
127 | 7000018820 | 1430 | PLCC Remote | 1000002134 | 4wire telephone equipment | EA | 1 |  | INCLUDED
128 | 7000018820 | 1440 | PLCC Remote | 1000025769 | Testing & Maintenance equipment (print test kit only) for PLCC | SET | 1 |  | INCLUDED
129 | 7000018820 | 1450 | PLCC Remote | 1000009250 | HF Cable 75 ohms for PLCC | M | 500 |  | INCLUDED
130 | 7000018820 | 1460 | BoQ of Comm Equip (Supply) Jamkhambalia | 1000031367 | SDH EQUIPMENT (STM-16 MADM UPTO 5 MSP PROTECTED DIRECTIONS)-BASEEQUIPMENT (COMMON CARDS, CROSS CONNECT/CONTROL CARDS, OPTICAL BASECARDS, POWER SUPPLY CARDS, POWER CABLING, OTHER HARDWARE ANDACCESSORIES INCLUDING SUB RACKS, PATCH CORD, DDF ETC FULLY EQUIPEDEXCLUDING OPTICAL INTERFACE & TRIBUTARY CARDS | EA | 1 |  | INCLUDED
131 | 7000018820 | 1470 | BoQ of Comm Equip (Supply) Jamkhambalia | 1000023721 | SFP S4.1 | EA | 4 |  | INCLUDED
132 | 7000018820 | 1480 | BoQ of Comm Equip (Supply) Jamkhambalia | 1000018706 | S16.1 SFP | EA | 4 |  | INCLUDED
133 | 7000018820 | 1490 | BoQ of Comm Equip (Supply) Jamkhambalia | 1000014273 | L16.2 SFP | EA | 2 |  | INCLUDED
134 | 7000018820 | 1500 | BoQ of Comm Equip (Supply) Jamkhambalia | 1000031374 | TRIBUTARY INTERFACE- E1 INTERFACE (MINIMUM 16 NOS.) | SET | 2 |  | INCLUDED
135 | 7000018820 | 1510 | BoQ of Comm Equip (Supply) Jamkhambalia | 1000034950 | ETHERNET INTERFACE 10/100 BASE T WITH LAYER-2 SWITCHING (MIN 8INTERFACES PER CARD) | EA | 2 |  | INCLUDED
136 | 7000018820 | 1520 | BoQ of Comm Equip (Supply) Jamkhambalia | 1000031381 | TRIBUTARY INTERFACE-GIGABIT ETHERNET INTERFACES 10/100 MBPS WITH LAYER-2 SWITCHING (MINIMUM 2 NOS.) | SET | 1 |  | INCLUDED
137 | 7000018820 | 1530 | BoQ of Comm Equip (Supply) Jamkhambalia | 1000026228 | Equipment Cabinets For SDH | EA | 1 |  | INCLUDED
138 | 7000018820 | 1540 | BoQ of Comm Equip (Supply) Jamkhambalia | 1000034998 | VOIP TELEPHONE INSTRUMENT WITH ONE COMMON SWITCH (MIN. 8 PORT) | EA | 2 |  | INCLUDED
139 | 7000018820 | 1550 | BoQ of Comm Equip (Supply) Jamkhambalia | 1000030942 | 24F (DWSM) APPROACH FIBRE OPTIC CABLE INCLUDING ALL INSTALLATIONHARDWARE SET | KM | 1 |  | INCLUDED
140 | 7000018820 | 1560 | BoQ of Comm Equip (Supply) Jamkhambalia | 1000023471 | OPGW Fibre Optic Distribution Panel (FODP): Indoor Type: 96F | EA | 1 |  | INCLUDED
141 | 7000018820 | 1580 | BoQ of Comm Equip(Supply) for Remote End | 1000031367 | SDH EQUIPMENT (STM-16 MADM UPTO 5 MSP PROTECTED DIRECTIONS)-BASEEQUIPMENT (COMMON CARDS, CROSS CONNECT/CONTROL CARDS, OPTICAL BASECARDS, POWER SUPPLY CARDS, POWER CABLING, OTHER HARDWARE ANDACCESSORIES INCLUDING SUB RACKS, PATCH CORD, DDF ETC FULLY EQUIPEDEXCLUDING OPTICAL INTERFACE & TRIBUTARY CARDS | EA | 1 |  | INCLUDED
142 | 7000018820 | 1590 | BoQ of Comm Equip(Supply) for Remote End | 1000014273 | L16.2 SFP | EA | 2 |  | INCLUDED
143 | 7000018820 | 1600 | BoQ of Comm Equip(Supply) for Remote End | 1000031374 | TRIBUTARY INTERFACE- E1 INTERFACE (MINIMUM 16 NOS.) | SET | 2 |  | INCLUDED
144 | 7000018820 | 1610 | BoQ of Comm Equip(Supply) for Remote End | 1000034950 | ETHERNET INTERFACE 10/100 BASE T WITH LAYER-2 SWITCHING (MIN 8INTERFACES PER CARD) | EA | 2 |  | INCLUDED
145 | 7000018820 | 1620 | BoQ of Comm Equip(Supply) for Remote End | 1000031381 | TRIBUTARY INTERFACE-GIGABIT ETHERNET INTERFACES 10/100 MBPS WITH LAYER-2 SWITCHING (MINIMUM 2 NOS.) | SET | 1 |  | INCLUDED
146 | 7000018820 | 1630 | BoQ of Comm Equip(Supply) for Remote End | 1000026228 | Equipment Cabinets For SDH | EA | 1 |  | INCLUDED
147 | 7000018820 | 1640 | BoQ of Comm Equip(Supply) for Remote End | 1000028495 | NMS- CRAFT TERMINAL-HARDWARE | EA | 1 |  | INCLUDED
148 | 7000018820 | 1650 | BoQ of Comm Equip(Supply) for Remote End | 1000028265 | Software for Craft Terminal | EA | 1 |  | INCLUDED
149 | 7000018820 | 1660 | BoQ of Comm Equip(Supply) for Remote End | 1000034998 | VOIP TELEPHONE INSTRUMENT WITH ONE COMMON SWITCH (MIN. 8 PORT) | EA | 2 |  | INCLUDED
150 | 7000018820 | 1670 | BoQ of Comm Equip(Supply) for Remote End | 1000030942 | 24F (DWSM) APPROACH FIBRE OPTIC CABLE INCLUDING ALL INSTALLATIONHARDWARE SET | KM | 1 |  | INCLUDED
151 | 7000018820 | 1680 | BoQ of Comm Equip(Supply) for Remote End | 1000023471 | OPGW Fibre Optic Distribution Panel (FODP): Indoor Type: 96F | EA | 1 |  | INCLUDED
152 | 7000018820 | 1700 | BoQ of Comm Equip Mandatory Spares | 1000031369 | SDH EQUIPMENT (STM-16 MADM UPTO 5 MSP PROTECTED DIRECTIONS)-COMMONCARDS, CROSS-CONNECT/CONTROL CARDS, OPTICAL BASE CARD, POWER SUPPLYCARDS, POWER CABLING, OTHER HARDWARE & ACCESSORIES (EACH). | SET | 1 |  | INCLUDED
153 | 7000018820 | 1710 | BoQ of Comm Equip Mandatory Spares | 1000023721 | SFP S4.1 | EA | 1 |  | INCLUDED
154 | 7000018820 | 1720 | BoQ of Comm Equip Mandatory Spares | 1000018706 | S16.1 SFP | EA | 1 |  | INCLUDED
155 | 7000018820 | 1730 | BoQ of Comm Equip Mandatory Spares | 1000014273 | L16.2 SFP | EA | 1 |  | INCLUDED
156 | 7000018820 | 1740 | BoQ of Comm Equip Mandatory Spares | 1000031374 | TRIBUTARY INTERFACE- E1 INTERFACE (MINIMUM 16 NOS.) | SET | 1 |  | INCLUDED
157 | 7000018820 | 1750 | BoQ of Comm Equip Mandatory Spares | 1000034950 | ETHERNET INTERFACE 10/100 BASE T WITH LAYER-2 SWITCHING (MIN 8INTERFACES PER CARD) | EA | 1 |  | INCLUDED
158 | 7000018820 | 1760 | BoQ of Comm Equip Mandatory Spares | 1000031381 | TRIBUTARY INTERFACE-GIGABIT ETHERNET INTERFACES 10/100 MBPS WITH LAYER-2 SWITCHING (MINIMUM 2 NOS.) | SET | 1 |  | INCLUDED
159 | 7000018820 | 1770 | BoQ of Comm Equip Mandatory Spares | 1000034998 | VOIP TELEPHONE INSTRUMENT WITH ONE COMMON SWITCH (MIN. 8 PORT) | EA | 1 |  | INCLUDED
160 | 7000018820 | 1780 | BoQ of Comm Equip Mandatory Spares | 1000031398 | PRE CONNECTORIZED OPTICAL FIBER PATCH CORDS(10 MTRS) â€“ PACK OF SIXPATCH CORDS | SET | 1 |  | INCLUDED
161 | 7000018820 | 1790 | BoQ of Comm Equip Mandatory Spares | 1000030942 | 24F (DWSM) APPROACH FIBRE OPTIC CABLE INCLUDING ALL INSTALLATIONHARDWARE SET | KM | 1 |  | INCLUDED
| TOTAL of SCHEDULE-2 | [7 empty] | 0
Note: Bidders to note that the item description under various schedules are through unique material ID for respective items under SAP ERP System and therefore, identical item description appears in schedule-1(Ex-works) & schedule-2(F&I). However, the prices to be quoted in Price Schedule-2(F&I) shall be towards Local Transportation, In-transit Insurance, loading and unloading only in line with clause ITB 11.4(b).
| Date |  |  |  |  | Printed Name
| Place |  |  |  |  | Designation

## Sch-3
5002002316/SUB-STATION(EXCLUDIN/DOM/A06-CC CS -7 | [14 empty] | Schedule - 3
Substation Package SS97 for Extension of 400 kV Jamkhambaliya GIS Substation (JKTL) under Transmission Project–Jamnagar Oil Refinery of RIL to connect with Jamkhambaliya ISTS PS
(SCHEDULE OF RATES AND PRICES )
BIDDER:
0 | [11 empty] | To:
Bidder’s Name and Address (Sole Bidder) : | [11 empty] | Contract Services
Name : | [11 empty] | Power Grid Corporation of India Ltd.,
Address : | [11 empty] | "Saudamini", Plot No.-2
Sector-29,
Gurgaon (Haryana) - 122001
Installation Charges : | [13 empty] | (All Prices are in Indian Rupees)
SI. No. | PR No | PR Line Item No | Activity Header | PR Activity No | Activity Description | Service Code | SAC (Service Accounting Codes) | Whether SAC in column ‘8’ is confirmed. If not indicate applicable the SAC # | Rate of GST applicable ( in %) | Whether rate of GST in column ‘10’ is confirmed. If not indicate applicable rate of GST # | Description | Unit | Quantity | Unit Erection Charges | Total Erection Charges |  | GST Before Discount | Discount | Total Price after discount | GST After Discount
1 | 2 | 3 | 4 | 5 | 6 | 7 | 8 | 9 | 10 | 11 | 12 | 13 | 14 | 15 | 16=14*15
I | Substation Package SS97
1 | 7000018820 | 390 | 180 | 70 | INSTALLATION OF 400 KV GIS EQUIPMENT | 100003559 | 998736 |  | 18 |  | Extension of 420kV , 4000 A, 50 kA 3 -phase SF6 GIS bus bar | SET | 2 |  | INCLUDED | 0 | 0 | 0 | 0 | 0 | 0
2 | 7000018820 | 390 | 180 | 80 | INSTALLATION OF 400 KV GIS EQUIPMENT | 100002096 | 998736 |  | 18 |  | 420 kV, 3150 A, 50 kA, SF6 GIS Line feeder bay module(without PIR) as per Section-Project, Technical specification | SET | 2 |  | INCLUDED | 0 | 0 | 0 | 0 | 0 | 0
3 | 7000018820 | 390 | 180 | 90 | INSTALLATION OF 400 KV GIS EQUIPMENT | 100002129 | 998736 |  | 18 |  | 420kV, 3150 A, 50 kA, SF6 GIS Tie bay module(without PIR) as per Section-Project, Technical specification | SET | 2 |  | INCLUDED | 0 | 0 | 0 | 0 | 0 | 0
4 | 7000018820 | 390 | 180 | 100 | INSTALLATION OF 400 KV GIS EQUIPMENT | 100002745 | 998736 |  | 18 |  | 420kV,3150A, 50kA, 1sec Single phase 420kV SF6 to Air | EA | 6 |  | INCLUDED | 0 | 0 | 0 | 0 | 0 | 0
5 | 7000018820 | 390 | 180 | 110 | INSTALLATION OF 400 KV GIS EQUIPMENT | 100002137 | 998736 |  | 18 |  | 420kV, 3000A, 50kA, Single phase, SF6Gas Insulated Bus Duct (GIB) outsideGIS Hall alongwith associated supportstructure | M | 400 |  | INCLUDED | 0 | 0 | 0 | 0 | 0 | 0
6 | 7000018820 | 390 | 180 | 120 | INSTALLATION OF 400 KV GIS EQUIPMENT | 100002139 | 998736 |  | 18 |  | 420kV, 4000A,50kA, Single phase SF6 GasInsulated Bus Duct (GIB) outside GISHall alongwith associated supportstructure | M | 600 |  | INCLUDED | 0 | 0 | 0 | 0 | 0 | 0
7 | 7000018820 | 390 | 180 | 140 | INSTALLATION OF 400 KV GIS EQUIPMENT | 100000197 | 998736 |  | 18 |  | 420kV, 3150 A, 50 kA, 3-Phase SF6 GIS ICT feeder bay module | SET | 2 |  | INCLUDED | 0 | 0 | 0 | 0 | 0 | 0
8 | 7000018820 | 400 | 210 | 50 | INSTALLATION OF 400 KV AIS EQUIPMENT | 100000275 | 998736 |  | 18 |  | 420 kV, 4400 pF Capacitive Voltage Transformer (1-Phase) | EA | 6 |  | INCLUDED | 0 | 0 | 0 | 0 | 0 | 0
9 | 7000018820 | 400 | 210 | 60 | INSTALLATION OF 400 KV AIS EQUIPMENT | 100000328 | 998736 |  | 18 |  | 336kV Surge Arrester (1-phase) | EA | 6 |  | INCLUDED | 0 | 0 | 0 | 0 | 0 | 0
10 | 7000018820 | 400 | 210 | 70 | INSTALLATION OF 400 KV AIS EQUIPMENT | 100000340 | 998736 |  | 18 |  | 420 kV Bus Post Insulator (Except for wave traps) | EA | 6 |  | INCLUDED | 0 | 0 | 0 | 0 | 0 | 0
11 | 7000018820 | 410 | 220 | 30 | INSTALLATION OF 400 kV PLCC | 100000874 | 998734 |  | 18 |  | 400kV,3150A,0.5mH , 50kA Line Trap | EA | 4 |  | INCLUDED | 0 | 0 | 0 | 0 | 0 | 0
12 | 7000018820 | 410 | 220 | 40 | INSTALLATION OF 400 kV PLCC | 100000883 | 998734 |  | 18 |  | 420 kV ,1 phase Bus Post Insulators for Line Traps | EA | 12 |  | INCLUDED | 0 | 0 | 0 | 0 | 0 | 0
13 | 7000018820 | 410 | 220 | 50 | INSTALLATION OF 400 kV PLCC | 100000886 | 998734 |  | 18 |  | Coupling device for PLCC | EA | 2 |  | INCLUDED | 0 | 0 | 0 | 0 | 0 | 0
14 | 7000018820 | 410 | 220 | 60 | INSTALLATION OF 400 kV PLCC | 100000888 | 998734 |  | 18 |  | Carrier Equipment Analog type (for Speech+Data & Speech+Protection) | EA | 2 |  | INCLUDED | 0 | 0 | 0 | 0 | 0 | 0
15 | 7000018820 | 410 | 220 | 70 | INSTALLATION OF 400 kV PLCC | 100000890 | 998734 |  | 18 |  | Protection Coupler (Analog) | EA | 2 |  | INCLUDED | 0 | 0 | 0 | 0 | 0 | 0
16 | 7000018820 | 410 | 220 | 80 | INSTALLATION OF 400 kV PLCC | 100000891 | 998734 |  | 18 |  | Digital Protection Coupler | EA | 2 |  | INCLUDED | 0 | 0 | 0 | 0 | 0 | 0
17 | 7000018820 | 410 | 220 | 90 | INSTALLATION OF 400 kV PLCC | 100002437 | 998734 |  | 18 |  | Telephone Instruments (4 wire/Express) alongwith cabling | EA | 1 |  | INCLUDED | 0 | 0 | 0 | 0 | 0 | 0
18 | 7000018820 | 410 | 220 | 100 | INSTALLATION OF 400 kV PLCC | 100000887 | 998734 |  | 18 |  | HF CABLE FOR PLCC-75 OHM | M | 500 |  | INCLUDED | 0 | 0 | 0 | 0 | 0 | 0
19 | 7000018820 | 420 | 230 | 50 | INSTALLATION OF CRP | 100000728 | 998736 |  | 18 |  | 400kV Circuit Breaker Relay Panel with Auto Reclose (with Automation) | EA | 6 |  | INCLUDED | 0 | 0 | 0 | 0 | 0 | 0
20 | 7000018820 | 420 | 230 | 60 | INSTALLATION OF CRP | 100000730 | 998736 |  | 18 |  | 400kV Line Protection Panel (with Automation) | EA | 2 |  | INCLUDED | 0 | 0 | 0 | 0 | 0 | 0
21 | 7000018820 | 420 | 230 | 70 | INSTALLATION OF CRP | 100000735 | 998736 |  | 18 |  | Augmentation of existing 400kV bus bar protection scheme.(No. of bays as per specification)-(with Automation) | SET | 1 |  | INCLUDED | 0 | 0 | 0 | 0 | 0 | 0
22 | 7000018820 | 430 | 270 | 30 | INSTALLATION OF SAS | 100002069 | 998736 |  | 18 |  | Augmentation of Substation automation System for 400kV Main bay as per Technical Specification | EA | 4 |  | INCLUDED | 0 | 0 | 0 | 0 | 0 | 0
23 | 7000018820 | 430 | 270 | 40 | INSTALLATION OF SAS | 100002075 | 998736 |  | 18 |  | Augmentation of Substation automation System for 400kV Tie bay as per Technical Specification | EA | 2 |  | INCLUDED | 0 | 0 | 0 | 0 | 0 | 0
24 | 7000018820 | 440 | 280 | 10 | INSTALLATION OF SUBSTATION AUX | 100001874 | 995463 |  | 18 |  | Ventillation system for 400KV GIS Hall | SET | 1 |  | INCLUDED | 0 | 0 | 0 | 0 | 0 | 0
25 | 7000018820 | 440 | 280 | 40 | INSTALLATION OF SUBSTATION AUX | 100000903 | 998736 |  | 18 |  | 220V DCDB (Extn.) | SET | 2 |  | INCLUDED | 0 | 0 | 0 | 0 | 0 | 0
26 | 7000018820 | 440 | 280 | 50 | INSTALLATION OF SUBSTATION AUX | 100000906 | 998736 |  | 18 |  | 48V DCDB (Extn.) | SET | 2 |  | INCLUDED | 0 | 0 | 0 | 0 | 0 | 0
27 | 7000018820 | 440 | 280 | 70 | INSTALLATION OF SUBSTATION AUX | 100000896 | 998736 |  | 18 |  | 415V ACDB (Extn.) | SET | 2 |  | INCLUDED | 0 | 0 | 0 | 0 | 0 | 0
28 | 7000018820 | 440 | 280 | 80 | INSTALLATION OF SUBSTATION AUX | 100002754 | 995463 |  | 18 |  | Airconditioning system-LCR-400kV GIS HALL | LS | 1 |  | INCLUDED | 0 | 0 | 0 | 0 | 0 | 0
29 | 7000018820 | 450 | 290 | 10 | INSTALLATION ERECTION HARDWARE | 100002187 | 998731 |  | 18 |  | Erection Hardware for 400kV I type layout for GIS termination arrangement-Line bay as per technical specification | SET | 2 |  | INCLUDED | 0 | 0 | 0 | 0 | 0 | 0
30 | 7000018820 | 450 | 290 | 30 | INSTALLATION ERECTION HARDWARE | 100017133 | 998731 |  | 18 |  | 400KV SUSPENSION INSULATOR STRING AND ASSOCIATED HARDWARE FITTINGS WITH DROP CLAMP SUITABLE FOR QUAD CONDUCTOR | EA | 6 |  | INCLUDED | 0 | 0 | 0 | 0 | 0 | 0
31 | 7000018820 | 450 | 290 | 40 | INSTALLATION ERECTION HARDWARE | 100017128 | 998731 |  | 18 |  | 400KV TENSION INSULATOR STRING AND ASSOCIATED HARDWARE FITTINGS WITH TURN BUCKLE SUITABLE FOR TWIN CONDUCTOR | EA | 6 |  | INCLUDED | 0 | 0 | 0 | 0 | 0 | 0
32 | 7000018820 | 460 | 300 | 90 | INSTALLATION OF STEEL STRUCTURE | 100001216 | 995455 |  | 18 |  | Erection of Pipe Structure - 400 kV 1-Phase SA including nuts, bolts, all type of washers, packplates, step bolts and gusset platesexcluding foundation bolts | EA | 6 |  | INCLUDED | 0 | 0 | 0 | 0 | 0 | 0
33 | 7000018820 | 460 | 300 | 100 | INSTALLATION OF STEEL STRUCTURE | 100001213 | 995455 |  | 18 |  | Erection of Pipe Structure - 400 kV 1-Phase CVT including nuts, bolts, all type of washers, packplates, step bolts and gusset platesexcluding foundation bolts | EA | 6 |  | INCLUDED | 0 | 0 | 0 | 0 | 0 | 0
34 | 7000018820 | 460 | 300 | 110 | INSTALLATION OF STEEL STRUCTURE | 100001217 | 995455 |  | 18 |  | Erection of Pipe Structure - 400 kV, 1-Phase, BPI, (Excluding Wave Trap), including nuts, bolts, all type of washers,packplates, step bolts and gusset plates excluding foundation bolts | EA | 6 |  | INCLUDED | 0 | 0 | 0 | 0 | 0 | 0
35 | 7000018820 | 460 | 300 | 120 | INSTALLATION OF STEEL STRUCTURE | 100001215 | 995455 |  | 18 |  | Erection of Pipe Structure - 400 kV 1-Phase WT including nuts, bolts, all type of washers, packplates, step bolts and gusset platesexcluding foundation bolts | EA | 4 |  | INCLUDED | 0 | 0 | 0 | 0 | 0 | 0
36 | 7000018820 | 460 | 300 | 130 | INSTALLATION OF STEEL STRUCTURE | 100001171 | 995455 |  | 18 |  | Erection of Std 400 kV Gantry G1 including nuts, bolts, all type of washers, packplates, step bolts and gusset plates excludingfoundation bolts | EA | 2 |  | INCLUDED | 0 | 0 | 0 | 0 | 0 | 0
37 | 7000018820 | 460 | 300 | 140 | INSTALLATION OF STEEL STRUCTURE | 100001166 | 995455 |  | 18 |  | Erection of Std 400 kV Tower TV including nuts, bolts, all type of washers, packplates, step bolts and gusset plates excludingfoundation bolts | EA | 2 |  | INCLUDED | 0 | 0 | 0 | 0 | 0 | 0
38 | 7000018820 | 460 | 300 | 150 | INSTALLATION OF STEEL STRUCTURE | 100002494 | 995455 |  | 18 |  | Standard Tower for 400kV - TPN | EA | 1 |  | INCLUDED | 0 | 0 | 0 | 0 | 0 | 0
39 | 7000018820 | 460 | 300 | 160 | INSTALLATION OF STEEL STRUCTURE | 100002452 | 995455 |  | 18 |  | Lightening Mast(LM)-40m complete with foundation bolts/nuts platforms etc. | EA | 1 |  | INCLUDED | 0 | 0 | 0 | 0 | 0 | 0
40 | 7000018820 | 470 | 310 | 10 | INSTALLATION OF EARTHING | 100001148 | 998739 |  | 18 |  | 40 mm MS rod for Main Earthmat | M | 2000 |  | INCLUDED | 0 | 0 | 0 | 0 | 0 | 0
41 | 7000018820 | 1200 | 335 | 10 | INSTALLATION OF FIRE PROTECTION SYS | 100002059 | 995461 |  | 18 |  | Fire Detection and Alarm System for 400kV GIS Hall | SET | 1 |  | INCLUDED | 0 | 0 | 0 | 0 | 0 | 0
42 | 7000018820 | 1200 | 335 | 20 | INSTALLATION OF FIRE PROTECTION SYS | 100000975 | 995461 |  | 18 |  | 4.5 kg CO2 type Portable Fire extinguisher | EA | 2 |  | INCLUDED | 0 | 0 | 0 | 0 | 0 | 0
43 | 7000018820 | 480 | 340 | 10 | INSTALLATION OF POWER & CONTROL CABLE LS | 100002181 | 998736 |  | 18 |  | 1.1kV grade Power Cables (PVCinsulated)along withlugs,glands,straight joints &accessories,etc. | LS | 1 |  | INCLUDED | 0 | 0 | 0 | 0 | 0 | 0
44 | 7000018820 | 480 | 340 | 20 | INSTALLATION OF POWER & CONTROL CABLE LS | 100002182 | 998736 |  | 18 |  | 1.1kV grade Control Cables (PVCinsulated) along withlugs,glands,straight joints &accessories,etc. | LS | 1 |  | INCLUDED | 0 | 0 | 0 | 0 | 0 | 0
45 | 7000018820 | 1210 | 480 | 20 | INSTALLATION OF TESTING & MAINT. EQPT. | 100000259 | 998736 |  | 18 |  | EOT Crane for GIS Building for 400kV GIS station | SET | 1 |  | INCLUDED | 0 | 0 | 0 | 0 | 0 | 0
46 | 7000018820 | 1220 | 490 | 80 | INSTALLATION OF ILLUMINATION | 100001022 | 998731 |  | 18 |  | Lighting Panel type ACP-3 as per technical specification | EA | 1 |  | INCLUDED | 0 | 0 | 0 | 0 | 0 | 0
47 | 7000018820 | 1220 | 490 | 90 | INSTALLATION OF ILLUMINATION | 100001024 | 998731 |  | 18 |  | Sub Lighting panel (outdoor) type SLP (Switchyard and Street Lighting) | EA | 3 |  | INCLUDED | 0 | 0 | 0 | 0 | 0 | 0
48 | 7000018820 | 1220 | 490 | 100 | INSTALLATION OF ILLUMINATION | 100004850 | 998731 |  | 18 |  | Lighting Fixture LED Luminaires type SL-L1 as per tech. specifications | EA | 5 |  | INCLUDED | 0 | 0 | 0 | 0 | 0 | 0
49 | 7000018820 | 1220 | 490 | 110 | INSTALLATION OF ILLUMINATION | 100004851 | 998731 |  | 18 |  | Lighting Fixture LED Luminaires type SL-D1 as per tech. specifications | EA | 5 |  | INCLUDED | 0 | 0 | 0 | 0 | 0 | 0
50 | 7000018820 | 1220 | 490 | 120 | INSTALLATION OF ILLUMINATION | 100004852 | 998731 |  | 18 |  | Lighting Fixture LED Luminaires type FL-1 as per tech. specifications | EA | 4 |  | INCLUDED | 0 | 0 | 0 | 0 | 0 | 0
51 | 7000018820 | 1220 | 490 | 130 | INSTALLATION OF ILLUMINATION | 100004931 | 998731 |  | 18 |  | LED Flood Light Luminaries Type FL-2 (250W) as per technical specification | EA | 4 |  | INCLUDED | 0 | 0 | 0 | 0 | 0 | 0
52 | 7000018820 | 1220 | 490 | 140 | INSTALLATION OF ILLUMINATION | 100001113 | 998739 |  | 18 |  | Illumination system for 400KV GIS Hall | LS | 1 |  | INCLUDED | 0 | 0 | 0 | 0 | 0 | 0
53 | 7000018820 | 1230 | 660 | 10 | Civil Works | 100004518 | 995433 |  | 18 |  | Excavation in all kind of soil including rock for all leads and lifts, backfilling, disposal of surplus earth within a lead up to2Km as per technical specification. The surplus earth shall be roughly graded . | M3 | 6711 |  | INCLUDED | 0 | 0 | 0 | 0 | 0 | 0
54 | 7000018820 | 1230 | 660 | 20 | Civil Works | 100001325 | 995454 |  | 18 |  | Providing and laying of Plain Cement Concrete (PCC) (1:4:8) | M3 | 257 |  | INCLUDED | 0 | 0 | 0 | 0 | 0 | 0
55 | 7000018820 | 1230 | 660 | 30 | Civil Works | 100001326 | 995454 |  | 18 |  | Providing and laying of Plain Cement Concrete (PCC) (1:2:4) | M3 | 17 |  | INCLUDED | 0 | 0 | 0 | 0 | 0 | 0
56 | 7000018820 | 1230 | 660 | 40 | Civil Works | 100016607 | 995451 |  | 18 |  | Providing and laying of Reinforced Cement Concrete M30 including pre cast, shuttering, Grouting of pockets & underpinning butexcluding steel reinforcement | M3 | 2146 |  | INCLUDED | 0 | 0 | 0 | 0 | 0 | 0
57 | 7000018820 | 1230 | 660 | 50 | Civil Works | 100001328 | 995454 |  | 18 |  | Providing and laying Plain Cement Concrete 1:5:10 (1 cement : 5 sand : 10 brick aggregate) | M3 | 69 |  | INCLUDED | 0 | 0 | 0 | 0 | 0 | 0
58 | 7000018820 | 1230 | 660 | 60 | Civil Works | 100016681 | 995454 |  | 18 |  | Reinforcement steel meeting corrosion resistance properties as per IS:1786 and manufacturer specificationâ€‹ | MT | 152 |  | INCLUDED | 0 | 0 | 0 | 0 | 0 | 0
59 | 7000018820 | 1230 | 660 | 80 | Civil Works | 100001714 | 995428 |  | 18 |  | Stone spreading in switchyard excluding PCC | M2 | 900 |  | INCLUDED | 0 | 0 | 0 | 0 | 0 | 0
60 | 7000018820 | 1230 | 660 | 90 | Civil Works | 100001713 | 995424 |  | 18 |  | Antiweed treatment | M2 | 900 |  | INCLUDED | 0 | 0 | 0 | 0 | 0 | 0
61 | 7000018820 | 1230 | 660 | 100 | Civil Works | 100008110 | 995421 |  | 18 |  | 3.75m wide Bitumen road with earthen shoulder including 100 mm dia RCC Hume Pipe @ 100 metre interval as per drawing and TS (as perDSR item no 16.35 and 16.30.1) and including 225 mm thick WBM in three equal layers of 75 mm each as per CPWD specification. | M2 | 375 |  | INCLUDED | 0 | 0 | 0 | 0 | 0 | 0
62 | 7000018820 | 1230 | 660 | 130 | Civil Works | 100020961 | 995461 |  | 18 |  | RCC culvert crossings including supplying and laying hume pipe 300mm dia of grade (NP-3) excluding concrete as per specification. | M | 25 |  | INCLUDED | 0 | 0 | 0 | 0 | 0 | 0
63 | 7000018820 | 1230 | 660 | 150 | Civil Works | 100001412 | 995462 |  | 18 |  | Drain including culverts but excluding concrete & reinforcement steel-Section A-A | M | 80 |  | INCLUDED | 0 | 0 | 0 | 0 | 0 | 0
64 | 7000018820 | 1230 | 660 | 160 | Civil Works | 100001413 | 995462 |  | 18 |  | Drain including culverts but excluding concrete & reinforcement steel-Section B-B | M | 80 |  | INCLUDED | 0 | 0 | 0 | 0 | 0 | 0
65 | 7000018820 | 1230 | 660 | 170 | Civil Works | 100001712 | 995428 |  | 18 |  | Removing,cleaning and washing of existing stones and respreading of stones in switchyard excluding PCC | M2 | 200 |  | INCLUDED | 0 | 0 | 0 | 0 | 0 | 0
66 | 7000018820 | 1230 | 660 | 190 | Civil Works | 100004431 | 995416 |  | 18 |  | 400 kV PEB Panel Room for GIS Hall - Civil Works All civil works complete as per TS, including - brickwork, finishing (externaland internal), windows etc. However, excavation, concrete (all types) and reinforcement steel shall be measured and paid separatelyas per respective item of BPS. | M2 | 20 |  | INCLUDED | 0 | 0 | 0 | 0 | 0 | 0
67 | 7000018820 | 1230 | 660 | 200 | Civil Works | 100004427 | 995416 |  | 18 |  | 400 kV PEB AHU Room for GIS Hall - Civil Works All civil works complete as per TS, including - brickwork, finishing (external andinternal), windows etc. However, excavation, concrete (all types) and reinforcement steel shall be measured and paid separately asper respective item of BPS. | M2 | 25 |  | INCLUDED | 0 | 0 | 0 | 0 | 0 | 0
68 | 7000018820 | 1230 | 660 | 210 | Civil Works | 100001409 | 995462 |  | 18 |  | Supplying and erecting dewatering pumps-5 HP | EA | 1 |  | INCLUDED | 0 | 0 | 0 | 0 | 0 | 0
69 | 7000018820 | 1230 | 660 | 220 | Civil Works | 100002911 | 995432 |  | 18 |  | Earthwork in excavation & filling in all types of soil and soft/disintegrated rock in open areas/nallas/channels, to the requiredslopes, shapes, levels, elevations and profile, including trimming of bottom and slopes of excavation, bailing out rain(dewatering), pumping, removal of slush, preparing embankments/marginal banks, loosening, dressing, spreading material in layers notexceeding 200mm, as per direction of Engineer-in-Charge, water flooding, compacting to achieve 95% consolidation at optimum moisturecontent, finishing etc. all complete, for all leads and lifts within leveling boundary, including disposal of surplus earth andstacking of unsuitable material within a lead of 2.0 Km beyond substation boundary, with all labour, material, tools, tackles andequipment, safeguards and incidentals, Royalty,taxes etc. as necessary, as per drawings, specification and directions of theEngineer-in-Charge. Clearing of jungle is included in this item. (Only excavation/cutting will be measured for payment purpose.) | M3 | 300 |  | INCLUDED | 0 | 0 | 0 | 0 | 0 | 0
70 | 7000018820 | 1230 | 660 | 240 | Civil Works | 100001479 | 995454 |  | 18 |  | Cable Trench including all types of crossings, all metallic works and sump pit including concrte and reinforcement steel Section 3-3 | M | 30 |  | INCLUDED | 0 | 0 | 0 | 0 | 0 | 0
71 | 7000018820 | 1230 | 660 | 250 | Civil Works | 100001480 | 995454 |  | 18 |  | Cable Trench including all types of crossings, all metallic works and sump pit including concrte and reinforcement steel Section 4-4 | M | 30 |  | INCLUDED | 0 | 0 | 0 | 0 | 0 | 0
72 | 7000018820 | 1230 | 660 | 260 | Civil Works | 100008611 | 995477 |  | 18 |  | Swtichyard fencing: Providing and fixing fencing of GI barbed wire consisting of galvanized MS tubular posts at 3 m intervals; GIbarded wire shall run horizontally from post to post at a spacing of 300 mm (vertically) and a cross formation in each panel,complete as per technical specification and drawing. | M | 150 |  | INCLUDED | 0 | 0 | 0 | 0 | 0 | 0
73 | 7000018820 | 1230 | 660 | 270 | Civil Works | 100001433 | 995435 |  | 18 |  | Soil Investigation: As per technical specification including all laboratory and field tests, report and recommendations. | LOT | 1 |  | INCLUDED | 0 | 0 | 0 | 0 | 0 | 0
74 | 7000018820 | 1230 | 660 | 169 | Civil Works | 100001415 | 995462 |  | 18 |  | Drain including culverts but excluding concrete & reinforcement steel-Section D-D | M | 20 |  | INCLUDED | 0 | 0 | 0 | 0 | 0 | 0
75 | 7000018820 | 1230 | 660 | 168 | Civil Works | 100001414 | 995462 |  | 18 |  | Drain including culverts but excluding concrete & reinforcement steel-Section C-C | M | 20 |  | INCLUDED | 0 | 0 | 0 | 0 | 0 | 0
76 | 7000018820 | 1230 | 660 | 189 | Civil Works | 100001743 | 995414 |  | 18 |  | PEB - 400 kV GIS - Civil Works. All civil works as per drawing and specifications complete, including - brickwork, finishing(external and internal), windows etc. However, excavation, PCC, RCC and reinforcement shall be paid separately as per BPS. | M2 | 400 |  | INCLUDED | 0 | 0 | 0 | 0 | 0 | 0
77 | 7000018820 | 1230 | 660 | 280 | Civil Works | 100002912 | 995454 |  | 18 |  | Providing and fixing Pre cast RCC Boundary wall as per drawings and specifications, including centring, shuttering, moulding,RCC, reinforcement, casting, curing, hoisting, carriage of precast cols/panels to site,Excavation, PCC, backfilling,MS angles andConcertina coil etc. complete. | M | 340 |  | INCLUDED | 0 | 0 | 0 | 0 | 0 | 0
78 | 7000018820 | 1230 | 660 | 290 | Civil Works | 100001392 | 995455 |  | 18 |  | Switchyard Gate excluding Concrete | EA | 1 |  | INCLUDED | 0 | 0 | 0 | 0 | 0 | 0
79 | 7000018820 | 1230 | 660 | 300 | Civil Works | 100001542 | 995429 |  | 18 |  | Dismantling & Re-erection of Existing fence | M | 80 |  | INCLUDED | 0 | 0 | 0 | 0 | 0 | 0
80 | 7000018820 | 1230 | 660 | 310 | Civil Works | 100032643 | 995429 |  | 18 |  | Dismantling of Pre-cast Boundary Wall | M | 60 |  | INCLUDED | 0 | 0 | 0 | 0 | 0 | 0
81 | 7000018820 | 1300 | 690 | 10 | Foundation Bolts | 100001674 | 995455 |  | 18 |  | Erection of 28mm dia foundation bolts including nuts, checknuts, washers and packplates. | EA | 120 |  | INCLUDED | 0 | 0 | 0 | 0 | 0 | 0
82 | 7000018820 | 1300 | 690 | 20 | Foundation Bolts | 100001678 | 995455 |  | 18 |  | Erection of 63mm dia foundation bolts including nuts, checknuts, washers and packplates. | EA | 48 |  | INCLUDED | 0 | 0 | 0 | 0 | 0 | 0
83 | 7000018820 | 1300 | 690 | 30 | Foundation Bolts | 100001677 | 995455 |  | 18 |  | Erection of 56mm dia foundation bolts including nuts, checknuts, washers and packplates | EA | 16 |  | INCLUDED | 0 | 0 | 0 | 0 | 0 | 0
84 | 7000018820 | 1380 | 720 | 10 | PMU and associated equipment services | 170000502 | 998713 |  | 18 |  | Service:- Phasor Measurement Unit (PMU) | EA | 2 |  | INCLUDED | 0 | 0 | 0 | 0 | 0 | 0
85 | 7000018820 | 1380 | 720 | 20 | PMU and associated equipment services | 170000530 | 998734 |  | 18 |  | WAMS TIME SYSTEM(GPS RECEIVER) | EA | 2 |  | INCLUDED | 0 | 0 | 0 | 0 | 0 | 0
86 | 7000018820 | 1380 | 720 | 30 | PMU and associated equipment services | 170000503 | 998713 |  | 18 |  | Installation of Substation Grade Layer-3 LAN Switches as per Technical Specification | EA | 3 |  | INCLUDED | 0 | 0 | 0 | 0 | 0 | 0
87 | 7000018820 | 1380 | 720 | 40 | PMU and associated equipment services | 170000504 | 998713 |  | 18 |  | Services:- Armored Fibre Optic Cable and associated termination equipment | LOT | 1 |  | INCLUDED | 0 | 0 | 0 | 0 | 0 | 0
88 | 7000018820 | 1380 | 720 | 50 | PMU and associated equipment services | 170000501 | 998734 |  | 18 |  | Integration of PMU with the PDC (Phasor Data Concentrator) of RLDCs and respective SLDCs as required. | LOT | 1 |  | INCLUDED | 0 | 0 | 0 | 0 | 0 | 0
89 | 7000018820 | 1570 | 750 | 10 | Install BoQ of Comm Equip Jamkhambalia | 100002812 | 998734 |  | 18 |  | SDH Equipment (STM-16 MADM upto 5 MSP protected directions)-Base Equipment (Common cards, Cross Connect/control cards, optical basecards, power supply cards, power cabling, other hardware and accessories including sub racks, patch cord, DDF etc fully equipedexcluding optical interface & Tributary cards | EA | 1 |  | INCLUDED | 0 | 0 | 0 | 0 | 0 | 0
90 | 7000018820 | 1570 | 750 | 20 | Install BoQ of Comm Equip Jamkhambalia | 170000427 | 998734 |  | 18 |  | Optical Interface Cards/SFP# -S4.1 SDH Equipment -STM-4 | EA | 4 |  | INCLUDED | 0 | 0 | 0 | 0 | 0 | 0
91 | 7000018820 | 1570 | 750 | 30 | Install BoQ of Comm Equip Jamkhambalia | 170000433 | 998734 |  | 18 |  | Optical Interface Cards/SFP# -S16.1 for SDH Equipment-STM-16 | EA | 4 |  | INCLUDED | 0 | 0 | 0 | 0 | 0 | 0
92 | 7000018820 | 1570 | 750 | 40 | Install BoQ of Comm Equip Jamkhambalia | 170000435 | 998734 |  | 18 |  | Optical Interface Cards/SFP# -L16.2 for SDH Equipment-STM-16 | EA | 2 |  | INCLUDED | 0 | 0 | 0 | 0 | 0 | 0
93 | 7000018820 | 1570 | 750 | 50 | Install BoQ of Comm Equip Jamkhambalia | 100002825 | 998734 |  | 18 |  | Tributary interface- E1 interface (Minimum 16 nos.) | SET | 2 |  | INCLUDED | 0 | 0 | 0 | 0 | 0 | 0
94 | 7000018820 | 1570 | 750 | 60 | Install BoQ of Comm Equip Jamkhambalia | 170000550 | 998336 |  | 18 |  | Ethernet Interface 10/100 Base T with Layer-2 switching (Min 8 Interfaces per card) | EA | 2 |  | INCLUDED | 0 | 0 | 0 | 0 | 0 | 0
95 | 7000018820 | 1570 | 750 | 70 | Install BoQ of Comm Equip Jamkhambalia | 100002829 | 998734 |  | 18 |  | Tributary interface-Gigabit Ethernet Interfaces 10/100 Mbps with Layer -2 Switching (minimum 2 nos.) | SET | 1 |  | INCLUDED | 0 | 0 | 0 | 0 | 0 | 0
96 | 7000018820 | 1570 | 750 | 80 | Install BoQ of Comm Equip Jamkhambalia | 170000375 | 998734 |  | 18 |  | Equipment Cabinets-For SDH Equipments | EA | 1 |  | INCLUDED | 0 | 0 | 0 | 0 | 0 | 0
97 | 7000018820 | 1570 | 750 | 110 | Install BoQ of Comm Equip Jamkhambalia | 170000551 | 998336 |  | 18 |  | VOIP telephone instrument with one common switch (min. 8 port) | EA | 2 |  | INCLUDED | 0 | 0 | 0 | 0 | 0 | 0
98 | 7000018820 | 1570 | 750 | 120 | Install BoQ of Comm Equip Jamkhambalia | 100002882 | 998336 |  | 18 |  | Fibre Optic Approach cabling: Including installation hardware like ties/clips/cleats, conduits, ducts, supports, fittings,accessories etc.: 24 Fibre | KM | 1 |  | INCLUDED | 0 | 0 | 0 | 0 | 0 | 0
99 | 7000018820 | 1570 | 750 | 130 | Install BoQ of Comm Equip Jamkhambalia | 170000356 | 998336 |  | 18 |  | Fibre Optic Distribution Panel (FODP): Indoor Type: FC Coupling and mounted on ETSI 19" rack or slimline rack: Type 2 (96 Fibre) | EA | 1 |  | INCLUDED | 0 | 0 | 0 | 0 | 0 | 0
100 | 7000018820 | 1690 | 770 | 10 | Install BoQ of Comm Equip Remote End | 100002812 | 998734 |  | 18 |  | SDH Equipment (STM-16 MADM upto 5 MSP protected directions)-Base Equipment (Common cards, Cross Connect/control cards, optical basecards, power supply cards, power cabling, other hardware and accessories including sub racks, patch cord, DDF etc fully equipedexcluding optical interface & Tributary cards | EA | 1 |  | INCLUDED | 0 | 0 | 0 | 0 | 0 | 0
101 | 7000018820 | 1690 | 770 | 20 | Install BoQ of Comm Equip Remote End | 170000435 | 998734 |  | 18 |  | Optical Interface Cards/SFP# -L16.2 for SDH Equipment-STM-16 | EA | 2 |  | INCLUDED | 0 | 0 | 0 | 0 | 0 | 0
102 | 7000018820 | 1690 | 770 | 30 | Install BoQ of Comm Equip Remote End | 100002825 | 998734 |  | 18 |  | Tributary interface- E1 interface (Minimum 16 nos.) | SET | 2 |  | INCLUDED | 0 | 0 | 0 | 0 | 0 | 0
103 | 7000018820 | 1690 | 770 | 40 | Install BoQ of Comm Equip Remote End | 170000550 | 998336 |  | 18 |  | Ethernet Interface 10/100 Base T with Layer-2 switching (Min 8 Interfaces per card) | EA | 2 |  | INCLUDED | 0 | 0 | 0 | 0 | 0 | 0
104 | 7000018820 | 1690 | 770 | 50 | Install BoQ of Comm Equip Remote End | 100002829 | 998734 |  | 18 |  | Tributary interface-Gigabit Ethernet Interfaces 10/100 Mbps with Layer -2 Switching (minimum 2 nos.) | SET | 1 |  | INCLUDED | 0 | 0 | 0 | 0 | 0 | 0
105 | 7000018820 | 1690 | 770 | 60 | Install BoQ of Comm Equip Remote End | 170000375 | 998734 |  | 18 |  | Equipment Cabinets-For SDH Equipments | EA | 1 |  | INCLUDED | 0 | 0 | 0 | 0 | 0 | 0
106 | 7000018820 | 1690 | 770 | 70 | Install BoQ of Comm Equip Remote End | 170000376 | 998734 |  | 18 |  | NMS-Craft Terminal-Hardware | EA | 1 |  | INCLUDED | 0 | 0 | 0 | 0 | 0 | 0
107 | 7000018820 | 1690 | 770 | 80 | Install BoQ of Comm Equip Remote End | 170000377 | 998734 |  | 18 |  | NMS-Craft Terminal-Software | EA | 1 |  | INCLUDED | 0 | 0 | 0 | 0 | 0 | 0
108 | 7000018820 | 1690 | 770 | 90 | Install BoQ of Comm Equip Remote End | 170000551 | 998336 |  | 18 |  | VOIP telephone instrument with one common switch (min. 8 port) | EA | 2 |  | INCLUDED | 0 | 0 | 0 | 0 | 0 | 0
109 | 7000018820 | 1690 | 770 | 100 | Install BoQ of Comm Equip Remote End | 100002882 | 998336 |  | 18 |  | Fibre Optic Approach cabling: Including installation hardware like ties/clips/cleats, conduits, ducts, supports, fittings,accessories etc.: 24 Fibre | KM | 1 |  | INCLUDED | 0 | 0 | 0 | 0 | 0 | 0
110 | 7000018820 | 1690 | 770 | 110 | Install BoQ of Comm Equip Remote End | 170000356 | 998336 |  | 18 |  | Fibre Optic Distribution Panel (FODP): Indoor Type: FC Coupling and mounted on ETSI 19" rack or slimline rack: Type 2 (96 Fibre) | EA | 1 |  | INCLUDED | 0 | 0 | 0 | 0 | 0 | 0
111 | 7000018820 | 1800 | 790 | 10 | INSTALLATION PLCC REMOTE | 100000886 | 998734 |  | 18 |  | Coupling device for PLCC | EA | 2 |  | INCLUDED | 0 | 0 | 0 | 0 | 0 | 0
112 | 7000018820 | 1800 | 790 | 20 | INSTALLATION PLCC REMOTE | 100000888 | 998734 |  | 18 |  | Carrier Equipment Analog type (for Speech+Data & Speech+Protection) | EA | 2 |  | INCLUDED | 0 | 0 | 0 | 0 | 0 | 0
113 | 7000018820 | 1800 | 790 | 30 | INSTALLATION PLCC REMOTE | 100000890 | 998734 |  | 18 |  | Protection Coupler (Analog) | EA | 2 |  | INCLUDED | 0 | 0 | 0 | 0 | 0 | 0
114 | 7000018820 | 1800 | 790 | 40 | INSTALLATION PLCC REMOTE | 100000891 | 998734 |  | 18 |  | Digital Protection Coupler | EA | 2 |  | INCLUDED | 0 | 0 | 0 | 0 | 0 | 0
115 | 7000018820 | 1800 | 790 | 50 | INSTALLATION PLCC REMOTE | 100002437 | 998734 |  | 18 |  | Telephone Instruments (4 wire/Express) alongwith cabling | EA | 1 |  | INCLUDED | 0 | 0 | 0 | 0 | 0 | 0
116 | 7000018820 | 1800 | 790 | 60 | INSTALLATION PLCC REMOTE | 100000887 | 998734 |  | 18 |  | HF CABLE FOR PLCC-75 OHM | M | 500 |  | INCLUDED | 0 | 0 | 0 | 0 | 0 | 0
[16 empty] | 0 | 0 | 0 | 0 | 0 | 0
2: Total of Schedule-3; 16=14*15: 0 |  | 0 |  |  | 0 | 0
# | In case the bidder leaves the cell for confirmation of the SAC and/or GST rate “blank”, the SAC and corresponding GST rate indicated by the Employer shall be deemed to be the one confirmed by the Bidder.
| Date | [10 empty] | Printed Name
| Place | [10 empty] | Designation
0

## Sch-4
5002002316/SUB-STATION(EXCLUDIN/DOM/A06-CC CS -7 | [14 empty] | Schedule - 4
Substation Package SS97 for Extension of 400 kV Jamkhambaliya GIS Substation (JKTL) under Transmission Project–Jamnagar Oil Refinery of RIL to connect with Jamkhambaliya ISTS PS
(SCHEDULE OF RATES AND PRICES )
BIDDER:
0 | [12 empty] | To:
Bidder’s Name and Address (Sole Bidder) : | [12 empty] | Contract Services
Name : | [12 empty] | Power Grid Corporation of India Ltd.,
Address : | [12 empty] | "Saudamini", Plot No.-2
Sector-29,
Gurgaon (Haryana) - 122001
Training Charges :
SI. No. | PR No | Line Item No | Activity Header | PR Activity No | Activity Description | Service Code | SAC (Service Accounting Codes) | Whether SAC in column ‘…’ is confirmed. If not indicate applicable the SAC # | Rate of GST applicable ( in %) | Whether rate of GST in column ‘---’ is confirmed. If not indicate applicable rate of GST # | Description | Unit | Quantity | Unit Charges | Total Charges
1 | 2 | 3 | 4 | 5 | 6 | 7 | 8 | 9 | 10 | 11 | 12 | 13 | 14 | 15 | 16=14*15
NOT APPLICABLE
Date
| Place | [9 empty] | Printed Name
Designation

## Sch-5
5002002316/SUB-STATION(EXCLUDIN/DOM/A06-CC CS -7 |  |  |  | Schedule - 5
Substation Package SS97 for Extension of 400 kV Jamkhambaliya GIS Substation (JKTL) under Transmission Project–Jamnagar Oil Refinery of RIL to connect with Jamkhambaliya ISTS PS
(SUMMARY OF TAXES & DUTIES not included in Schedule 1 & 3)
BIDDER:
0 |  |  | To:
Bidder’s Name and Address (Sole Bidder) : |  |  | Contract Services
Name : |  |  | Power Grid Corporation of India Ltd.,
Address : |  |  | "Saudamini", Plot No.-2
Sector-29,
Gurgaon (Haryana) - 122001
Sl. No. | Item Nos. |  | Total Price (INR) |  | After Discount |  | After MPDiscount
1 | TOTAL GST on Goods |  | 0 |  | Excise Duty | #REF! | Excise Duty | #REF!
Total GST for Supply of Goods (inter-alia including Type Test Charges) between the Contractor and the Employer (identified in Schedule 1') which are not included in the Ex-works price as per the provision of the Bidding Documents, as applicable.
2 | TOTAL GST on Services |  | 0 |  | Sales Tax | 0 | Sales Tax | 0
| Total GST on Installation Services (indentified in Schedule-3) and Training to be imparted in India (identified in Schedule-4) which are not included in the Installation and Training charges as per the provision of the Bidding Documents, as applicable |  |  |  | #REF! | 0 | #REF! | 0
| GRAND TOTAL [1+2] |  | 0
Date : |  | Printed Name :
Place : |  | Designation :
Click for Sch-6

## Sch-5 after discount (hidden)
5002002316/SUB-STATION(EXCLUDIN/DOM/A06-CC CS -7 |  |  |  | Schedule - 5
Substation Package SS97 for Extension of 400 kV Jamkhambaliya GIS Substation (JKTL) under Transmission Project–Jamnagar Oil Refinery of RIL to connect with Jamkhambaliya ISTS PS
(SUMMARY OF TAXES & DUTIES APPLICABLE ON PLANT & EQUIPMENT)
BIDDER:
0 |  |  | To:
Bidder’s Name and Address (Sole Bidder) : |  |  | Contract Services
Name : |  |  | Power Grid Corporation of India Ltd.,
Address : |  |  | "Saudamini", Plot No.-2
Sector-29,
Gurgaon (Haryana) - 122001
Sl. No. | Item Nos. |  | Total Price (INR)
1 | TOTAL GST on Goods |  | 0
Total GST for Supply of Goods (inter-alia including Type Test Charges) between the Contractor and the Employer (identified in Schedule 1') which are not included in the Ex-works price as per the provision of the Bidding Documents, as applicable.
2 | TOTAL GST on Services |  | 0
Total GST on Installation Services (indentified in Schedule-3) and Training to be imparted in India (identified in Schedule-4) which are not included in the Installation and Training charges as per the provision of the Bidding Documents, as applicable
| GRAND TOTAL [1+2] |  | 0
Date : |  | Printed Name :
Place : |  | Designation :
Click for Sch-6

## Sch-6
5002002316/SUB-STATION(EXCLUDIN/DOM/A06-CC CS -7 |  |  | Schedule - 6
Substation Package SS97 for Extension of 400 kV Jamkhambaliya GIS Substation (JKTL) under Transmission Project–Jamnagar Oil Refinery of RIL to connect with Jamkhambaliya ISTS PS
(GRAND SUMMARY)
BIDDER:
0 |  |  | To:
Bidder’s Name and Address (Sole Bidder) : |  |  | Contract Services
Name : |  |  | Power Grid Corporation of India Ltd.,
Address : |  |  | "Saudamini", Plot No.-2
Sector-29,
Gurgaon (Haryana) - 122001
Sl. No. | Description |  | Total Price (INR)
1 | TOTAL SCHEDULE NO. 1 |  | 0
Ex-works price of Plant and Equipment including Type Test Charges
2 | TOTAL SCHEDULE NO. 2 |  | 0
Local Transportation, In-transit Insurance, loading and unloading
3 | TOTAL SCHEDULE NO. 3 |  | 0
Installation Charges
4 | TOTAL SCHEDULE NO. 4 |  | Not Applicable
Training Charges
5 | TOTAL SCHEDULE NO. 5 |  | 0
Taxes and Duties
6 | TOTAL SCHEDULE NO. 7 |  | Not Applicable
Type Test Charges [Total of this Schedule is included in Schedule - 1 above.]
GRAND TOTAL [1+2+3+5]
0
Date : |  | Printed Name :
Place : |  | Designation :
Click for Sch-7

## Sch-6 After Discount (hidden)
5002002316/SUB-STATION(EXCLUDIN/DOM/A06-CC CS -7 |  |  | Schedule - 6 After Discount
Substation Package SS97 for Extension of 400 kV Jamkhambaliya GIS Substation (JKTL) under Transmission Project–Jamnagar Oil Refinery of RIL to connect with Jamkhambaliya ISTS PS
(GRAND SUMMARY)
#REF! |  |  | To:
Bidder’s Name and Address (Sole Bidder) : |  |  | Contract Services
Name : |  |  | Power Grid Corporation of India Ltd.,
Address : |  |  | "Saudamini", Plot No.-2
Sector-29,
Gurgaon (Haryana) - 122001
Sl. No. | Description |  | Total Price (INR)
1 | TOTAL SCHEDULE NO. 1
Ex-works price of Plant and Equipment including Type Test Charges
2 | TOTAL SCHEDULE NO. 2
Local Transportation, Insurance and other Incidental Services
3 | TOTAL SCHEDULE NO. 3
Installation Charges
4 | TOTAL SCHEDULE NO. 4
Training Charges
5 | TOTAL SCHEDULE NO. 5
Taxes and Duties
6 | TOTAL SCHEDULE NO. 7
Type Test Charges [Total of this Schedule is included in Schedule - 1 above.]
GRAND TOTAL [1+2+3+4+5]
Date : |  | Printed Name :
Place : |  | Designation :
Click for Sch-7

## Sch-6 (After Discount)
5002002316/SUB-STATION(EXCLUDIN/DOM/A06-CC CS -7 |  |  | Schedule - 6
Substation Package SS97 for Extension of 400 kV Jamkhambaliya GIS Substation (JKTL) under Transmission Project–Jamnagar Oil Refinery of RIL to connect with Jamkhambaliya ISTS PS
(GRAND SUMMARY)
BIDDER:
0 |  |  | To:
Bidder’s Name and Address (Sole Bidder) : |  |  | Contract Services
Name : |  |  | Power Grid Corporation of India Ltd.,
Address : |  |  | "Saudamini", Plot No.-2
Sector-29,
Gurgaon (Haryana) - 122001
Sl. No. | Description |  | Total Price (INR) | From Sch-6 | Discount Factors
1 | TOTAL SCHEDULE NO. 1 |  | 0 | 0 | 0
Ex-works price of Plant and Equipment including Type Test Charges
2 | TOTAL SCHEDULE NO. 2 |  | 0 | 0 | 0
Local Transportation, In-transit Insurance, loading and unloading
3 | TOTAL SCHEDULE NO. 3 |  | 0 | 0 | 0
Installation Charges
4 | TOTAL SCHEDULE NO. 4 |  | Not Applicable
Training Charges
5 | TOTAL SCHEDULE NO. 5 |  | 0
Taxes and Duties
6 | TOTAL SCHEDULE NO. 7 |  | Not Applicable
Type Test Charges [Total of this Schedule is included in Schedule - 1 above.]
GRAND TOTAL [1+2+3+5]
0
Date : |  | Printed Name :
Place : |  | Designation :
Click for Sch-7

## Sch-7
5002002316/SUB-STATION(EXCLUDIN/DOM/A06-CC CS -7 | [11 empty] | Schedule 7
Substation Package SS97 for Extension of 400 kV Jamkhambaliya GIS Substation (JKTL) under Transmission Project–Jamnagar Oil Refinery of RIL to connect with Jamkhambaliya ISTS PS | [12 empty] | As per Lum-sum |  | 0
(SCHEDULE OF RATES AND PRICES ) | [12 empty] | AS per Percent |  | #REF!
BIDDER:
0
| Bidder’s Name and Address (Sole Bidder) : | [8 empty] | To:
| Name : | [8 empty] | Contract Services
| Address : | [8 empty] | Power Grid Corporation of India Ltd.,
"Saudamini", Plot No.-2
Sector-29,
Gurgaon (Haryana) - 122001
Type tests :
SL. NO. | PR No | Line Item No | Code | HSN of the Equipment /item for which type test is to be conducted | Whether HSN in column ‘---’ is confirmed. If not indicate applicable the HSN code # | Rate of GST applicable ( in %) | Whether rate of GST in column ‘---’ is confirmed. If not indicate applicable rate of GST # | Description of Test | Unit | Quantity | Unit Test Charge | Total Test Charges (Rs.) |  | Total Test Charges After Discount (Rs.) |  | Dis Alert | Total Test Charges After MPD (Rs.)
NOT APPLICABLE
| Date | [5 empty] | Printed Name
| Place | [5 empty] | Designation
5002002316/SUB-STATION(EXCLUDIN/DOM/A06-CC CS -7
Substation Package SS97 for Extension of 400 kV Jamkhambaliya GIS Substation (JKTL) under Transmission Project–Jamnagar Oil Refinery of RIL to connect with Jamkhambaliya ISTS PS | [7 empty] | 0 | 0
(SCHEDULE OF RATES AND PRICES ) | [7 empty] | 0 | 0
#REF!
#REF! | [7 empty] | #REF! | #REF!
#REF! | [7 empty] | #REF! | #REF!
#REF! | [7 empty] | #REF! | #REF!
[8 empty] | #REF! | #REF!
[8 empty] | 0 | 0
SL. NO. | [7 empty] | Description of Test | #REF!
#REF! | [7 empty] | #REF! | #REF!
#REF! | [7 empty] | #REF!
#REF! | [7 empty] | #REF! | #REF!
#REF! | [7 empty] | #REF! | #REF!
[8 empty] | #REF! | #REF!
#REF! | [7 empty] | #REF!
#REF! | [7 empty] | #REF!
#REF! | [7 empty] | #REF!
#REF! | [7 empty] | #REF! | #REF!
#REF! | [7 empty] | #REF! | #REF!
#REF! | [7 empty] | #REF! | #REF!
#REF! | [7 empty] | #REF! | #REF!
[8 empty] | #REF! | #REF!
#REF! | [7 empty] | #REF!
#REF! | [7 empty] | #REF! | #REF!
#REF! | [7 empty] | #REF! | #REF!
#REF! | [7 empty] | #REF! | #REF!
#REF! | [7 empty] | #REF! | #REF!
[8 empty] | #REF! | #REF!
#REF! | [7 empty] | #REF!
#REF! | [7 empty] | #REF! | #REF!
#REF! | [7 empty] | #REF! | #REF!
#REF! | [7 empty] | #REF! | #REF!
[8 empty] | #REF! | #REF!
#REF! | [7 empty] | #REF!
#REF! | [7 empty] | #REF! | #REF!
#REF! | [7 empty] | #REF! | #REF!
#REF! | [7 empty] | #REF! | #REF!
[8 empty] | #REF! | #REF!
#REF! | [7 empty] | #REF!
#REF! | [7 empty] | #REF! | #REF!
#REF! | [7 empty] | #REF! | #REF!
#REF! | [7 empty] | #REF! | #REF!
#REF! | [7 empty] | #REF! | #REF!
[8 empty] | #REF! | #REF!
[8 empty] | #REF! | #REF!
#REF! | [7 empty] | #REF!
#REF! | [7 empty] | #REF!
#REF! | [7 empty] | #REF! | #REF!
#REF! | [7 empty] | #REF! | #REF!
#REF! | [7 empty] | #REF! | #REF!
[8 empty] | #REF! | #REF!
[8 empty] | #REF! | #REF!
#REF! | [7 empty] | #REF!
#REF! | [7 empty] | #REF!
#REF! | [7 empty] | #REF! | #REF!
#REF! | [7 empty] | #REF! | #REF!
#REF! | [7 empty] | #REF! | #REF!
#REF! | [7 empty] | #REF! | #REF!
#REF! | [7 empty] | #REF! | #REF!
[8 empty] | #REF! | #REF!
#REF! | [7 empty] | #REF!
#REF! | [7 empty] | #REF! | #REF!
#REF! | [7 empty] | #REF! | #REF!
#REF! | [7 empty] | #REF! | #REF!
#REF! | [7 empty] | #REF! | #REF!
#REF! | [7 empty] | #REF! | #REF!
#REF! | [7 empty] | #REF! | #REF!
[8 empty] | #REF! | #REF!
#REF! | [7 empty] | #REF!
#REF! | [7 empty] | #REF! | #REF!
#REF! | [7 empty] | #REF! | #REF!
#REF! | [7 empty] | #REF! | #REF!
#REF! | [7 empty] | #REF! | #REF!
#REF! | [7 empty] | #REF! | #REF!
#REF! | [7 empty] | #REF! | #REF!
#REF! | [7 empty] | #REF! | #REF!
#REF! | [7 empty] | #REF! | #REF!
#REF! | [7 empty] | #REF! | #REF!
[8 empty] | #REF! | #REF!
#REF! | [7 empty] | #REF!
#REF! | [7 empty] | #REF! | #REF!
#REF! | [7 empty] | #REF! | #REF!
#REF! | [7 empty] | #REF! | #REF!
[8 empty] | #REF! | #REF!
#REF! | [7 empty] | #REF!
#REF! | [7 empty] | #REF! | #REF!
#REF! | [7 empty] | #REF! | #REF!
#REF! | [7 empty] | #REF! | #REF!
[8 empty] | #REF! | #REF!
#REF! | [7 empty] | #REF!
#REF! | [7 empty] | #REF! | #REF!
#REF! | [7 empty] | #REF! | #REF!
[8 empty] | #REF! | #REF!
#REF! | [7 empty] | #REF!
#REF! | [7 empty] | #REF! | #REF!
#REF! | [7 empty] | #REF! | #REF!
#REF! | [7 empty] | #REF! | #REF!
#REF! | [7 empty] | #REF! | #REF!
#REF! | [7 empty] | #REF! | #REF!
#REF! | [7 empty] | #REF! | #REF!
[8 empty] | #REF! | #REF!
#REF! | [7 empty] | #REF!
#REF! | [7 empty] | #REF! | #REF!
#REF! | [7 empty] | #REF! | #REF!
#REF! | [7 empty] | #REF! | #REF!
#REF! | [7 empty] | #REF! | #REF!
#REF! | [7 empty] | #REF!
#REF! | [7 empty] | #REF! | #REF!
#REF! | [7 empty] | #REF! | #REF!
#REF! | [7 empty] | #REF! | #REF!
#REF! | [7 empty] | #REF! | #REF!
[8 empty] | #REF! | #REF!
[8 empty] | #REF! | #REF!
[8 empty] | #REF! | #REF!

## Discount
This letter of discount is optional. Bidder may / may not offer any discount.
5002002316/SUB-STATION(EXCLUDIN/DOM/A06-CC CS -7 |  |  |  |  | Letter of Discount
LETTER OF DISCOUNT
To:
Contract Services | [6 empty] | Schedule 1 | 0
Power Grid Corporation of India Ltd., | [6 empty] | Schedule 2 | 0
"Saudamini", Plot No.-2 | [6 empty] | Schedule 3 | 0
Sector-29, (near IFFCO Chowk) | [6 empty] | Total | 0
Gurgaon (Haryana) - 122001
Subject : |  | Substation Package SS97 for Extension of 400 kV Jamkhambaliya GIS Substation (JKTL) under Transmission Project–Jamnagar Oil Refinery of RIL to connect with Jamkhambaliya ISTS PS
Dear Sir
With reference to the subject tender, we hereby offer unconditional discount on the prices quoted by us as per details given here below : | [5 empty] | Sch-1 | Sch-2 | Sch-3
| 1 | Discount on lum-sum basis on total price quoted by us without GST. [The discount shall be proportionately applicable on all the items of all the Schdules i.e. Sch-1 (without type test charges), Sch-2, Sch-3, Sch-4 & Sch-7] In Rs. |  |  |  | 0 | 0 | 0
| 2 | Discount on percent basis on total price quoted by us without GST. [The discount shall be applicable on all the items of all the Schdules i.e. Sch-1 (without type test charges), Sch-2 , Sch-3, Sch-4 & Sch-7] In Percent (%) |  |  |  | 0 | 0 | 0
| 3 | Discount on lum-sum basis on the Schedules as given below : [The discount shall be proportionately applicable on all the relevent items of the respective Schdules.] In Rs.
|  | Schedule-1 : Ex works prices |  | In Rs. |  | 0
|  | Schedule-2 : Local Transportation, In-transit Insurance, loading and unloading |  | In Rs. |  |  | 0
|  | Schedule-3 : Installation Charges |  | In Rs. |  |  |  | 0
|  | Schedule-4 : Training Charges |  | In Rs.
|  | Schedule-7 : Type Test Charges |  | In Rs.
| 4 | Discount on percent basis on the Schedules as given below : [The discount shall be applicable on all the relevent items of the respective Schdules.] In Percent (%)
|  | Schedule-1 : Ex works prices |  | In Percent (%) |  | 0
|  | Schedule-2 : Local Transportation, In-transit Insurance, loading and unloading |  | In Percent (%) |  |  | 0
|  | Schedule-3 : Installation Charges |  | In Percent (%) |  |  |  | 0
|  | Schedule-4 : Training Charges |  | In Percent (%)
|  | Schedule-7 : Type Test Charges |  | In Percent (%)
Discount(s) offered at sl. No. 1 to 4 will get displayed and accounted for automatically in the respective items of the Schedules.
| 5 | We hereby offer Multi-package discount as given below:
[6 empty] | 0 | 0 | 0 | 0 | 0
|  | Multi-Package Discount(s) offered at sl. No. 5 will not get automatically accounted for in the respective items of the Schedules. The same shall be worked out saparately for evaluation. |  |  |  | #DIV/0! | #DIV/0! | #DIV/0! | #DIV/0! | #REF!
[Discount will not be calculated authometrically. However, the same shall be considered during evaluation.]
Please consider this letter of discount as the integral part of our price bid.
Thanking you, we remain, | [5 empty] | 0 | 0 | 0
[5 empty] | Yours faithfully, | 0 | 0 | 0 | Discount Factors
For and on behalf of
Date : |  |  | Printed Name : | 0
Place : |  |  | Designation : | 0

## Octroi (hidden)
Details of Octroi
Sl No. | Description of Items | Amount on which Octroi is applicable | Rate of Octroi | Octroi
(1) | (2) | (3) | (4) | (5) =(3) x (4)
1 |  |  |  | 0
2 |  |  |  | 0
3 |  |  |  | 0
4 |  |  |  | 0
5 |  |  |  | 0
6 |  |  |  | 0
7 |  |  |  | 0
8 |  |  |  | 0
9 |  |  |  | 0
10 |  |  |  | 0
| Total |  |  | 0
Back to Sch 5

## Entry Tax (hidden)
Details of Entry Tax
Sl No. | Description of Items | Amount on which Entry Tax is applicable | Rate of Entry Tax | Entry Tax
(1) | (2) | (3) | (4) | (5) =(3) x (4)
1 |  |  |  | 0
2 |  |  |  | 0
3 |  |  |  | 0
4 |  |  |  | 0
5 |  |  |  | 0
6 |  |  |  | 0
7 |  |  |  | 0
8 |  |  |  | 0
9 |  |  |  | 0
10 |  |  |  | 0
| Total |  |  | 0
Back to Sch 5

## Other Taxes & Duties (hidden)
Details of Other Taxes & Duties
Sl No. | Description of Items | Amount on which Other Taxes & Duties are applicable | Description of Taxes & Duties | Rate of Taxes & Duties | Amount of Taxes & Duties
(1) | (2) | (3) | (4) | (5) | (6) =(3) x (4)
1 |  |  |  |  | 0
2 |  |  |  |  | 0
3 |  |  |  |  | 0
4 |  |  |  |  | 0
5 |  |  |  |  | 0
6 |  |  |  |  | 0
7 |  |  |  |  | 0
8 |  |  |  |  | 0
9 |  |  |  |  | 0
10 |  |  |  |  | 0
| Total |  |  |  | 0
Back to Sch 5

## Bid Form 2nd Envelope
5002002316/SUB-STATION(EXCLUDIN/DOM/A06-CC CS -7 |  |  |  |  | Bid Form 2nd Envelope |  |  |  | Sole Bidder | 1 | st |  | 1 | January
[9 empty] | 0 | 2 | nd |  | 2 | February
BID FORM (Second Envelope) | [9 empty] | 3 | rd |  | 3 | March
[10 empty] | 4 | th |  | 4 | April
Bid Proposal Ref. No. | [9 empty] | 5 | th |  | 5 | May
Date : | [9 empty] | 6 | th | #VALUE! | 6 | June
[10 empty] | 7 | th | #VALUE! | 7 | July
To: | [9 empty] | 8 | th | #VALUE! | 8 | August
0 | [9 empty] | 9 | th | #VALUE! | 9 | September
Power Grid Corporation of India Ltd., | [9 empty] | 10 | th |  | 10 | October
"Saudamini", Plot No.-2 | [9 empty] | 11 | th |  | 11 | November
Sector-29, | [9 empty] | 12 | th |  | 12 | December
Gurgaon (Haryana) - 122001 | [9 empty] | 13 | th
[10 empty] | 14 | th
Name of Contract : |  | Substation Package SS97 for Extension of 400 kV Jamkhambaliya GIS Substation (JKTL) under Transmission Project–Jamnagar Oil Refinery of RIL to connect with Jamkhambaliya ISTS PS | [7 empty] | 15 | th
Dear Ladies and/or Gentlemen, | [9 empty] | 16 | th
1 | In continuation of First Envelope of our Bid, we hereby submit the Second Envelope of the Bid, both of which shall be read together and in conjunction with each other, and shall be construed as an integral part of our Bid. Accordingly, we the undersigned, offer to design, manufacture, test, deliver, install and commission (including carrying out Trial Operation, Performance & Guarantee Test as per provision of Technical Specification) under the above-named package in full conformity with the said Bidding Documents for the sum of Rs. 0/- () or such other sums as may be determined in accordance with the terms and conditions of the Bidding Documents |  |  |  |  | In continuation of First Envelope of our Bid, we hereby submit the Second Envelope of the Bid, both of which shall be read together and in conjunction with each other, and shall be construed as an integral part of our Bid. Accordingly, we the undersigned, offer to design, manufacture, test, deliver, install and commission (including carrying out Trial Operation, Performance & Guarantee Test as per provision of Technical Specification) under the above-named package in full conformity with the said Bidding Documents for the sum of Rs. |  |  |  | 17 | th
[6 empty] | 0 | /- (
)
| The above amounts are in accordance with the price schedules attached herewith and are made part of this bid. |  |  |  |  | or such other sums as may be determined in accordance with the terms and conditions of the Bidding Documents |  |  |  | 18 | th
2 | Price Schedules | [8 empty] | 19 | th
2.1 | In line with the requirements of the Bidding documents, we enclose herewith the following Price Schedules, duly filled - in as per your proforma: | [8 empty] | 20 | th
| Schedule 1 |  | Plant and Equipment (Including Mandatory Spare Parts) to be supplied, including Type Test Charges. | [6 empty] | 21 | st
| Schedule 2 |  | Local Transportation, In-transit Insurance, loading and unloading | [6 empty] | 22 | th
| Schedule 3 |  | Installation Charges. |  |  | Sole Bidder |  |  |  | 23 | th
| Schedule 4 |  | Training charges for training to be imparted (Not Applicable) | [6 empty] | 24 | th
| Schedule 5 |  | Taxes and Duties not included in Schedule 1 & 3 | [6 empty] | 25 | th
| Schedule 6 |  | Grand Summary [Schedule 1to 5] | [6 empty] | 26 | th
| Schedule 7 |  | Break-up of Type Test Charges (Not Applicable) | [6 empty] | 27 | th
2.2 | We are aware that the Price Schedules do not generally give a full description of the Work to be performed under each item and we shall be deemed to have read the Technical Specifications and other sections of the Bidding Documents and Drawings to ascertain the full scope of Work included in each item while filling-in the rates and prices. We agree that the entered rates and prices shall be deemed to include for the full scope as aforesaid, including overheads and profit. | [8 empty] | 28 | th
2.3 | We declare that as specified in Clause 11.5, Section –II:ITB, Vol.-I of the Bidding Documents, prices quoted by us in the Price Schedules in Second Envelope shall be on ‘Firm’ basis during the entire currency of contract and shall not be subject to price variation, what-so-ever during contract execution. | [8 empty] | 29 | th
2.4 | We understand that in the price schedules, where there are errors between the total of the amounts given under the column for the price Breakdown and the amount given under the Total Price, the former shall prevail and the latter will be corrected accordingly. We further understand that where there are discrepancies between amounts stated in figures and amounts stated in words, the amount stated in words shall prevail. Similarly, any discrepancy in the total bid price and that of the summation of Schedule price (price indicated in a Schedule indicating the total of that schedule), the total bid price shall be corrected to reflect the actual summation of the Schedule prices. | [8 empty] | 30 | th
2.5 | We declare that items left blank in the Schedules will be deemed to have been included in other items. The TOTAL for each Schedule and the TOTAL of Grand Summary shall be deemed to be the total price for executing the Facilities and sections thereof in complete accordance with the Contract, whether or not each individual item has been priced. | [8 empty] | 31 | st
3 | We confirm that except as otherwise specifically provided our Bid Prices in this Second Envelope include all taxes, duties, levies and charges as may be assessed on us, our Sub-Contractor/Sub-Vendor or their employees by all municipal, state or national government authorities in connection with the Facilities, in and outside of India.
3.1 | 100% of applicable Taxes and Duties i.e GST which are payable by the Employer under the Contract, shall be reimbursed by the Employer on production of satisfactory documentary evidence by the Contractor in accordance with the provisions of the Bidding Documents
3.2 | We further understand that notwithstanding 3.0 above, in case of award on us, you shall also bear and pay/reimburse to us, GST applicable on supplies by us to you, imposed on the Plant & Equipment including Mandatory Spare Parts to be incorporated into the Facilities including Type Test charges for Type test to be conducted in India specified in Schedule No. 1, Installation Services specified in Schedule No. 3 and Charges for Training to be imparted in India specified in Schedule No. 4 of the Price Schedule in this Second Envelope, by the Indian Laws.
3.3 | We confirm that we have also registered/we shall also get registered in the GST Network with a GSTIN in all the states where the project is located and the states from which we shall make our supply of goods.
4 | # (For Joint Venture only) We, the partners of Joint Venture submitting this bid, do agree and confirm that in case of Award of Contract on the Joint Venture, we shall be jointly and severally liable and responsible for the execution of the Contract in accordance with Contract terms and conditions.
5 | We, hereby, declare that only the persons or firms interested in this proposal as principals are named here and that no other persons or firms other than those mentioned herein have any interest in this proposal or in the Contract to be entered into, if the award is made on us, that this proposal is made without any connection with any other person, firm or party likewise submitting a proposal is in all respects for and in good faith, without collusion or fraud.
Thanking you, we remain,
Yours faithfully,
For and on behalf of test
Signature :
Date : |  |  |  | Printed Name : | 0
Place : |  |  |  | Designation : | 0
Common Seal :
Please provide additional information of the Bidder
Business Address :
Country of Incorporation :
State/Province to be indicated :
Name of Principal Officer :
Address of Principal Officer :
Note: Bidders may note that no prescribed proforma has been enclosed for Attachment 2 : Power of Attorney. Bidders may use their own proforma for furnishing the required information with the bid.
* * *
Back to Cover Page

## Contracts-Template (hidden)
Exworks
| Total Ex-Works Price Direct |  |  |  |  | 0
| Total Ex-Works Price Bought Out |  |  |  |  | 0
| Total Ex-Works Price |  |  |  |  | 0
| Total Type Test charges as per Schedule-7 |  |  |  |  | #REF!
| Total Ex-works Price including Type Test charges |  |  |  |  | #REF!
Note : | Specify amount of Excise Duty, Sales Tax/'VAT and other taxes payable on the transaction between the Contractor and the Employer and octroi/entry tax as applicable for destination site/state on all items of supply including bought-out finished items (to be identified in the Contract), which shall be dispatched directly from the sub-vendor’s works to the Employer’s site (sale-in-transit), separately in Schedule-5. Excise Duty, Sales tax and other levies for all the bought-out items are to be included in the EXW Price (Col. No. 5) only and not to be indicated in Schedule-5.
^ | If the item(s) quoted/considered as "Bought-out" in the bid are manufactured at Bidder's works and confirmed to be supplied under “Direct transaction” by the bidder, then the taxes and duties on such items shall be paid/reimbursed by POWERGRID in line with the provisions of Bidding Documents. For this purpose, at the time of award, the Ex-works price (exclusive of taxes & duties) shall be arrived at from the quoted Ex-works price (inclusive of taxes ad duties) by excluding taxes and duties applicable on such items, as on date of Bid opening, in case of supplies from manufacturer proposed in the bid. During contract execution, the taxes and duties on such items shall be paid/reimbursed at actuals, limited to the rates prevailing on date of Bid opening.
Date : | --
Place : |  |  | Printed Name : |  | --
Designation :
FandI
| Total F&I Price |  |  |  |  | (=SUM(I16:I27))
Date : | (='Sch-1'!B43)
Place : | (='Sch-1'!B44) |  | Printed Name : | (='Sch-1'!E44)
|  |  | Designation : | (='Sch-1'!E45)
service
| Total Installaiton Charges | [5 empty] | #REF!
Date : | (='Sch-1'!B43)
Place : | (='Sch-1'!B44) |  | Printed Name : | (='Sch-1'!E44)
|  |  | Designation : | (='Sch-1'!E45)
Training
Date : | (=IF('Sch-1'!B43=0,"", 'Sch-1'!B43)) |  | (="Printed Name : " & IF('Sch-1'!E44=0,"",'Sch-1'!E44))
Place : | (=IF('Sch-1'!B44=0,"", 'Sch-1'!B44)) |  | (="Designation : " & IF('Sch-1'!E45=0,"",'Sch-1'!E45))
Type test
| TOTAL TYPE TEST CHARGES |  |  |  |  | (=SUM(I17:I18))
Date : | (='Sch-1'!B43) | (="Printed Name : " & 'Sch-1'!E44)
Place : | (='Sch-1'!B44) | (="Designation : " & 'Sch-1'!E45)
Note : | Bidder should indicate the name of test laboratories where type tests are proposed to be conducted
Direct
Bought-out

## N-W (Cr.) (hidden)
#REF! |  |  | 0 |  | #REF! |  |  | 0 |  |  | #REF!
#REF!
INR
#REF! |  |  |  |  | #REF! | [5 empty] | #N/A
#N/A
#REF! | #REF! |  | 0 |  | #REF! | #REF! |  | 0
#REF! | #REF! | #REF! | 0 |  | #REF! | #REF! | #REF! | 0
#REF! | #REF! | #REF! | 0 |  | #REF! | #REF! | #REF! | 0 |  | #REF! | 0 | 0 | 0 | 0 | #REF! | plus
#REF! | #REF! | #REF! | 0 |  | #REF! | #REF! | #REF! | 0 |  | #REF! | 0 | 0 | 0 | 1 | #REF!
#REF! | #REF! | #REF! | 0 |  | #REF! | #REF! | #REF! | 0 |  | #REF! | 0 | 0 | 1 | 0 | #REF!
#REF! | #REF! | #REF! | 0 |  | #REF! | #REF! | #REF! | 0 |  | #REF! | 0 | 0 | 1 | 1 | #REF!
[10 empty] | #REF! | 0 | 1 | 0 | 0 | #REF!
1 | One |  | 1 | One | 1 | One |  | 1 | One | #REF! | 0 | 1 | 0 | 1 | #REF!
2 | Two |  | 2 | Two | 2 | Two |  | 2 | Two | #REF! | 0 | 1 | 1 | 0 | #REF!
3 | Three |  | 3 | Three | 3 | Three |  | 3 | Three | #REF! | 0 | 1 | 1 | 1 | #REF!
4 | Four |  | 4 | Four | 4 | Four |  | 4 | Four | #REF! | 1 | 0 | 0 | 0 | #REF!
5 | Five |  | 5 | Five | 5 | Five |  | 5 | Five | #REF! | 1 | 0 | 0 | 1 | #REF!
6 | Six |  | 6 | Six | 6 | Six |  | 6 | Six | #REF! | 1 | 0 | 1 | 0 | #REF!
7 | Seven |  | 7 | Seven | 7 | Seven |  | 7 | Seven | #REF! | 1 | 0 | 1 | 1 | #REF!
8 | Eight |  | 8 | Eight | 8 | Eight |  | 8 | Eight | #REF! | 1 | 1 | 0 | 0 | #REF!
9 | Nine |  | 9 | Nine | 9 | Nine |  | 9 | Nine | #REF! | 1 | 1 | 0 | 1 | #REF!
10 | Ten |  | 10 | Ten | 10 | Ten |  | 10 | Ten | #REF! | 1 | 1 | 1 | 0 | #REF!
11 | Eleven |  | 11 | Eleven | 11 | Eleven |  | 11 | Eleven | #REF! | 1 | 1 | 1 | 1 | #REF!
12 | Twelve |  | 12 | Twelve | 12 | Twelve |  | 12 | Twelve
13 | Thirteen |  | 13 | Thirteen | 13 | Thirteen |  | 13 | Thirteen
14 | Fourteen |  | 14 | Fourteen | 14 | Fourteen |  | 14 | Fourteen
15 | Fifteen |  | 15 | Fifteen | 15 | Fifteen |  | 15 | Fifteen
16 | Sixteen |  | 16 | Sixteen | 16 | Sixteen |  | 16 | Sixteen | #REF! | 0 | 0 | 0 | 0 | #REF! | +
17 | Seventeen |  | 17 | Seventeen | 17 | Seventeen |  | 17 | Seventeen | #REF! | 0 | 0 | 0 | 1 | #REF! | /- +
18 | Eighteen |  | 18 | Eighteen | 18 | Eighteen |  | 18 | Eighteen | #REF! | 0 | 0 | 1 | 0 | #REF! | /-
19 | Nineteen |  | 19 | Nineteen | 19 | Nineteen |  | 19 | Nineteen | #REF! | 0 | 0 | 1 | 1 | #REF!
20 | Twenty |  | 20 | Twenty | 20 | Twenty |  | 20 | Twenty | #REF! | 0 | 1 | 0 | 0 | #REF!
21 | Twenty One |  | 21 | Twenty One | 21 | Twenty One |  | 21 | Twenty One | #REF! | 0 | 1 | 0 | 1 | #REF!
22 | Twenty Two |  | 22 | Twenty Two | 22 | Twenty Two |  | 22 | Twenty Two | #REF! | 0 | 1 | 1 | 0 | #REF!
23 | Twenty Three |  | 23 | Twenty Three | 23 | Twenty Three |  | 23 | Twenty Three | #REF! | 0 | 1 | 1 | 1 | #REF!
24 | Twenty Four |  | 24 | Twenty Four | 24 | Twenty Four |  | 24 | Twenty Four | #REF! | 1 | 0 | 0 | 0 | #REF!
25 | Twenty Five |  | 25 | Twenty Five | 25 | Twenty Five |  | 25 | Twenty Five | #REF! | 1 | 0 | 0 | 1 | #REF!
26 | Twenty Six |  | 26 | Twenty Six | 26 | Twenty Six |  | 26 | Twenty Six | #REF! | 1 | 0 | 1 | 0 | #REF!
27 | Twenty Seven |  | 27 | Twenty Seven | 27 | Twenty Seven |  | 27 | Twenty Seven | #REF! | 1 | 0 | 1 | 1 | #REF!
28 | Twenty Eight |  | 28 | Twenty Eight | 28 | Twenty Eight |  | 28 | Twenty Eight | #REF! | 1 | 1 | 0 | 0 | #REF!
29 | Twenty Nine |  | 29 | Twenty Nine | 29 | Twenty Nine |  | 29 | Twenty Nine | #REF! | 1 | 1 | 0 | 1 | #REF!
30 | Thirty |  | 30 | Thirty | 30 | Thirty |  | 30 | Thirty | #REF! | 1 | 1 | 1 | 0 | #REF!
31 | Thirty One |  | 31 | Thirty One | 31 | Thirty One |  | 31 | Thirty One | #REF! | 1 | 1 | 1 | 1 | #REF!
32 | Thirty Two |  | 32 | Thirty Two | 32 | Thirty Two |  | 32 | Thirty Two
33 | Thirty Three |  | 33 | Thirty Three | 33 | Thirty Three |  | 33 | Thirty Three
34 | Thirty Four |  | 34 | Thirty Four | 34 | Thirty Four |  | 34 | Thirty Four
35 | Thirty Fivr |  | 35 | Thirty Fivr | 35 | Thirty Fivr |  | 35 | Thirty Fivr
36 | Thirty Six |  | 36 | Thirty Six | 36 | Thirty Six |  | 36 | Thirty Six
37 | Thirty Seven |  | 37 | Thirty Seven | 37 | Thirty Seven |  | 37 | Thirty Seven
38 | Thirty Eight |  | 38 | Thirty Eight | 38 | Thirty Eight |  | 38 | Thirty Eight
39 | Thirty Nine |  | 39 | Thirty Nine | 39 | Thirty Nine |  | 39 | Thirty Nine
40 | Forty |  | 40 | Forty | 40 | Forty |  | 40 | Forty
41 | Forty One |  | 41 | Forty One | 41 | Forty One |  | 41 | Forty One
42 | Forty Two |  | 42 | Forty Two | 42 | Forty Two |  | 42 | Forty Two
43 | Forty Three |  | 43 | Forty Three | 43 | Forty Three |  | 43 | Forty Three
44 | Forty Four |  | 44 | Forty Four | 44 | Forty Four |  | 44 | Forty Four
45 | Forty Five |  | 45 | Forty Five | 45 | Forty Five |  | 45 | Forty Five
46 | Forty Six |  | 46 | Forty Six | 46 | Forty Six |  | 46 | Forty Six
47 | Forty Seven |  | 47 | Forty Seven | 47 | Forty Seven |  | 47 | Forty Seven
48 | Forty Eight |  | 48 | Forty Eight | 48 | Forty Eight |  | 48 | Forty Eight
49 | Forty Nine |  | 49 | Forty Nine | 49 | Forty Nine |  | 49 | Forty Nine
50 | Fifty |  | 50 | Fifty | 50 | Fifty |  | 50 | Fifty
51 | Fifty One |  | 51 | Fifty One | 51 | Fifty One |  | 51 | Fifty One
52 | Fifty Two |  | 52 | Fifty Two | 52 | Fifty Two |  | 52 | Fifty Two
53 | Fifty Three |  | 53 | Fifty Three | 53 | Fifty Three |  | 53 | Fifty Three
54 | Fifty Four |  | 54 | Fifty Four | 54 | Fifty Four |  | 54 | Fifty Four
55 | Fifty Five |  | 55 | Fifty Five | 55 | Fifty Five |  | 55 | Fifty Five
56 | Fifty Six |  | 56 | Fifty Six | 56 | Fifty Six |  | 56 | Fifty Six
57 | Fifty Seven |  | 57 | Fifty Seven | 57 | Fifty Seven |  | 57 | Fifty Seven
58 | Fifty Eight |  | 58 | Fifty Eight | 58 | Fifty Eight |  | 58 | Fifty Eight
59 | Fifty Nine |  | 59 | Fifty Nine | 59 | Fifty Nine |  | 59 | Fifty Nine
60 | Sixty |  | 60 | Sixty | 60 | Sixty |  | 60 | Sixty
61 | Sixty One |  | 61 | Sixty One | 61 | Sixty One |  | 61 | Sixty One
62 | Sixty Two |  | 62 | Sixty Two | 62 | Sixty Two |  | 62 | Sixty Two
63 | Sixty Three |  | 63 | Sixty Three | 63 | Sixty Three |  | 63 | Sixty Three
64 | Sixty Four |  | 64 | Sixty Four | 64 | Sixty Four |  | 64 | Sixty Four
65 | Sixty Five |  | 65 | Sixty Five | 65 | Sixty Five |  | 65 | Sixty Five
66 | Sixty Six |  | 66 | Sixty Six | 66 | Sixty Six |  | 66 | Sixty Six
67 | Sixty Seven |  | 67 | Sixty Seven | 67 | Sixty Seven |  | 67 | Sixty Seven
68 | Sixty Eight |  | 68 | Sixty Eight | 68 | Sixty Eight |  | 68 | Sixty Eight
69 | Sixty Nine |  | 69 | Sixty Nine | 69 | Sixty Nine |  | 69 | Sixty Nine
70 | Seventy |  | 70 | Seventy | 70 | Seventy |  | 70 | Seventy
71 | Seventy One |  | 71 | Seventy One | 71 | Seventy One |  | 71 | Seventy One
72 | Seventy Two |  | 72 | Seventy Two | 72 | Seventy Two |  | 72 | Seventy Two
73 | Seventy Three |  | 73 | Seventy Three | 73 | Seventy Three |  | 73 | Seventy Three
74 | Seventy Four |  | 74 | Seventy Four | 74 | Seventy Four |  | 74 | Seventy Four
75 | Seventy Five |  | 75 | Seventy Five | 75 | Seventy Five |  | 75 | Seventy Five
76 | Seventy Six |  | 76 | Seventy Six | 76 | Seventy Six |  | 76 | Seventy Six
77 | Seventy Seven |  | 77 | Seventy Seven | 77 | Seventy Seven |  | 77 | Seventy Seven
78 | Seventy Eight |  | 78 | Seventy Eight | 78 | Seventy Eight |  | 78 | Seventy Eight
79 | Seventy Nine |  | 79 | Seventy Nine | 79 | Seventy Nine |  | 79 | Seventy Nine
80 | Eighty |  | 80 | Eighty | 80 | Eighty |  | 80 | Eighty
81 | Eighty One |  | 81 | Eighty One | 81 | Eighty One |  | 81 | Eighty One
82 | Eighty Two |  | 82 | Eighty Two | 82 | Eighty Two |  | 82 | Eighty Two
83 | Eighty Three |  | 83 | Eighty Three | 83 | Eighty Three |  | 83 | Eighty Three
84 | Eighty Four |  | 84 | Eighty Four | 84 | Eighty Four |  | 84 | Eighty Four
85 | Eighty Five |  | 85 | Eighty Five | 85 | Eighty Five |  | 85 | Eighty Five
86 | Eighty Six |  | 86 | Eighty Six | 86 | Eighty Six |  | 86 | Eighty Six
87 | Eighty Seven |  | 87 | Eighty Seven | 87 | Eighty Seven |  | 87 | Eighty Seven
88 | Eighty Eight |  | 88 | Eighty Eight | 88 | Eighty Eight |  | 88 | Eighty Eight
89 | Eighty Nine |  | 89 | Eighty Nine | 89 | Eighty Nine |  | 89 | Eighty Nine
90 | Ninety |  | 90 | Ninety | 90 | Ninety |  | 90 | Ninety
91 | Ninety One |  | 91 | Ninety One | 91 | Ninety One |  | 91 | Ninety One
92 | Ninety Two |  | 92 | Ninety Two | 92 | Ninety Two |  | 92 | Ninety Two
93 | Ninety Three |  | 93 | Ninety Three | 93 | Ninety Three |  | 93 | Ninety Three
94 | Ninety Four |  | 94 | Ninety Four | 94 | Ninety Four |  | 94 | Ninety Four
95 | Ninety Five |  | 95 | Ninety Five | 95 | Ninety Five |  | 95 | Ninety Five
96 | Ninety Six |  | 96 | Ninety Six | 96 | Ninety Six |  | 96 | Ninety Six
97 | Ninety Seven |  | 97 | Ninety Seven | 97 | Ninety Seven |  | 97 | Ninety Seven
98 | Ninety Eight |  | 98 | Ninety Eight | 98 | Ninety Eight |  | 98 | Ninety Eight
99 | Ninety Nine |  | 99 | Ninety Nine | 99 | Ninety Nine |  | 99 | Ninety Nine
100 | One Hundred |  | 100 | One Hundred | 100 | One Hundred |  | 100 | One Hundred
BG VALUE:
#REF!
#REF!
#REF! | #REF!
#REF! | #REF! | #REF!
#REF! | #REF! | #REF!
#REF! | #REF! | #REF!
#REF! | #REF! | #REF!
#REF! | #REF! | #REF!
1 | One
2 | Two
3 | Three
4 | Four
5 | Five
6 | Six
7 | Seven
8 | Eight
9 | Nine
10 | Ten
11 | Eleven
12 | Twelve
13 | Thirteen
14 | Fourteen
15 | Fifteen
16 | Sixteen
17 | Seventeen
18 | Eighteen
19 | Nineteen
20 | Twenty
21 | Twenty One
22 | Twenty Two
23 | Twenty Three
24 | Twenty Four
25 | Twenty Five
26 | Twenty Six
27 | Twenty Seven
28 | Twenty Eight
29 | Twenty Nine
30 | Thirty
31 | Thirty One
32 | Thirty Two
33 | Thirty Three
34 | Thirty Four
35 | Thirty Fivr
36 | Thirty Six
37 | Thirty Seven
38 | Thirty Eight
39 | Thirty Nine
40 | Forty
41 | Forty One
42 | Forty Two
43 | Forty Three
44 | Forty Four
45 | Forty Five
46 | Forty Six
47 | Forty Seven
48 | Forty Eight
49 | Forty Nine
50 | Fifty
51 | Fifty One
52 | Fifty Two
53 | Fifty Three
54 | Fifty Four
55 | Fifty Five
56 | Fifty Six
57 | Fifty Seven
58 | Fifty Eight
59 | Fifty Nine
60 | Sixty
61 | Sixty One
62 | Sixty Two
63 | Sixty Three
64 | Sixty Four
65 | Sixty Five
66 | Sixty Six
67 | Sixty Seven
68 | Sixty Eight
69 | Sixty Nine
70 | Seventy
71 | Seventy One
72 | Seventy Two
73 | Seventy Three
74 | Seventy Four
75 | Seventy Five
76 | Seventy Six
77 | Seventy Seven
78 | Seventy Eight
79 | Seventy Nine
80 | Eighty
81 | Eighty One
82 | Eighty Two
83 | Eighty Three
84 | Eighty Four
85 | Eighty Five
86 | Eighty Six
87 | Eighty Seven
88 | Eighty Eight
89 | Eighty Nine
90 | Ninety
91 | Ninety One
92 | Ninety Two
93 | Ninety Three
94 | Ninety Four
95 | Ninety Five
96 | Ninety Six
97 | Ninety Seven
98 | Ninety Eight
99 | Ninety Nine
100 | One Hundred