## Basic (hidden)
Package Name | 110kV GIS Substation Package SS 145 for Establishment of a 110/22kV gas Insulated substation at Lawspet in Puducherry with allied works under consultancy services to PED.
Direct
Package Code | SS-145 | Bought-out
Specification No. | CC/NT/W-GIS/DOM/A02/25/03858
GST Slabs
0
5
12
18
28

## Cover
REVISION 3
Price Schedules | 110kV GIS Substation Package SS 145 for Establishment of a 110/22kV gas Insulated substation at Lawspet in Puducherry with allied works under consultancy services to PED. |  | SS-145
CC/NT/W-GIS/DOM/A02/25/03858
| 1 | Fill up only green shaded cells in Sch-1, Sch-2, Sch-3, Sch-5, Sch-7 and Bid Form 2nd Envelope.
| 2 | All the cells in Sch-4 & Sch-6 are auto filled, therefore no cell is required to be filled up there.
| 3 | Instructions / error messages, if any, will be displayed automatically after selecting the cell.
| 4 | After filling up all the schedues, save the file, take print out of all the schedules and Bid form and sign & stamp and submit them as hard copy of the 2nd envelope (Price part) of the bid. Also ensure to submit the soft copy of the the same file on CD/ DVD.
Click to skip Instructions & Proceed
Click for Detailed General Instructions
General guidelines for filling up the Price Schedules, Sch-1 to Sch-7

## Instructions (hidden)
General Instruction to the Bidders for filling up this workbook of Price Schedules for Package TW13
I | While filling up the worksheets following may please be observed :
| (i) | Fill up only green shaded cells.
| (ii) | Certain data type entries have been restricted, such as Numeric values or limits of numeric values.
| (iii) | Select only the options provided in pull down menus.
| (iv) | Do not link any cell of this work book with any other work book.
| (v) | Do not use copy & paste or cut & paste options for filling up the data.
| (vi) | Do not reformat any of the cell of the work book.
II | This Workbook consists of following worksheets :
Cover :
Opening page of the workbook.
Names of Bidder :
| ● | Select Sole Bidder or JV (Joint Venture) from the pull down menu. Do not leave this cell blank.
| ● | Select nos. of the JV Partners other than the Lead Partner from drop down menu.
| ● | In case of JV partners more than 2, enter details of 3rd & more partners along with details of 2nd partner.
| ● | Fill up names and address of the Sole Bidder and /or Joint Venture.
| ● | Fill up date in dd-mm-yyyy format from drop down menu.
| ● | Click for Sch-1 given at the right top of the worksheet to go to Sch-1.
Sch-1 (Ex-works Prices) :
| ● | Fill up unit rates for all the items in numeric values greater than 0 (zero). If unit rate is left blank, the corresponding item shall be deemed to be included in the total price.
| ● | Corresponding cell for mode of transaction shall be come enable only after filling up the unit rate, therefore first fill up the unit rate and then mode of transaction for the corresponding item.
| ● | Select either Direct or Bought-out from the drop down menu. Do not leave the cell blank the same shall be deemed to be Bought-out if the cell is left blank.
| ● | Total amount shall get calculated automatically.
| ● | Type Test charges shall appear automatically after filling up Sch-7 appropriately.
Sch-2 (Freight & Insurance Charges) :
| ● | Fill up unit rates for all the items in numeric values greater than 0 (zero). If unit rate is left blank, the corresponding item shall be deemed to be included in the total price.
| ● | Total amount shall get calculated automatically.
Sch-3 (Erection Charges) :
| ● | Fill up unit rates for all the items in numeric values greater than 0 (zero). If unit rate is left blank, the corresponding item shall be deemed to be included in the total price.
| ● | Total amount shall get calculated automatically.
Sch-4 (Training Charges) :
| ● | Not applicable, hence no cell is required to be filled up.
Sch-5 (Summary of Taxes and Duties applicable on the Goods) :
| ● | Fill up applicable rate of Excise Duty. The amount of Excise Duty on the items mentioned as Direct in the mode of transaction in Schedule-1 shall be calculated automatically at the rate mentioned by the bidder here.
| ● | Segregate and fill up the amount on which Sales Tax shall be applicable out of Ex-works supply items mentioned as direct in the mode of transaction in Schedule-1. Applicable Excise Duty on this amount will be calculated automatically at the rate mentioned by the bidder. Further, fill up the rate of applicable Sales Tax. Amount of Sales Tax shall be automatically calculated on the amount mentioned by the bidder as subjected to Sales Tax plus applicable Excise Duty at the rate mentioned by the Bidder.
| ● | Difference of total amount quoted by the bidder as Direct Transaction and the amount mentioned by him subjected to Sales Tax shall be considered as the amount on which VAT shall become applicable and the same shall be calculated & displayed automatically. Applicable Excise Duty on this amount at the rate mentioned by the bidder shall also be calculated & displayed automatically. Fill up the rate of applicable VAT. The amount of VAT shall be calculated automatically on the amount considered to be subjected to VAT plus applicable Excise Duty at the rate mentioned by the bidder here.
| ● | Amount as per details filled up by the bidder in the work sheets Entry Tax, Octroi and other Taxes & Duties shall be displayed in this work sheet Sch-5 but will not be added to the grand total and shall be considered as applicable.
| ● | Click at the links to go to the work sheets Entry Tax, Octroi and other Taxes & Duties one by one.
Entry Tax :
| ● | Fill the description, amount and rate of applicable Entry Tax. Total of this worksheet shall be displayed in Sch -5 (Taxes & Duties)
| ● | Click at the link to go back to Sch-5.
OCTROI :
| ● | Fill the description, amount and rate of applicable Octroi. Total of this worksheet shall be displayed in Sch -5 (Taxes & Duties)
| ● | Click at the link to go back to Sch-5.
Other Taxes & Duties :
| ● | Fill the description, amount and rate of applicable Other Taxes & Duties. Total of this worksheet shall be displayed in Sch -5 (Taxes & Duties)
| ● | Click at the link to go back to Sch-5.
Sch -6 :
| ● | Summary of all the Schedules without considering discount (mentioned in the work sheet discount) shall be displayed automatically.
| ● | No cell is required to be filled in by the bidder in this worksheet.
Sch-7 (Type Test Charges) :
| ● | Fill up the rates & location where type tests are proposed.
| ● | Total of this Sch-7 shall automatically appear in Sch-1.
Bid form 2nd Envelope :
| ● | Fill up ref. no. as bidder's ref no. of this letter.
| ● | This letter shall consider the net price as per Sch-6 (After Discount).
| ● | Fill up names & Designation of the representatives of other JV partner(s) if the bidder is JV (Joint Venture) .
| ● | Fill up additional information as required.
* * *
Happy Bidding !
Click to Proceed

## Names of Bidder
110kV GIS Substation Package SS 145 for Establishment of a 110/22kV gas Insulated substation at Lawspet in Puducherry with allied works under consultancy services to PED.
CC/NT/W-GIS/DOM/A02/25/03858 |  |  |  | Sole Bidder | 1
|  |  |  | JV (Joint Venture) | Other Partner
Enter following details of the bidder
Specify type of Bidder [Select from drop down menu] | Sole Bidder |  | 1 | 0
Other Partner
Name of Sole Bidder
Address of Sole Bidder
Name of other Partner - 2 (more, if any)
Address of other Partner - 2 (more, if any)
Printed Name
Designation
Date |  | 31
Place
Click for Sch-1

## Sch-1
CC/NT/W-GIS/DOM/A02/25/03858 | [12 empty] | Schedule-1
110kV GIS Substation Package SS 145 for Establishment of a 110/22kV gas Insulated substation at Lawspet in Puducherry with allied works under consultancy services to PED.
(SCHEDULE OF RATES AND PRICES)
BIDDER:
0 | [9 empty] | To: |  |  |  | 1
Bidder’s Name and Address (Sole Bidder) : | [9 empty] | Contract Services |  |  |  | 0
Name : | [9 empty] | Power Grid Corporation of India Ltd., |  |  |  | 0
Address : | [9 empty] | "Saudamini", Plot No.-2 |  |  |  | 0
Sector-29,
Gurugram (Haryana) - 122001
Plant and Equipment (including Mandatory Spares Parts) to be supplied, including Type Test Charges for Tests to be conducted.
(All Prices are in Indian Rupees)
SI. No. | PR No | PR Line Item No | Activity Description | Material Code | HSN Code | Whether HSN in column ‘6’ is confirmed. If not indicate applicable the HSN code # | Rate of GST applicable ( in %) | Whether rate of GST in column ‘8’ is confirmed. If not indicate applicable rate of GST # | Item Description | Unit | Qty. | Unit Ex-Works Price (excluding GST) | Total Ex-Works Price (excluding GST)
1 | 2 | 3 | 4 | 5 | 6 | 7 | 8 | 9 | 10 | 11 | 12 | 13 | 14 = 12 X 13 |  | 91
BOQ_110/22KV LAWASPET GIS SS
1 | 7000030340 | 10 | TRANSFORMERS | 1000036888 | 84248990 |  | 18 |  | N2 FIRE PROTECTION SYSTEM FOR 110/22KV TRANSFORMER INCLUDINGALL ACCESSORIES FOR THE ABOVE TRANSFORMER | SET | 2 |  | INCLUDED
2 | 7000030340 | 20 | TRANSFORMERS | 1000044716 | 85042100 |  | 18 |  | 200KVA, 22/0.433KV LT TRANSFORMER | EA | 1 |  | INCLUDED
3 | 7000030340 | 30 | TRANSFORMERS | 1000028900 | 85042310 |  | 18 |  | 110/22kV, 25MVA, Dyn11,3-Phase, Power Transformer with OLTC, RTCC &Accessories With 10% Extra Oil | EA | 2 |  | INCLUDED
4 | 7000030340 | 40 | GIS PORTION 145KV EQUIPMENT | 1000034303 | 85359030 |  | 18 |  | 145KV, 2000 A, 40 KA, SF6 GIS BUS COUPLER BAY MODULE AS PERSECTION-PROJECT,TECHNICAL SPECIFICATION | SET | 1 |  | INCLUDED
5 | 7000030340 | 50 | GIS PORTION 145KV EQUIPMENT | 1000034302 | 85359030 |  | 18 |  | 145 KV, 2000A, 40KA, SF6 GIS BUS BAR MODULE AS PER SECTION-PROJECT, TECHNICAL SPECIFICATION | SET | 2 |  | INCLUDED
6 | 7000030340 | 60 | GIS PORTION 145KV EQUIPMENT | 1000077521 | 85389000 |  | 18 |  | 145KV, 1250A, 40KA SF6 TO AIR BUSHING(1-PHASE) ALONG WITH SUPPORTSTRUCTURE | SET | 9 |  | INCLUDED
7 | 7000030340 | 70 | GIS PORTION 145KV EQUIPMENT | 1000077519 | 85359030 |  | 18 |  | 145 KV, 1250A, 40 KA FOR 1 SEC SF6 GIS LINE FEEDER BAY MODULE AS PERSECTION-PROJECT, TECHNICAL SPECIFICATION | SET | 2 |  | INCLUDED
8 | 7000030340 | 80 | GIS PORTION 145KV EQUIPMENT | 1000077520 | 85359030 |  | 18 |  | 145 KV, 1250A, 40 KA FOR 1 SEC, SF6 GIS ICT FEEDER BAY MODULE AS PERSECTION-PROJECT, TECHNICAL SPECIFICATION | SET | 3 |  | INCLUDED
9 | 7000030340 | 90 | GIS PORTION 145KV EQUIPMENT | 1000053302 | 85359030 |  | 18 |  | 145KV,1250A, 40KA, 3 PHASE, SF6 GAS INSULATED BUS DUCT (GIB) OUTSIDEGIS HALL ALONGWITH ASSOCIATED SUPPORT STRUCTURE | M | 35 |  | INCLUDED
10 | 7000030340 | 100 | 1.1 KV POWER & CONTROL CABLE | 1000000443 | 85446020 |  | 18 |  | 1.1kV grade Power Cables (PVCinsulated)along withlugs,glands,straight joints &accessories,etc. | LS | 1 |  | INCLUDED
11 | 7000030340 | 110 | 1.1 KV POWER & CONTROL CABLE | 1000000442 | 85446020 |  | 18 |  | 1.1kV grade Control Cables (PVCinsulated) along withlugs,glands,straight joints &accessories,etc. | LS | 1 |  | INCLUDED
12 | 7000030340 | 120 | 1.1 KV POWER & CONTROL CABLE | 1000000444 | 85446090 |  | 18 |  | 1.1kV grade Power Cables (XLPEinsulated) along withlugs,glands,straight joints &accessories,etc. | LS | 1 |  | INCLUDED
13 | 7000030340 | 130 | Fire protection system | 1000012022 | 84241000 |  | 18 |  | 4.5 kg CO2 type Portable Fire extinguisher | EA | 10 |  | INCLUDED
14 | 7000030340 | 140 | Fire protection system | 1000028771 | 84241000 |  | 18 |  | PORTABLE FIRE EXTINGUISHER-DCP TYPE 4.5/5 KG | EA | 10 |  | INCLUDED
15 | 7000030340 | 150 | Fire protection system | 1000028551 | 84137010 |  | 18 |  | Diesel Engine driven Hydrant system with Water tank, Pump Room, DGdriven pump, O/G & U/G piping, hydrant points for transformers,buildings, store yard and accessories etc. | LS | 1 |  | INCLUDED
16 | 7000030340 | 160 | Fire protection system | 1000034968 | 85311020 |  | 18 |  | FIRE DETECTION AND ALARM SYSTEM FOR COMPLEATE SUBSTATION AS PERTECHNICAL SPECIFICATION. | SET | 1 |  | INCLUDED
17 | 7000030340 | 170 | Fire protection system | 1000012073 | 84241000 |  | 18 |  | 50 litre foam type Trolley/Wheel mounted Fire extinguisher | EA | 2 |  | INCLUDED
18 | 7000030340 | 180 | Fire protection system | 1000012027 | 84241000 |  | 18 |  | 9litre water type Portable Fire extinguisher | EA | 4 |  | INCLUDED
19 | 7000030340 | 190 | 145 KV AIS EQUIPMENT | 1000000956 | 85462040 |  | 18 |  | 145kV, 1 phase Bus Post Insulators | EA | 6 |  | INCLUDED
20 | 7000030340 | 200 | 145 KV AIS EQUIPMENT | 1000062355 | 85359030 |  | 18 |  | SURGE ARRESTER, 1-PH, 96KV | EA | 6 |  | INCLUDED
21 | 7000030340 | 210 | 24 kV Equipment | 1000001877 | 85372000 |  | 18 |  | 24kV Indoor panel for I/C transformer (Single bus with sectionalizerarrangement) | SET | 2 |  | INCLUDED
22 | 7000030340 | 220 | 24 kV Equipment | 1000001874 | 85372000 |  | 18 |  | 24kV Indoor panel for Bus Coupler (Single bus with sectionalizerarrangement) | SET | 1 |  | INCLUDED
23 | 7000030340 | 230 | 24 kV Equipment | 1000001875 | 85372000 |  | 18 |  | 24kV Indoor panel for Bus PTs | SET | 1 |  | INCLUDED
24 | 7000030340 | 240 | 24 kV Equipment | 1000001878 | 85372000 |  | 18 |  | 24kV Indoor panel for line feeder (Single bus with sectionalizerarrangement) | SET | 8 |  | INCLUDED
25 | 7000030340 | 250 | 24 kV Equipment | 1000075047 | 85354010 |  | 18 |  | SURGE ARRESTER ZNO GAPLESS-18KV,10KA,1P | EA | 6 |  | INCLUDED
26 | 7000030340 | 260 | 24 kV Equipment | 1000001876 | 85372000 |  | 18 |  | 24kV Indoor panel for 200kVA, 22/0.433kV LT Transformer | SET | 2 |  | INCLUDED
27 | 7000030340 | 270 | 24 kV Equipment | 1000033699 | 76169990 |  | 18 |  | 24KV,25KA 3-PHASE INDOOR SWITCH GEAR PANEL-CAPACITOR BANK MODULE | EA | 2 |  | INCLUDED
28 | 7000030340 | 280 | 24 kV Equipment | 1000001586 | 85353090 |  | 18 |  | 22kV 400A,25kA,3-phase Double BreakIsolators without E/S | EA | 2 |  | INCLUDED
29 | 7000030340 | 290 | GIS PORTION Testing and maintenance eqpt | 1000025438 | 85389000 |  | 18 |  | SF6 Gas processing Unit for 145kV GIS station | SET | 1 |  | INCLUDED
30 | 7000030340 | 300 | GIS PORTION Testing and maintenance eqpt | 1000025329 | 90318000 |  | 18 |  | Portable Partial Discharge measurement test kitwith all necessary accessories,Industrial Grade Laptop and licensedsoftware as per Technicalspecification. | EA | 1 |  | INCLUDED
31 | 7000030340 | 310 | GIS PORTION Testing and maintenance eqpt | 1000025436 | 90271000 |  | 18 |  | SF6 Gas Leakage Detector | EA | 1 |  | INCLUDED
32 | 7000030340 | 320 | GIS PORTION Testing and maintenance eqpt | 1000032132 | 85389000 |  | 18 |  | SF6 GAS ANALYZER | EA | 1 |  | INCLUDED
33 | 7000030340 | 330 | Relay & Protection panel | 1000000812 | 85371000 |  | 18 |  | 132kV Line Protection Panel (with Automation) | EA | 2 |  | INCLUDED
34 | 7000030340 | 340 | Relay & Protection panel | 1000000908 | 85371000 |  | 18 |  | 132kV Transformer Protection Panel (For both HV & MV side)-(withAutomation) | EA | 3 |  | INCLUDED
35 | 7000030340 | 350 | Relay & Protection panel | 1000000734 | 85371000 |  | 18 |  | 132kV Bus Bar Protection Panel (Single)-(with Automation) | SET | 1 |  | INCLUDED
36 | 7000030340 | 360 | Relay & Protection panel | 1000021642 | 85371000 |  | 18 |  | Time synchronisation equipment | EA | 2 |  | INCLUDED
37 | 7000030340 | 370 | Relay & Protection panel | 1000025391 | 82032000 |  | 18 |  | Relay Test kit | EA | 1 |  | INCLUDED
38 | 7000030340 | 380 | Relay & Protection panel | 1000055441 | 85371000 |  | 18 |  | 132KV CIRCUIT BREAKER RELAY PANEL (WITH AUTOMATION) | EA | 6 |  | INCLUDED
39 | 7000030340 | 390 | Substation Automation System | 1000000814 | 85371000 |  | 18 |  | Complete Substation automation System for 132kV bay as per TechnicalSpecification | EA | 6 |  | INCLUDED
40 | 7000030340 | 400 | Substation Automation System | 1000044718 | 85371000 |  | 18 |  | COMPLETE SUBSTATION AUTOMATION SYSTEM FOR 22KV BAY AS PER TECHNICALSPECIFICATION | EA | 20 |  | INCLUDED
41 | 7000030340 | 410 | Substation Automation System | 1000018700 | 85371000 |  | 18 |  | Complete Substation automation System for controlling and monitoringof Auxilary System including BCUs as per technical specification | SET | 1 |  | INCLUDED
42 | 7000030340 | 420 | Substation Automation System | 1000059002 | 85371000 |  | 18 |  | NETWORK & SIGNAL ANALYSER TOOL KIT AS PER TECHNICAL SPECIFICATION | EA | 1 |  | INCLUDED
43 | 7000030340 | 430 | Substation Automation System | 1000059003 | 85371000 |  | 18 |  | PROTECTION TEST TOOL KIT AS PER TECHNICAL SPECIFICATION | EA | 1 |  | INCLUDED
44 | 7000030340 | 440 | Substation Automation System | 1000059004 | 85371000 |  | 18 |  | STATION OVERVIEW TOOL KIT AS PER TECHNICAL SPECIFICATION | EA | 1 |  | INCLUDED
45 | 7000030340 | 450 | HT CABLE SUPPLY | 1000044719 | 85446020 |  | 18 |  | CABLE TERM KIT 22KV 1CX185SQMM | SET | 24 |  | INCLUDED
46 | 7000030340 | 460 | HT CABLE SUPPLY | 1000069215 | 85446020 |  | 18 |  | 110KV GIS TERMINATION KIT SUITABLE FOR 110 KV, 1CX630 SQ.MM CABLE | EA | 7 |  | INCLUDED
47 | 7000030340 | 480 | HT CABLE SUPPLY | 1000077074 | 85446090 |  | 18 |  | 22KV 1CX185SQMM AL XLPE CABLE(KM) | KM | 0.75 |  | INCLUDED
48 | 7000030340 | 490 | HT CABLE SUPPLY | 1000077075 | 85446090 |  | 18 |  | 22KV 1CX300SQMM AL XLPE CABLE(KM) | KM | 1 |  | INCLUDED
49 | 7000030340 | 500 | HT CABLE SUPPLY | 1000077516 | 85446020 |  | 18 |  | CABLE TERM KIT 22KV 1CX300SQMM | SET | 24 |  | INCLUDED
50 | 7000030340 | 520 | LT SWITCHGEAR | 1000000564 | 85371000 |  | 18 |  | 110 V DC Distribution Board(DCDB) | SET | 2 |  | INCLUDED
51 | 7000030340 | 530 | LT SWITCHGEAR | 1000004308 | 85371000 |  | 18 |  | 415V Emergency Lighting DB(along with 1no. 25kVA 415V/415V lightingtransformer) | SET | 1 |  | INCLUDED
52 | 7000030340 | 540 | LT SWITCHGEAR | 1000004311 | 85371000 |  | 18 |  | 415V Main Lighting DB(along with 2 nos.25 kVA 415V/415V Lighting transformer) | SET | 1 |  | INCLUDED
53 | 7000030340 | 550 | LT SWITCHGEAR | 1000004303 | 85371000 |  | 18 |  | 415V AC Distribution Board (ACDB) as per Technical Specification | SET | 1 |  | INCLUDED
54 | 7000030340 | 560 | LT SWITCHGEAR | 1000004313 | 85371000 |  | 18 |  | 415V Main Switchboard | SET | 1 |  | INCLUDED
55 | 7000030340 | 570 | Erection Hardware | 1000011222 | 85389000 |  | 18 |  | Erection Hardware for 132kV DM type layout for GIS terminationarrangement-Line bay as per technical specification | SET | 2 |  | INCLUDED
56 | 7000030340 | 580 | Erection Hardware | 1000011220 | 85389000 |  | 18 |  | Erection Hardware for 132kV DM type layout for GIS terminationarrangement-Transformer bay as per technical specification | SET | 2 |  | INCLUDED
57 | 7000030340 | 590 | Erection Hardware | 1000032412 | 85049010 |  | 18 |  | ERECTION HARDWARE FOR AUXILIARY LT TRANSFORMER | SET | 1 |  | INCLUDED
58 | 7000030340 | 600 | Erection Hardware | 1000036885 | 72169990 |  | 18 |  | 22KV ERECTION H/W FOR CAPACITOR BANK | SET | 2 |  | INCLUDED
59 | 7000030340 | 610 | ILLUMINATION | 1000030151 | 94059900 |  | 18 |  | Security Room Illumination including conduit | LS | 1 |  | INCLUDED
60 | 7000030340 | 620 | ILLUMINATION | 1000037228 | 94059900 |  | 18 |  | ILLUMINATION SYSTEM FOR 132KV GIS HALL | LS | 1 |  | INCLUDED
61 | 7000030340 | 630 | ILLUMINATION | 1000014548 | 94059900 |  | 18 |  | Lighting Panel type ACP-3 as per technical specification | EA | 2 |  | INCLUDED
62 | 7000030340 | 640 | ILLUMINATION | 1000038325 | 94059900 |  | 18 |  | LIGHTING FIXTURE LED LUMINAIRES TYPE FL2 AS PER TECH. SPECIFICATIONS | EA | 10 |  | INCLUDED
63 | 7000030340 | 650 | ILLUMINATION | 1000025538 | 76169990 |  | 18 |  | Self Supported Aluminium Ladder as Per Technical Specification | EA | 1 |  | INCLUDED
64 | 7000030340 | 660 | ILLUMINATION | 1000024515 | 76169990 |  | 18 |  | Cartwheel Mounted Aluminium Ladder as Per Technical Specification | EA | 1 |  | INCLUDED
65 | 7000030340 | 670 | ILLUMINATION | 1000029979 | 94059900 |  | 18 |  | Control room cum administrative building (132kV) illuminationincluding Conduit | LS | 1 |  | INCLUDED
66 | 7000030340 | 680 | ILLUMINATION | 1000004952 | 94059900 |  | 18 |  | 63A, 415V : Interlocked switch socket outdoor Receptacle (type RP) asper technical specifications | EA | 1 |  | INCLUDED
67 | 7000030340 | 690 | ILLUMINATION | 1000001894 | 94059900 |  | 18 |  | Outdoor Power Receptacle for oilfiltration unit (250A) | EA | 1 |  | INCLUDED
68 | 7000030340 | 700 | ILLUMINATION | 1000038385 | 94059900 |  | 18 |  | FIRE WALL MOUNTED LED LUMINARIE TYPE FL-2 (250W) | EA | 4 |  | INCLUDED
69 | 7000030340 | 710 | ILLUMINATION | 1000030002 | 94059900 |  | 18 |  | Fire fighting pumphouse building illimunation including conduit | LS | 1 |  | INCLUDED
70 | 7000030340 | 730 | ILLUMINATION | 1000038387 | 94051090 |  | 18 |  | LED FLOOD LIGHT LUMINARIESTYPE FL-1 (150W) AS PER TECHNICALSPECIFICATION | EA | 10 |  | INCLUDED
71 | 7000030340 | 740 | ILLUMINATION | 1000014547 | 85371000 |  | 18 |  | Lighting Panel type ACP-2 as per technical specification | EA | 2 |  | INCLUDED
72 | 7000030340 | 750 | ILLUMINATION | 1000038388 | 94051090 |  | 18 |  | POLE MOUNTED LED POST TOP LUMINAIRE TYPE SL-D1 (= 30W)AS PER TECHNICALSPECIFICATION | EA | 4 |  | INCLUDED
73 | 7000030340 | 760 | ILLUMINATION | 1000017691 | 94059900 |  | 18 |  | Post top Lantern tubular pole | EA | 4 |  | INCLUDED
74 | 7000030865 | 10 | ILLUMINATION | 1000077906 | 94059900 |  | 18 |  | INDOOR LIGHTING FOR 4 CARS PARKING SHED | LS | 1 |  | INCLUDED
75 | 7000030340 | 780 | Earthing | 1000032055 | 72159090 |  | 18 |  | 40 MM MS ROD FOR MAIN EARTHMAT | KM | 3 |  | INCLUDED
76 | 7000030340 | 790 | MANDATORY SPARES_LOT | 1000019915 | 85030010 |  | 18 |  | Spares for DG set | LS | 1 |  | INCLUDED
77 | 7000030340 | 800 | MANDATORY SPARES_LOT | 1000029030 | 85044030 |  | 18 |  | Spares fpr 110V Battery Charger | LS | 1 |  | INCLUDED
78 | 7000030340 | 810 | MANDATORY SPARES_LOT | 1000028781 | 85049010 |  | 18 |  | SPARE-145KV T/F | LS | 1 |  | INCLUDED
79 | 7000030340 | 820 | MANDATORY SPARES_LOT | 1000028782 | 85389000 |  | 18 |  | SPARE-INDOORSW.GEAR PANEL | LS | 1 |  | INCLUDED
80 | 7000030340 | 830 | MANDATORY SPARES_LOT | 1000032837 | 85354010 |  | 18 |  | 98KV SURGE ARRESTORS (1-PHASE) | EA | 1 |  | INCLUDED
81 | 7000030340 | 840 | MANDATORY SPARES_LOT | 1000019927 | 85389000 |  | 18 |  | Spares-Substation Automation System | LS | 1 |  | INCLUDED
82 | 7000030340 | 850 | MANDATORY SPARES_LOT | 1000019912 | 85371000 |  | 18 |  | Relay & protection Panels (with automation) | LS | 1 |  | INCLUDED
83 | 7000030340 | 860 | MANDATORY SPARES_LOT | 1000075047 | 85354010 |  | 18 |  | SURGE ARRESTER ZNO GAPLESS-18KV,10KA,1P | EA | 1 |  | INCLUDED
84 | 7000030340 | 870 | MANDATORY SPARES_LOT | 1000077517 | 85353090 |  | 18 |  | SPARES FOR 24KV DOUBLE BREAK ISOLATOR | LS | 1 |  | INCLUDED
85 | 7000030340 | 880 | MANDATORY SPARES_LOT | 1000077760 | 85354010 |  | 18 |  | SPARE FOR CAPACITOR BANK | LS | 1 |  | INCLUDED
86 | 7000030340 | 1030 | CAPACITOR BANK | 1000077058 | 85354010 |  | 18 |  | 22KV, 2.4 MVAR CAPACITOR BANK | SET | 2 |  | INCLUDED
87 | 7000030340 | 1050 | VMS SYSTEM | 1000025861 | 85287390 |  | 18 |  | Visual Monitoring System for Watch & Ward | SET | 1 |  | INCLUDED
88 | 7000030340 | 1070 | EOT CRANE | 1000024689 | 85389000 |  | 18 |  | EOT Crane for GIS Building for 132kV GIS Station | SET | 1 |  | INCLUDED
89 | 7000030340 | 1080 | AIR CONDITIONING AND VENTILLATION | 1000022404 | 84159000 |  | 28 |  | Ventillation system for 132KV GIS Hall | SET | 1 |  | INCLUDED
90 | 7000030340 | 1090 | AIR CONDITIONING AND VENTILLATION | 1000013502 | 84158210 |  | 28 |  | High wall type split AC unit of 2 TR capacity | EA | 12 |  | INCLUDED
91 | 7000030340 | 1100 | BATTERY AND BATTERY CHARGER | 1000000575 | 85072000 |  | 28 |  | 110V, 400 Ah Battery | SET | 2 |  | INCLUDED
92 | 7000030340 | 1110 | BATTERY AND BATTERY CHARGER | 1000000576 | 85044030 |  | 18 |  | 110V, 40A/40A Float Cum Boost BatteryCharger | EA | 2 |  | INCLUDED
93 | 7000030340 | 1120 | DG SET | 1000077060 | 85021100 |  | 18 |  | 150 KVA DG SET | SET | 1 |  | INCLUDED
94 | 7000030340 | 1160 | MANDATORY SPARES-GIS COMMON | 1000058262 | 85359030 |  | 18 |  | 145KV GIS- CABLE CONNECTION ENCLOSURE WITH MAIN CIRCUIT | SET | 1 |  | INCLUDED
95 | 7000030340 | 1170 | MANDATORY SPARES-GIS COMMON | 1000058267 | 85359030 |  | 18 |  | 145KV GIS-SF6 GAS PRESSURE RELIEF DEVICE ASSEMBLY OF EACH TYPE | EA | 2 |  | INCLUDED
96 | 7000030340 | 1180 | MANDATORY SPARES-GIS COMMON | 1000050242 | 85359030 |  | 18 |  | SF6 PRESSURE GAUGE CUM SWITCH /DENSITY MONITORS AND PRESSURESWITCH AS APPLICABLE, OF EACH TYPE-145KV GIS | SET | 3 |  | INCLUDED
97 | 7000030340 | 1190 | MANDATORY SPARES-GIS COMMON | 1000050214 | 85359030 |  | 18 |  | COUPLING DEVICE FOR PRESSURE GAUGE CUM SWITCH FOR CONNECTINGGAS HANDLING PLANT OF EACH TYPE-145KV GIS | SET | 2 |  | INCLUDED
98 | 7000030340 | 1200 | MANDATORY SPARES-GIS COMMON | 1000050226 | 85359030 |  | 18 |  | RUBBER GASKETS, Ã‚â‚¬Å’OÃ‚â‚¬Â RINGS AND SEALS FOR SF6 GAS FOR GISENCLOSURE OF EACH TYPE-145KV GIS | SET | 3 |  | INCLUDED
99 | 7000030340 | 1210 | MANDATORY SPARES-GIS COMMON | 1000058265 | 85359030 |  | 18 |  | 145KV GIS-MOLECULAR FILTER FOR SF6 GAS WITH FILTER BAGS (5 % OF TOTALWEIGHT) | SET | 1 |  | INCLUDED
100 | 7000030340 | 1220 | MANDATORY SPARES-GIS COMMON | 1000050213 | 85359030 |  | 18 |  | CONTROL VALVES FOR SF6 GAS OF EACH TYPE-145KV GIS | SET | 3 |  | INCLUDED
101 | 7000030340 | 1230 | MANDATORY SPARES-GIS COMMON | 1000058266 | 85359030 |  | 18 |  | 145KV GIS-SF6 GAS (5 % OF TOTAL GAS QUANTITY) | LOT | 1 |  | INCLUDED
102 | 7000030340 | 1240 | MANDATORY SPARES-GIS COMMON | 1000050229 | 85359030 |  | 18 |  | LOCKING DEVICE TO KEEP THE DIS-CONNECTORS (ISOLATORS)AND EARTHING/FAST EARTHING SWITCHES (AS APPLICABLE) IN CLOSE OR OPENPOSITION IN CASE OF REMOVAL OF THE DRIVING MECHANISM-145KV GIS | SET | 3 |  | INCLUDED
103 | 7000030340 | 1250 | MANDATORY SPARES-GIS COMMON | 1000050256 | 85359030 |  | 18 |  | UHF PD SENSORS OF EACH TYPE ALONG WITH BNC CONNECTOR FOR 145KV GIS | EA | 5 |  | INCLUDED
104 | 7000030340 | 1260 | MANDATORY SPARES-GIS COMMON | 1000058269 | 85359030 |  | 18 |  | 145KV GIS-SUPPORT INSULATORS (GAS THROUGH) OF EACH TYPE (COMPLETE WITHMETAL RING ETC.) ALONG WITH ASSOCIATED CONTACTS AND SHIELDS | EA | 5 |  | INCLUDED
105 | 7000030340 | 1270 | MANDATORY SPARES-GIS COMMON | 1000058264 | 85359030 |  | 18 |  | 145KV GIS-GAS BARRIERS OF EACH TYPE (COMPLETE WITH METAL RING ETC.)ALONG WITH ASSOCIATED CONTACTS AND SHIELDS | EA | 5 |  | INCLUDED
106 | 7000030340 | 1280 | MANDATORY SPARES-GIS COMMON | 1000058268 | 85359030 |  | 18 |  | 145kV GIS- 1250A SF6 to air bushing complete in all respect | EA | 1 |  | INCLUDED
107 | 7000030340 | 1290 | MANDATORY SPARES-GIS COMMON | 1000050249 | 85359030 |  | 18 |  | LCC SPARES - AUX. RELAYS, CONTACTORS, PUSH BUTTONS, SWITCHES, LAMPS,ANNUNCIATION WINDOWS, MCB, FUSES, TIMERS, TERMINAL BLOCKS ETC.OF EACH TYPE & RATING-145KV GIS | SET | 2 |  | INCLUDED
108 | 7000030340 | 1300 | MANDATORY SPARES-GIS COMMON | 1000058270 | 85359030 |  | 18 |  | 145KV GIS- GAS INSULATED SURGE ARRESTER WITH ASSOCIATED ENCLOSURE ANDINSULATOR COMPLETE IN ALL RESPECT | EA | 1 |  | INCLUDED
109 | 7000030340 | 1310 | MANDATORY SPARES-GIS COMMON | 1000058271 | 85359030 |  | 18 |  | 145KV GIS- SURGE COUNTER/ MONITOR | EA | 1 |  | INCLUDED
110 | 7000030340 | 1320 | MANDATORY SPARES-GIS CB | 1000058241 | 85359030 |  | 18 |  | 145KV GIS- CIRCUIT BREAKER (THREE PHASE) OF 1250A WITH INTERRUPTER,MAIN CIRCUIT, ENCLOSURE AND OPERATING MECHANISM COMPLETE IN ALLRESPECT | SET | 1 |  | INCLUDED
111 | 7000030340 | 1330 | MANDATORY SPARES-GIS CB | 1000058242 | 85359030 |  | 18 |  | 145KV GIS- CIRCUIT BREAKER (THREE PHASE) OF 2000A WITH INTERRUPTER,MAIN CIRCUIT, ENCLOSURE AND OPERATING MECHANISM COMPLETE IN ALLRESPECT | SET | 1 |  | INCLUDED
112 | 7000030340 | 1340 | MANDATORY SPARES-GIS CB | 1000021870 | 85389000 |  | 18 |  | Trip coil assembly with resistor (asapplicable) for 145kV GIS CircuitBreaker | SET | 3 |  | INCLUDED
113 | 7000030340 | 1350 | MANDATORY SPARES-GIS CB | 1000009184 | 85389000 |  | 18 |  | Closing coil assembly with resistor (asapplicable) for 145kV GIS CircuitBreaker | SET | 3 |  | INCLUDED
114 | 7000030340 | 1360 | MANDATORY SPARES-GIS CB | 1000058257 | 85359030 |  | 18 |  | RELAYS, POWER CONTACTORS, PUSH BUTTONS, TIMERS & MCBS ETC. (ASAPPLICABLE) OF EACH TYPE FOR 145KV GIS CIRCUIT BREAKER | SET | 1 |  | INCLUDED
115 | 7000030340 | 1370 | MANDATORY SPARES-GIS CB | 1000058244 | 85359030 |  | 18 |  | AUXILIARY SWITCH ASSEMBLY OF EACH TYPE FOR 145KV GIS CIRCUIT BREAKER | SET | 3 |  | INCLUDED
116 | 7000030340 | 1380 | MANDATORY SPARES-GIS CB | 1000058251 | 85359030 |  | 18 |  | 145KV GIS CIRCUIT BREAKER-OPERATION COUNTER | EA | 3 |  | INCLUDED
117 | 7000030340 | 1390 | MANDATORY SPARES-GIS CB | 1000058258 | 85359030 |  | 18 |  | 145KV GIS CIRCUIT BREAKER-COMPLETE SPRING OPERATING MECHANISMINCLUDING CHARGING MECHANISM ETC. (FOR SPRING OPERATED MECHANISM, IFAPPLICABLE) | SET | 1 |  | INCLUDED
118 | 7000030340 | 1400 | MANDATORY SPARES-GIS ISOLATOR | 1000058369 | 85359030 |  | 18 |  | 145kV GIS- Three phase of 1250Adisconnector switch including maincircuit, enclosure, driving mechanismand support insulator etc., complete inall respect (Note 1- The contractorshall supply spare for disconnectorswitch to ensure one to one replacementof all disconnector switch supplied asmain equipment without any requirementof modification in fittings at site tocover all different types ofdisconnector switch supplied. In case,quantity of supplied dis-connectorswitch types (for one to onereplacement) are more than the quantitymentioned in BPS for spare, thecontractor shall supply theseadditional types of disconnector switchwithout any additional priceimplication to POWERGRID and quantitiesof these additional type ofdisconnector switch are deem to beincluded in the quantities mentioned inBPS for spare disconnector. Note 2 - Incase, Dis-connector Switch (DS) & EarthSwitch (ES) is provided in a sameenclosure with common operatingmechanism, then the module comprisingof Dis-connector & Earth switch insingle enclosure with common operatingmechanism is to be provided under thehead of spare Dis-connector only. Note3- In case, Dis-connector Switch (DS)&Earth Switch (ES) is provided in asame enclosure with separate operatingmechanism, then the module comprisingof Dis-connector & Earth switch insingle enclosure with separateoperating mechanism is to be providedunder the head of spare Dis-connectoronly.) | EA | 4 |  | INCLUDED
119 | 7000030340 | 1410 | MANDATORY SPARES-GIS ISOLATOR | 1000058370 | 85359030 |  | 18 |  | 145kV GIS- Three phase of 2000Adisconnector switch including maincircuit, enclosure, driving mechanismand support insulator etc., complete inall respect (Note 1- The contractorshall supply spare for disconnectorswitch to ensure one to one replacementof all disconnector switch supplied asmain equipment without any requirementof modification in fittings at site tocover all different types ofdisconnector switch supplied. In case,quantity of supplied dis-connectorswitch types (for one to onereplacement) are more than the quantitymentioned in BPS for spare, thecontractor shall supply theseadditional types of disconnector switchwithout any additional priceimplication to POWERGRID and quantitiesof these additional type ofdisconnector switch are deem to beincluded in the quantities mentioned inBPS for spare disconnector. Note 2 - Incase, Dis-connector Switch (DS) & EarthSwitch (ES) is provided in a sameenclosure with common operatingmechanism, then the module comprisingof Dis-connector & Earth switch insingle enclosure with common operatingmechanism is to be provided under thehead of spare Dis-connector only. Note3- In case, Dis-connector Switch (DS)&Earth Switch (ES) is provided in asame enclosure with separate operatingmechanism, then the module comprisingof Dis-connector & Earth switch insingle enclosure with separateoperating mechanism is to be providedunder the head of spare Dis-connectoronly.) | EA | 2 |  | INCLUDED
120 | 7000030340 | 1420 | MANDATORY SPARES-GIS ISOLATOR | 1000058239 | 85359030 |  | 18 |  | 145KV GIS- THREE PHASE MAINTENANCE EARTHING SWITCH INCLUDING MAINCIRCUIT, ENCLOSURE, DRIVING MECHANISM AND SUPPORT INSULATOR ETC.,COMPLETE IN ALL RESPECT (NOTE 1 - IN CASE, DIS-CONNECTOR SWITCH (DS) &EARTH SWITCH (ES) IS PROVIDED IN A SAME ENCLOSURE WITH COMMONOPERATING MECHANISM, THEN THE MODULE COMPRISING OF DIS-CONNECTOR &EARTH SWITCH IN SINGLE ENCLOSURE WITH COMMON OPERATING MECHANISM IS TOBE PROVIDED UNDER THE HEAD OF SPARE DIS-CONNECTOR ONLY. NOTE 2 - INCASE, DIS-CONNECTOR SWITCH (DS) & EARTH SWITCH (ES) IS PROVIDED IN ASAME ENCLOSURE WITH SEPARATE OPERATING MECHANISM, THEN THE MODULECOMPRISING OF DIS-CONNECTOR & EARTH SWITCH IN SINGLE ENCLOSURE WITHSEPARATE OPERATING MECHANISM IS TO BE PROVIDED UNDER THE HEAD OF SPAREDIS-CONNECTOR ONLY.) | EA | 1 |  | INCLUDED
121 | 7000030340 | 1430 | MANDATORY SPARES-GIS ISOLATOR | 1000058234 | 85359030 |  | 18 |  | 145KV GIS - THREE PHASE FAST EARTHING SWITCH INCLUDING MAIN CIRCUIT,ENCLOSURE, DRIVING MECHANISM AND SUPPORT INSULATOR ETC., COMPLETE INALL RESPECT (NOTE 1 - IN CASE, DIS-CONNECTOR SWITCH (DS) & EARTHSWITCH (ES) IS PROVIDED IN A SAME ENCLOSURE WITH COMMON OPERATINGMECHANISM, THEN THE MODULE COMPRISING OF DIS-CONNECTOR & EARTH SWITCHIN SINGLE ENCLOSURE WITH COMMON OPERATING MECHANISM IS TO BE PROVIDEDUNDER THE HEAD OF SPARE DIS-CONNECTOR ONLY. NOTE 2 - IN CASE,DIS-CONNECTOR SWITCH (DS) & EARTH SWITCH (ES) IS PROVIDED IN A SAMEENCLOSURE WITH SEPARATE OPERATING MECHANISM, THEN THE MODULECOMPRISING OF DIS-CONNECTOR & EARTH SWITCH IN SINGLE ENCLOSURE WITHSEPARATE OPERATING MECHANISM IS TO BE PROVIDED UNDER THE HEAD OF SPAREDIS-CONNECTOR ONLY.) | EA | 1 |  | INCLUDED
122 | 7000030340 | 1440 | MANDATORY SPARES-GIS ISOLATOR | 1000058048 | 85359030 |  | 18 |  | OPEN/CLOSE CONTACTOR ASSEMBLY, TIMERS, KEY INTERLOCK, INTERLOCKINGCOILS, RELAYS, PUSH BUTTONS, INDICATING LAMPS, POWER CONTACTORS,RESISTORS, FUSES, MCBS & DRIVE CONTROL CARDS ETC. (AS APPLICABLE) ONEOF EACH TYPE FOR ONE COMPLETE MOM BOX FOR 145KV GIS DISCONNECTORSWITCH | SET | 1 |  | INCLUDED
123 | 7000030340 | 1450 | MANDATORY SPARES-GIS ISOLATOR | 1000058236 | 85359030 |  | 18 |  | OPEN/CLOSE CONTACTOR ASSEMBLY, TIMERS, KEY INTERLOCK, INTERLOCKINGCOILS, RELAYS, PUSH BUTTONS, INDICATING LAMPS, POWER CONTACTORS,RESISTORS, FUSES, MCBS & DRIVE CONTROL CARDS ETC. (AS APPLICABLE) ONEOF EACH TYPE FOR ONE COMPLETE MOM BOX FOR 145KV GIS MAINTENANCE EARTHSWITCH | SET | 1 |  | INCLUDED
124 | 7000030340 | 1460 | MANDATORY SPARES-GIS ISOLATOR | 1000058231 | 85359030 |  | 18 |  | OPEN/CLOSE CONTACTOR ASSEMBLY, TIMERS, KEY INTERLOCK, INTERLOCKINGCOILS, RELAYS, PUSH BUTTONS, INDICATING LAMPS, POWER CONTACTORS,RESISTORS, FUSES, MCBS & DRIVE CONTROL CARDS ETC. (AS APPLICABLE) ONEOF EACH TYPE FOR ONE COMPLETE MOM BOX FOR 145KV GIS FAST EARTHINGSWITCH | SET | 1 |  | INCLUDED
125 | 7000030340 | 1470 | MANDATORY SPARES-GIS ISOLATOR | 1000058260 | 85359030 |  | 18 |  | LIMIT SWITCHES AND AUX. SWITCHES FOR ONE COMPLETE MOM BOX FOR 145KVGIS DISCONNECTOR SWITCH | SET | 2 |  | INCLUDED
126 | 7000030340 | 1480 | MANDATORY SPARES-GIS ISOLATOR | 1000058238 | 85359030 |  | 18 |  | LIMIT SWITCHES AND AUX. SWITCHES FOR ONE COMPLETE MOM BOX FOR 145KVGIS MAINTENANCE EARTH SWITCH | SET | 2 |  | INCLUDED
127 | 7000030340 | 1490 | MANDATORY SPARES-GIS ISOLATOR | 1000058233 | 85359030 |  | 18 |  | LIMIT SWITCHES AND AUX. SWITCHES FOR ONE COMPLETE MOM BOX FOR 145KVGIS FAST EARTHING SWITCH | SET | 2 |  | INCLUDED
128 | 7000030340 | 1500 | MANDATORY SPARES-GIS ISOLATOR | 1000058049 | 85359030 |  | 18 |  | DRIVE MECHANISM FOR 145KV GIS DISCONNECTOR SWITCH | SET | 1 |  | INCLUDED
129 | 7000030340 | 1510 | MANDATORY SPARES-GIS ISOLATOR | 1000058237 | 85359030 |  | 18 |  | DRIVE MECHANISM FOR 145KV GIS MAINTENANCE EARTH SWITCH | SET | 1 |  | INCLUDED
130 | 7000030340 | 1520 | MANDATORY SPARES-GIS ISOLATOR | 1000058232 | 85359030 |  | 18 |  | DRIVE MECHANISM FOR 145KV GIS FAST EARTHING SWITCH | SET | 1 |  | INCLUDED
131 | 7000030340 | 1530 | MANDATORY SPARES-GIS ISOLATOR | 1000058230 | 85359030 |  | 18 |  | MOTOR FOR DRIVE MECHANISM FOR 145KV GIS DISCONNECTOR SWITCH | EA | 1 |  | INCLUDED
132 | 7000030340 | 1540 | MANDATORY SPARES-GIS ISOLATOR | 1000058240 | 85359030 |  | 18 |  | MOTOR FOR DRIVE MECHANISM FOR 145KVGIS MAINTENANCE EARTH SWITCH | EA | 1 |  | INCLUDED
133 | 7000030340 | 1550 | MANDATORY SPARES-GIS ISOLATOR | 1000058235 | 85359030 |  | 18 |  | MOTOR FOR DRIVE MECHANISM FOR 145KV GIS FAST EARTHING SWITCH | EA | 1 |  | INCLUDED
134 | 7000030340 | 1560 | MANDATORY SPARES-GIS CT | 1000077053 | 85359030 |  | 18 |  | 145KV GIS- CURRENT TRANSFORMER (5 CORES) WITH ASSOCIATED ENCLOSURE ANDPRIMARY CONDUCTOR COMPLETE IN ALL RESPECT | EA | 1 |  | INCLUDED
135 | 7000030340 | 1570 | MANDATORY SPARES-GIS VT | 1000058263 | 85359030 |  | 18 |  | 145KV GIS- VOLTAGE TRANSFORMER WITH ASSOCIATED ENCLOSURE COMPLETE INALL RESPECT | EA | 1 |  | INCLUDED
136 | 7000030340 | 1580 | SUPPLY OF STEEL STRUCTURES | 1000015954 | 73082011 |  | 18 |  | Fabrication, galvanising and supply of Lattice Structures (MS Steel),to be designed during detailed engineering, for towers, beams andequipment support structure including pack plates / packwashers andgusset plates excluding fasteners and foundation bolts | MT | 30 |  | INCLUDED
137 | 7000030340 | 1590 | SUPPLY OF STEEL STRUCTURES | 1000011713 | 73082011 |  | 18 |  | Fabrication, galvanising and supply of fasteners ( nuts, bolts andwashers ) including step bolts for lattice and pipe structures to bedesigned during detailed engineering | MT | 1.5 |  | INCLUDED
138 | 7000030340 | 1600 | SUPPLY OF STEEL STRUCTURES | 1000012373 | 73082011 |  | 18 |  | Fabrication, galvanising and supply of foundation bolts including nuts,checknut and washers for lattice and pipe structures to be designedduring detailed engineering | MT | 1.5 |  | INCLUDED
139 | 7000030340 | 1630 | Supply BoQ Tele Eqpt at Lawspet | 1000031367 | 85176260 |  | 18 |  | SDH EQUIPMENT (STM-16 MADM UPTO 5 MSP PROTECTED DIRECTIONS)-BASEEQUIPMENT (COMMON CARDS, CROSS CONNECT/CONTROL CARDS, OPTICAL BASECARDS, POWER SUPPLY CARDS, POWER CABLING, OTHER HARDWARE ANDACCESSORIES INCLUDING SUB RACKS, PATCH CORD, DDF ETC FULLY EQUIPEDEXCLUDING OPTICAL INTERFACE & TRIBUTARY CARDS | EA | 1 |  | INCLUDED
140 | 7000030340 | 1640 | Supply BoQ Tele Eqpt at Lawspet | 1000018706 | 85176990 |  | 18 |  | S16.1 SFP | EA | 4 |  | INCLUDED
141 | 7000030340 | 1650 | Supply BoQ Tele Eqpt at Lawspet | 1000031374 | 85176290 |  | 18 |  | TRIBUTARY INTERFACE- E1 INTERFACE (MINIMUM 16 NOS.) | SET | 2 |  | INCLUDED
142 | 7000030340 | 1660 | Supply BoQ Tele Eqpt at Lawspet | 1000034950 | 85176990 |  | 18 |  | ETHERNET INTERFACE 10/100 BASE T WITH LAYER-2 SWITCHING (MIN 8INTERFACES PER CARD) | EA | 2 |  | INCLUDED
143 | 7000030340 | 1670 | Supply BoQ Tele Eqpt at Lawspet | 1000031381 | 85176290 |  | 18 |  | TRIBUTARY INTERFACE-GIGABIT ETHERNET INTERFACES 10/100 MBPS WITH LAYER-2 SWITCHING (MINIMUM 2 NOS.) | SET | 1 |  | INCLUDED
144 | 7000030340 | 1680 | Supply BoQ Tele Eqpt at Lawspet | 1000026228 | 85176290 |  | 18 |  | Equipment Cabinets For SDH | EA | 1 |  | INCLUDED
145 | 7000030340 | 1690 | Supply BoQ Tele Eqpt at Lawspet | 1000028495 | 84715000 |  | 18 |  | NMS- CRAFT TERMINAL-HARDWARE | EA | 1 |  | INCLUDED
146 | 7000030340 | 1700 | Supply BoQ Tele Eqpt at Lawspet | 1000028265 | 85238020 |  | 18 |  | Software for Craft Terminal | EA | 1 |  | INCLUDED
147 | 7000030340 | 1710 | Supply BoQ Tele Eqpt at Lawspet | 1000034998 | 85171890 |  | 18 |  | VOIP TELEPHONE INSTRUMENT WITH ONE COMMON SWITCH (MIN. 8 PORT) | EA | 2 |  | INCLUDED
148 | 7000030340 | 1720 | Supply BoQ Tele Eqpt at Lawspet | 1000037545 | 85447090 |  | 18 |  | 24F (DWSM) APPROACH FIBRE OPTIC CABLE | KM | 1 |  | INCLUDED
149 | 7000030340 | 1730 | Supply BoQ Tele Eqpt at Lawspet | 1000066614 | 73069011 |  | 18 |  | GI PIPE INSTALLATION HARDWARE FOR APPROACH CABLING | KM | 1 |  | INCLUDED
150 | 7000030340 | 1740 | Supply BoQ Tele Eqpt at Lawspet | 1000066612 | 73071900 |  | 18 |  | GI ELBOW INSTALLATION HARDWARE FOR APPROAH CABLING | EA | 100 |  | INCLUDED
151 | 7000030340 | 1750 | Supply BoQ Tele Eqpt at Lawspet | 1000066613 | 83071000 |  | 18 |  | GI FLEXIBLE CONDUIT INSTALLATION HARDWARE FOR APPROAH CABLING | EA | 80 |  | INCLUDED
152 | 7000030340 | 1760 | Supply BoQ Tele Eqpt at Lawspet | 1000023471 | 85372000 |  | 18 |  | OPGW Fibre Optic Distribution Panel (FODP): Indoor Type: 96F | EA | 1 |  | INCLUDED
153 | 7000030340 | 1770 | Supply BoQ Tele Eqpt at Lawspet | 1000028456 | 85044010 |  | 18 |  | 48V DCPS - SMPS BASED 48V DC POWER SUPPLY (DCPS) SYSTEM OF 25 AMPRATING | SET | 1 |  | INCLUDED
154 | 7000030340 | 1780 | Supply BoQ Tele Eqpt at Lawspet | 1000028532 | 85072000 |  | 28 |  | VRLA Battery Bank for DCPS system of 300AH rating | EA | 1 |  | INCLUDED
155 | 7000030340 | 1790 | Supply Tele Eqpt at Jipmer | 1000018706 | 85176990 |  | 18 |  | S16.1 SFP | EA | 2 |  | INCLUDED
156 | 7000030340 | 1800 | Supply Tele Eqpt at Vengata | 1000018706 | 85176990 |  | 18 |  | S16.1 SFP | EA | 2 |  | INCLUDED
157 | 7000030340 | 1840 | Spares-tele equip | 1000031369 | 85176260 |  | 18 |  | SDH EQUIPMENT (STM-16 MADM UPTO 5 MSP PROTECTED DIRECTIONS)-COMMONCARDS, CROSS-CONNECT/CONTROL CARDS, OPTICAL BASE CARD, POWER SUPPLYCARDS, POWER CABLING, OTHER HARDWARE & ACCESSORIES (EACH). | SET | 1 |  | INCLUDED
158 | 7000030340 | 1900 | Spares-tele equip | 1000018706 | 85176990 |  | 18 |  | S16.1 SFP | EA | 1 |  | INCLUDED
159 | 7000030340 | 1850 | Spares-tele equip | 1000031374 | 85176290 |  | 18 |  | TRIBUTARY INTERFACE- E1 INTERFACE (MINIMUM 16 NOS.) | SET | 1 |  | INCLUDED
160 | 7000030340 | 1860 | Spares-tele equip | 1000034950 | 85176990 |  | 18 |  | ETHERNET INTERFACE 10/100 BASE T WITH LAYER-2 SWITCHING (MIN 8INTERFACES PER CARD) | EA | 1 |  | INCLUDED
161 | 7000030340 | 1870 | Spares-tele equip | 1000031381 | 85176290 |  | 18 |  | TRIBUTARY INTERFACE-GIGABIT ETHERNET INTERFACES 10/100 MBPS WITH LAYER-2 SWITCHING (MINIMUM 2 NOS.) | SET | 1 |  | INCLUDED
162 | 7000030340 | 1880 | Spares-tele equip | 1000031398 | 85171890 |  | 18 |  | PRE CONNECTORIZED OPTICAL FIBER PATCH CORDS(10 MTRS) â€“ PACK OF SIXPATCH CORDS | SET | 1 |  | INCLUDED
163 | 7000030340 | 1890 | Spares-tele equip | 1000034998 | 85171890 |  | 18 |  | VOIP TELEPHONE INSTRUMENT WITH ONE COMMON SWITCH (MIN. 8 PORT) | EA | 1 |  | INCLUDED
164 | 7000030340 | 1910 | Spares-tele equip | 1000037545 | 85447090 |  | 18 |  | 24F (DWSM) APPROACH FIBRE OPTIC CABLE | KM | 0.5 |  | INCLUDED
165 | 7000030340 | 1920 | Spares-tele equip | 1000066614 | 73069011 |  | 18 |  | GI PIPE INSTALLATION HARDWARE FOR APPROACH CABLING | KM | 0.035 |  | INCLUDED
166 | 7000030340 | 1930 | Spares-tele equip | 1000066612 | 73071900 |  | 18 |  | GI ELBOW INSTALLATION HARDWARE FOR APPROAH CABLING | EA | 4 |  | INCLUDED
167 | 7000030340 | 1940 | Spares-tele equip | 1000066613 | 83071000 |  | 18 |  | GI FLEXIBLE CONDUIT INSTALLATION HARDWARE FOR APPROAH CABLING | EA | 3 |  | INCLUDED
168 | 7000030340 | 1950 | Spares-tele equip | 1000031383 | 85362090 |  | 18 |  | MCCB/MCB-2P/ CONTACTOR/ TIMER/ RELAY OF EACH TYPE & RATING (ASAPPLICABLE) | SET | 1 |  | INCLUDED
169 | 7000030340 | 1960 | Spares-tele equip | 1000019811 | 85362090 |  | 18 |  | Single Pole MCBs (for outgoing DC Feeders) for DCPS | SET | 3 |  | INCLUDED
170 | 7000030340 | 1970 | Spares-tele equip | 1000028252 | 85177010 |  | 18 |  | Electronic Printed Circuit Board | SET | 1 |  | INCLUDED
Total Ex-Works Price | [12 empty] | 0
Total Type Test charges as per Schedule-7 | [12 empty] | 0
Total Ex-Works Price including Type Test charges | [12 empty] | 0
Total GST quoted | [12 empty] | 0
# In case the bidder leaves the cell for confirmation of the HSN code and/or GST rate “blank”, the HSN code and corresponding GST rate indicated by the Employer shall be deemed to be the one confirmed by the Bidder.
| Date | [7 empty] | Printed Name
| Place | [7 empty] | Designation
Click for Sch-2

## Sch-2
CC/NT/W-GIS/DOM/A02/25/03858 | [8 empty] | Schedule - 2
110kV GIS Substation Package SS 145 for Establishment of a 110/22kV gas Insulated substation at Lawspet in Puducherry with allied works under consultancy services to PED.
(SCHEDULE OF RATES AND PRICES)
BIDDER:
0 | [6 empty] | To:
Bidder’s Name and Address (Sole Bidder) : | [6 empty] | Contract Services
Name : | [6 empty] | Power Grid Corporation of India Ltd.,
Address : | [6 empty] | "Saudamini", Plot No.-2
Sector-29,
Gurugram (Haryana) - 122001
Local Transportation, In-transit Insurance, Loading and Unloading
(All Prices are in Indian Rupees)
SI. No. | PR No | PR Line Item No | Activity Description | Material Code | Description | Unit | Quantity | Unit Freight, In-transit Insurance, loading & Unloading Charges | Total Freight, In-transit Insurance, loading & Unloading Charges
1 | 2 | 3 | 4 | 5 | 6 | 7 | 8 | 9 | 10 = 8 X 9
BOQ_110/22KV LAWASPET GIS SS
1 | 7000030340 | 10 | TRANSFORMERS | 1000036888 | N2 FIRE PROTECTION SYSTEM FOR 110/22KV TRANSFORMER INCLUDINGALL ACCESSORIES FOR THE ABOVE TRANSFORMER | SET | 2 |  | INCLUDED
2 | 7000030340 | 20 | TRANSFORMERS | 1000044716 | 200KVA, 22/0.433KV LT TRANSFORMER | EA | 1 |  | INCLUDED
3 | 7000030340 | 30 | TRANSFORMERS | 1000028900 | 110/22kV, 25MVA, Dyn11,3-Phase, Power Transformer with OLTC, RTCC &Accessories With 10% Extra Oil | EA | 2 |  | INCLUDED
4 | 7000030340 | 40 | GIS PORTION 145KV EQUIPMENT | 1000034303 | 145KV, 2000 A, 40 KA, SF6 GIS BUS COUPLER BAY MODULE AS PERSECTION-PROJECT,TECHNICAL SPECIFICATION | SET | 1 |  | INCLUDED
5 | 7000030340 | 50 | GIS PORTION 145KV EQUIPMENT | 1000034302 | 145 KV, 2000A, 40KA, SF6 GIS BUS BAR MODULE AS PER SECTION-PROJECT, TECHNICAL SPECIFICATION | SET | 2 |  | INCLUDED
6 | 7000030340 | 60 | GIS PORTION 145KV EQUIPMENT | 1000077521 | 145KV, 1250A, 40KA SF6 TO AIR BUSHING(1-PHASE) ALONG WITH SUPPORTSTRUCTURE | SET | 9 |  | INCLUDED
7 | 7000030340 | 70 | GIS PORTION 145KV EQUIPMENT | 1000077519 | 145 KV, 1250A, 40 KA FOR 1 SEC SF6 GIS LINE FEEDER BAY MODULE AS PERSECTION-PROJECT, TECHNICAL SPECIFICATION | SET | 2 |  | INCLUDED
8 | 7000030340 | 80 | GIS PORTION 145KV EQUIPMENT | 1000077520 | 145 KV, 1250A, 40 KA FOR 1 SEC, SF6 GIS ICT FEEDER BAY MODULE AS PERSECTION-PROJECT, TECHNICAL SPECIFICATION | SET | 3 |  | INCLUDED
9 | 7000030340 | 90 | GIS PORTION 145KV EQUIPMENT | 1000053302 | 145KV,1250A, 40KA, 3 PHASE, SF6 GAS INSULATED BUS DUCT (GIB) OUTSIDEGIS HALL ALONGWITH ASSOCIATED SUPPORT STRUCTURE | M | 35 |  | INCLUDED
10 | 7000030340 | 100 | 1.1 KV POWER & CONTROL CABLE | 1000000443 | 1.1kV grade Power Cables (PVCinsulated)along withlugs,glands,straight joints &accessories,etc. | LS | 1 |  | INCLUDED
11 | 7000030340 | 110 | 1.1 KV POWER & CONTROL CABLE | 1000000442 | 1.1kV grade Control Cables (PVCinsulated) along withlugs,glands,straight joints &accessories,etc. | LS | 1 |  | INCLUDED
12 | 7000030340 | 120 | 1.1 KV POWER & CONTROL CABLE | 1000000444 | 1.1kV grade Power Cables (XLPEinsulated) along withlugs,glands,straight joints &accessories,etc. | LS | 1 |  | INCLUDED
13 | 7000030340 | 130 | Fire protection system | 1000012022 | 4.5 kg CO2 type Portable Fire extinguisher | EA | 10 |  | INCLUDED
14 | 7000030340 | 140 | Fire protection system | 1000028771 | PORTABLE FIRE EXTINGUISHER-DCP TYPE 4.5/5 KG | EA | 10 |  | INCLUDED
15 | 7000030340 | 150 | Fire protection system | 1000028551 | Diesel Engine driven Hydrant system with Water tank, Pump Room, DGdriven pump, O/G & U/G piping, hydrant points for transformers,buildings, store yard and accessories etc. | LS | 1 |  | INCLUDED
16 | 7000030340 | 160 | Fire protection system | 1000034968 | FIRE DETECTION AND ALARM SYSTEM FOR COMPLEATE SUBSTATION AS PERTECHNICAL SPECIFICATION. | SET | 1 |  | INCLUDED
17 | 7000030340 | 170 | Fire protection system | 1000012073 | 50 litre foam type Trolley/Wheel mounted Fire extinguisher | EA | 2 |  | INCLUDED
18 | 7000030340 | 180 | Fire protection system | 1000012027 | 9litre water type Portable Fire extinguisher | EA | 4 |  | INCLUDED
19 | 7000030340 | 190 | 145 KV AIS EQUIPMENT | 1000000956 | 145kV, 1 phase Bus Post Insulators | EA | 6 |  | INCLUDED
20 | 7000030340 | 200 | 145 KV AIS EQUIPMENT | 1000062355 | SURGE ARRESTER, 1-PH, 96KV | EA | 6 |  | INCLUDED
21 | 7000030340 | 210 | 24 kV Equipment | 1000001877 | 24kV Indoor panel for I/C transformer (Single bus with sectionalizerarrangement) | SET | 2 |  | INCLUDED
22 | 7000030340 | 220 | 24 kV Equipment | 1000001874 | 24kV Indoor panel for Bus Coupler (Single bus with sectionalizerarrangement) | SET | 1 |  | INCLUDED
23 | 7000030340 | 230 | 24 kV Equipment | 1000001875 | 24kV Indoor panel for Bus PTs | SET | 1 |  | INCLUDED
24 | 7000030340 | 240 | 24 kV Equipment | 1000001878 | 24kV Indoor panel for line feeder (Single bus with sectionalizerarrangement) | SET | 8 |  | INCLUDED
25 | 7000030340 | 250 | 24 kV Equipment | 1000075047 | SURGE ARRESTER ZNO GAPLESS-18KV,10KA,1P | EA | 6 |  | INCLUDED
26 | 7000030340 | 260 | 24 kV Equipment | 1000001876 | 24kV Indoor panel for 200kVA, 22/0.433kV LT Transformer | SET | 2 |  | INCLUDED
27 | 7000030340 | 270 | 24 kV Equipment | 1000033699 | 24KV,25KA 3-PHASE INDOOR SWITCH GEAR PANEL-CAPACITOR BANK MODULE | EA | 2 |  | INCLUDED
28 | 7000030340 | 280 | 24 kV Equipment | 1000001586 | 22kV 400A,25kA,3-phase Double BreakIsolators without E/S | EA | 2 |  | INCLUDED
29 | 7000030340 | 290 | GIS PORTION Testing and maintenance eqpt | 1000025438 | SF6 Gas processing Unit for 145kV GIS station | SET | 1 |  | INCLUDED
30 | 7000030340 | 300 | GIS PORTION Testing and maintenance eqpt | 1000025329 | Portable Partial Discharge measurement test kitwith all necessary accessories,Industrial Grade Laptop and licensedsoftware as per Technicalspecification. | EA | 1 |  | INCLUDED
31 | 7000030340 | 310 | GIS PORTION Testing and maintenance eqpt | 1000025436 | SF6 Gas Leakage Detector | EA | 1 |  | INCLUDED
32 | 7000030340 | 320 | GIS PORTION Testing and maintenance eqpt | 1000032132 | SF6 GAS ANALYZER | EA | 1 |  | INCLUDED
33 | 7000030340 | 330 | Relay & Protection panel | 1000000812 | 132kV Line Protection Panel (with Automation) | EA | 2 |  | INCLUDED
34 | 7000030340 | 340 | Relay & Protection panel | 1000000908 | 132kV Transformer Protection Panel (For both HV & MV side)-(withAutomation) | EA | 3 |  | INCLUDED
35 | 7000030340 | 350 | Relay & Protection panel | 1000000734 | 132kV Bus Bar Protection Panel (Single)-(with Automation) | SET | 1 |  | INCLUDED
36 | 7000030340 | 360 | Relay & Protection panel | 1000021642 | Time synchronisation equipment | EA | 2 |  | INCLUDED
37 | 7000030340 | 370 | Relay & Protection panel | 1000025391 | Relay Test kit | EA | 1 |  | INCLUDED
38 | 7000030340 | 380 | Relay & Protection panel | 1000055441 | 132KV CIRCUIT BREAKER RELAY PANEL (WITH AUTOMATION) | EA | 6 |  | INCLUDED
39 | 7000030340 | 390 | Substation Automation System | 1000000814 | Complete Substation automation System for 132kV bay as per TechnicalSpecification | EA | 6 |  | INCLUDED
40 | 7000030340 | 400 | Substation Automation System | 1000044718 | COMPLETE SUBSTATION AUTOMATION SYSTEM FOR 22KV BAY AS PER TECHNICALSPECIFICATION | EA | 20 |  | INCLUDED
41 | 7000030340 | 410 | Substation Automation System | 1000018700 | Complete Substation automation System for controlling and monitoringof Auxilary System including BCUs as per technical specification | SET | 1 |  | INCLUDED
42 | 7000030340 | 420 | Substation Automation System | 1000059002 | NETWORK & SIGNAL ANALYSER TOOL KIT AS PER TECHNICAL SPECIFICATION | EA | 1 |  | INCLUDED
43 | 7000030340 | 430 | Substation Automation System | 1000059003 | PROTECTION TEST TOOL KIT AS PER TECHNICAL SPECIFICATION | EA | 1 |  | INCLUDED
44 | 7000030340 | 440 | Substation Automation System | 1000059004 | STATION OVERVIEW TOOL KIT AS PER TECHNICAL SPECIFICATION | EA | 1 |  | INCLUDED
45 | 7000030340 | 450 | HT CABLE SUPPLY | 1000044719 | CABLE TERM KIT 22KV 1CX185SQMM | SET | 24 |  | INCLUDED
46 | 7000030340 | 460 | HT CABLE SUPPLY | 1000069215 | 110KV GIS TERMINATION KIT SUITABLE FOR 110 KV, 1CX630 SQ.MM CABLE | EA | 7 |  | INCLUDED
47 | 7000030340 | 480 | HT CABLE SUPPLY | 1000077074 | 22KV 1CX185SQMM AL XLPE CABLE(KM) | KM | 0.75 |  | INCLUDED
48 | 7000030340 | 490 | HT CABLE SUPPLY | 1000077075 | 22KV 1CX300SQMM AL XLPE CABLE(KM) | KM | 1 |  | INCLUDED
49 | 7000030340 | 500 | HT CABLE SUPPLY | 1000077516 | CABLE TERM KIT 22KV 1CX300SQMM | SET | 24 |  | INCLUDED
50 | 7000030340 | 520 | LT SWITCHGEAR | 1000000564 | 110 V DC Distribution Board(DCDB) | SET | 2 |  | INCLUDED
51 | 7000030340 | 530 | LT SWITCHGEAR | 1000004308 | 415V Emergency Lighting DB(along with 1no. 25kVA 415V/415V lightingtransformer) | SET | 1 |  | INCLUDED
52 | 7000030340 | 540 | LT SWITCHGEAR | 1000004311 | 415V Main Lighting DB(along with 2 nos.25 kVA 415V/415V Lighting transformer) | SET | 1 |  | INCLUDED
53 | 7000030340 | 550 | LT SWITCHGEAR | 1000004303 | 415V AC Distribution Board (ACDB) as per Technical Specification | SET | 1 |  | INCLUDED
54 | 7000030340 | 560 | LT SWITCHGEAR | 1000004313 | 415V Main Switchboard | SET | 1 |  | INCLUDED
55 | 7000030340 | 570 | Erection Hardware | 1000011222 | Erection Hardware for 132kV DM type layout for GIS terminationarrangement-Line bay as per technical specification | SET | 2 |  | INCLUDED
56 | 7000030340 | 580 | Erection Hardware | 1000011220 | Erection Hardware for 132kV DM type layout for GIS terminationarrangement-Transformer bay as per technical specification | SET | 2 |  | INCLUDED
57 | 7000030340 | 590 | Erection Hardware | 1000032412 | ERECTION HARDWARE FOR AUXILIARY LT TRANSFORMER | SET | 1 |  | INCLUDED
58 | 7000030340 | 600 | Erection Hardware | 1000036885 | 22KV ERECTION H/W FOR CAPACITOR BANK | SET | 2 |  | INCLUDED
59 | 7000030340 | 610 | ILLUMINATION | 1000030151 | Security Room Illumination including conduit | LS | 1 |  | INCLUDED
60 | 7000030340 | 620 | ILLUMINATION | 1000037228 | ILLUMINATION SYSTEM FOR 132KV GIS HALL | LS | 1 |  | INCLUDED
61 | 7000030340 | 630 | ILLUMINATION | 1000014548 | Lighting Panel type ACP-3 as per technical specification | EA | 2 |  | INCLUDED
62 | 7000030340 | 640 | ILLUMINATION | 1000038325 | LIGHTING FIXTURE LED LUMINAIRES TYPE FL2 AS PER TECH. SPECIFICATIONS | EA | 10 |  | INCLUDED
63 | 7000030340 | 650 | ILLUMINATION | 1000025538 | Self Supported Aluminium Ladder as Per Technical Specification | EA | 1 |  | INCLUDED
64 | 7000030340 | 660 | ILLUMINATION | 1000024515 | Cartwheel Mounted Aluminium Ladder as Per Technical Specification | EA | 1 |  | INCLUDED
65 | 7000030340 | 670 | ILLUMINATION | 1000029979 | Control room cum administrative building (132kV) illuminationincluding Conduit | LS | 1 |  | INCLUDED
66 | 7000030340 | 680 | ILLUMINATION | 1000004952 | 63A, 415V : Interlocked switch socket outdoor Receptacle (type RP) asper technical specifications | EA | 1 |  | INCLUDED
67 | 7000030340 | 690 | ILLUMINATION | 1000001894 | Outdoor Power Receptacle for oilfiltration unit (250A) | EA | 1 |  | INCLUDED
68 | 7000030340 | 700 | ILLUMINATION | 1000038385 | FIRE WALL MOUNTED LED LUMINARIE TYPE FL-2 (250W) | EA | 4 |  | INCLUDED
69 | 7000030340 | 710 | ILLUMINATION | 1000030002 | Fire fighting pumphouse building illimunation including conduit | LS | 1 |  | INCLUDED
70 | 7000030340 | 730 | ILLUMINATION | 1000038387 | LED FLOOD LIGHT LUMINARIESTYPE FL-1 (150W) AS PER TECHNICALSPECIFICATION | EA | 10 |  | INCLUDED
71 | 7000030340 | 740 | ILLUMINATION | 1000014547 | Lighting Panel type ACP-2 as per technical specification | EA | 2 |  | INCLUDED
72 | 7000030340 | 750 | ILLUMINATION | 1000038388 | POLE MOUNTED LED POST TOP LUMINAIRE TYPE SL-D1 (= 30W)AS PER TECHNICALSPECIFICATION | EA | 4 |  | INCLUDED
73 | 7000030340 | 760 | ILLUMINATION | 1000017691 | Post top Lantern tubular pole | EA | 4 |  | INCLUDED
74 | 7000030865 | 10 | ILLUMINATION | 1000077906 | INDOOR LIGHTING FOR 4 CARS PARKING SHED | LS | 1 |  | INCLUDED
75 | 7000030340 | 780 | Earthing | 1000032055 | 40 MM MS ROD FOR MAIN EARTHMAT | KM | 3 |  | INCLUDED
76 | 7000030340 | 790 | MANDATORY SPARES_LOT | 1000019915 | Spares for DG set | LS | 1 |  | INCLUDED
77 | 7000030340 | 800 | MANDATORY SPARES_LOT | 1000029030 | Spares fpr 110V Battery Charger | LS | 1 |  | INCLUDED
78 | 7000030340 | 810 | MANDATORY SPARES_LOT | 1000028781 | SPARE-145KV T/F | LS | 1 |  | INCLUDED
79 | 7000030340 | 820 | MANDATORY SPARES_LOT | 1000028782 | SPARE-INDOORSW.GEAR PANEL | LS | 1 |  | INCLUDED
80 | 7000030340 | 830 | MANDATORY SPARES_LOT | 1000032837 | 98KV SURGE ARRESTORS (1-PHASE) | EA | 1 |  | INCLUDED
81 | 7000030340 | 840 | MANDATORY SPARES_LOT | 1000019927 | Spares-Substation Automation System | LS | 1 |  | INCLUDED
82 | 7000030340 | 850 | MANDATORY SPARES_LOT | 1000019912 | Relay & protection Panels (with automation) | LS | 1 |  | INCLUDED
83 | 7000030340 | 860 | MANDATORY SPARES_LOT | 1000075047 | SURGE ARRESTER ZNO GAPLESS-18KV,10KA,1P | EA | 1 |  | INCLUDED
84 | 7000030340 | 870 | MANDATORY SPARES_LOT | 1000077517 | SPARES FOR 24KV DOUBLE BREAK ISOLATOR | LS | 1 |  | INCLUDED
85 | 7000030340 | 880 | MANDATORY SPARES_LOT | 1000077760 | SPARE FOR CAPACITOR BANK | LS | 1 |  | INCLUDED
86 | 7000030340 | 1030 | CAPACITOR BANK | 1000077058 | 22KV, 2.4 MVAR CAPACITOR BANK | SET | 2 |  | INCLUDED
87 | 7000030340 | 1050 | VMS SYSTEM | 1000025861 | Visual Monitoring System for Watch & Ward | SET | 1 |  | INCLUDED
88 | 7000030340 | 1070 | EOT CRANE | 1000024689 | EOT Crane for GIS Building for 132kV GIS Station | SET | 1 |  | INCLUDED
89 | 7000030340 | 1080 | AIR CONDITIONING AND VENTILLATION | 1000022404 | Ventillation system for 132KV GIS Hall | SET | 1 |  | INCLUDED
90 | 7000030340 | 1090 | AIR CONDITIONING AND VENTILLATION | 1000013502 | High wall type split AC unit of 2 TR capacity | EA | 12 |  | INCLUDED
91 | 7000030340 | 1100 | BATTERY AND BATTERY CHARGER | 1000000575 | 110V, 400 Ah Battery | SET | 2 |  | INCLUDED
92 | 7000030340 | 1110 | BATTERY AND BATTERY CHARGER | 1000000576 | 110V, 40A/40A Float Cum Boost BatteryCharger | EA | 2 |  | INCLUDED
93 | 7000030340 | 1120 | DG SET | 1000077060 | 150 KVA DG SET | SET | 1 |  | INCLUDED
94 | 7000030340 | 1160 | MANDATORY SPARES-GIS COMMON | 1000058262 | 145KV GIS- CABLE CONNECTION ENCLOSURE WITH MAIN CIRCUIT | SET | 1 |  | INCLUDED
95 | 7000030340 | 1170 | MANDATORY SPARES-GIS COMMON | 1000058267 | 145KV GIS-SF6 GAS PRESSURE RELIEF DEVICE ASSEMBLY OF EACH TYPE | EA | 2 |  | INCLUDED
96 | 7000030340 | 1180 | MANDATORY SPARES-GIS COMMON | 1000050242 | SF6 PRESSURE GAUGE CUM SWITCH /DENSITY MONITORS AND PRESSURESWITCH AS APPLICABLE, OF EACH TYPE-145KV GIS | SET | 3 |  | INCLUDED
97 | 7000030340 | 1190 | MANDATORY SPARES-GIS COMMON | 1000050214 | COUPLING DEVICE FOR PRESSURE GAUGE CUM SWITCH FOR CONNECTINGGAS HANDLING PLANT OF EACH TYPE-145KV GIS | SET | 2 |  | INCLUDED
98 | 7000030340 | 1200 | MANDATORY SPARES-GIS COMMON | 1000050226 | RUBBER GASKETS, Ã‚â‚¬Å’OÃ‚â‚¬Â RINGS AND SEALS FOR SF6 GAS FOR GISENCLOSURE OF EACH TYPE-145KV GIS | SET | 3 |  | INCLUDED
99 | 7000030340 | 1210 | MANDATORY SPARES-GIS COMMON | 1000058265 | 145KV GIS-MOLECULAR FILTER FOR SF6 GAS WITH FILTER BAGS (5 % OF TOTALWEIGHT) | SET | 1 |  | INCLUDED
100 | 7000030340 | 1220 | MANDATORY SPARES-GIS COMMON | 1000050213 | CONTROL VALVES FOR SF6 GAS OF EACH TYPE-145KV GIS | SET | 3 |  | INCLUDED
101 | 7000030340 | 1230 | MANDATORY SPARES-GIS COMMON | 1000058266 | 145KV GIS-SF6 GAS (5 % OF TOTAL GAS QUANTITY) | LOT | 1 |  | INCLUDED
102 | 7000030340 | 1240 | MANDATORY SPARES-GIS COMMON | 1000050229 | LOCKING DEVICE TO KEEP THE DIS-CONNECTORS (ISOLATORS)AND EARTHING/FAST EARTHING SWITCHES (AS APPLICABLE) IN CLOSE OR OPENPOSITION IN CASE OF REMOVAL OF THE DRIVING MECHANISM-145KV GIS | SET | 3 |  | INCLUDED
103 | 7000030340 | 1250 | MANDATORY SPARES-GIS COMMON | 1000050256 | UHF PD SENSORS OF EACH TYPE ALONG WITH BNC CONNECTOR FOR 145KV GIS | EA | 5 |  | INCLUDED
104 | 7000030340 | 1260 | MANDATORY SPARES-GIS COMMON | 1000058269 | 145KV GIS-SUPPORT INSULATORS (GAS THROUGH) OF EACH TYPE (COMPLETE WITHMETAL RING ETC.) ALONG WITH ASSOCIATED CONTACTS AND SHIELDS | EA | 5 |  | INCLUDED
105 | 7000030340 | 1270 | MANDATORY SPARES-GIS COMMON | 1000058264 | 145KV GIS-GAS BARRIERS OF EACH TYPE (COMPLETE WITH METAL RING ETC.)ALONG WITH ASSOCIATED CONTACTS AND SHIELDS | EA | 5 |  | INCLUDED
106 | 7000030340 | 1280 | MANDATORY SPARES-GIS COMMON | 1000058268 | 145kV GIS- 1250A SF6 to air bushing complete in all respect | EA | 1 |  | INCLUDED
107 | 7000030340 | 1290 | MANDATORY SPARES-GIS COMMON | 1000050249 | LCC SPARES - AUX. RELAYS, CONTACTORS, PUSH BUTTONS, SWITCHES, LAMPS,ANNUNCIATION WINDOWS, MCB, FUSES, TIMERS, TERMINAL BLOCKS ETC.OF EACH TYPE & RATING-145KV GIS | SET | 2 |  | INCLUDED
108 | 7000030340 | 1300 | MANDATORY SPARES-GIS COMMON | 1000058270 | 145KV GIS- GAS INSULATED SURGE ARRESTER WITH ASSOCIATED ENCLOSURE ANDINSULATOR COMPLETE IN ALL RESPECT | EA | 1 |  | INCLUDED
109 | 7000030340 | 1310 | MANDATORY SPARES-GIS COMMON | 1000058271 | 145KV GIS- SURGE COUNTER/ MONITOR | EA | 1 |  | INCLUDED
110 | 7000030340 | 1320 | MANDATORY SPARES-GIS CB | 1000058241 | 145KV GIS- CIRCUIT BREAKER (THREE PHASE) OF 1250A WITH INTERRUPTER,MAIN CIRCUIT, ENCLOSURE AND OPERATING MECHANISM COMPLETE IN ALLRESPECT | SET | 1 |  | INCLUDED
111 | 7000030340 | 1330 | MANDATORY SPARES-GIS CB | 1000058242 | 145KV GIS- CIRCUIT BREAKER (THREE PHASE) OF 2000A WITH INTERRUPTER,MAIN CIRCUIT, ENCLOSURE AND OPERATING MECHANISM COMPLETE IN ALLRESPECT | SET | 1 |  | INCLUDED
112 | 7000030340 | 1340 | MANDATORY SPARES-GIS CB | 1000021870 | Trip coil assembly with resistor (asapplicable) for 145kV GIS CircuitBreaker | SET | 3 |  | INCLUDED
113 | 7000030340 | 1350 | MANDATORY SPARES-GIS CB | 1000009184 | Closing coil assembly with resistor (asapplicable) for 145kV GIS CircuitBreaker | SET | 3 |  | INCLUDED
114 | 7000030340 | 1360 | MANDATORY SPARES-GIS CB | 1000058257 | RELAYS, POWER CONTACTORS, PUSH BUTTONS, TIMERS & MCBS ETC. (ASAPPLICABLE) OF EACH TYPE FOR 145KV GIS CIRCUIT BREAKER | SET | 1 |  | INCLUDED
115 | 7000030340 | 1370 | MANDATORY SPARES-GIS CB | 1000058244 | AUXILIARY SWITCH ASSEMBLY OF EACH TYPE FOR 145KV GIS CIRCUIT BREAKER | SET | 3 |  | INCLUDED
116 | 7000030340 | 1380 | MANDATORY SPARES-GIS CB | 1000058251 | 145KV GIS CIRCUIT BREAKER-OPERATION COUNTER | EA | 3 |  | INCLUDED
117 | 7000030340 | 1390 | MANDATORY SPARES-GIS CB | 1000058258 | 145KV GIS CIRCUIT BREAKER-COMPLETE SPRING OPERATING MECHANISMINCLUDING CHARGING MECHANISM ETC. (FOR SPRING OPERATED MECHANISM, IFAPPLICABLE) | SET | 1 |  | INCLUDED
118 | 7000030340 | 1400 | MANDATORY SPARES-GIS ISOLATOR | 1000058369 | 145kV GIS- Three phase of 1250Adisconnector switch including maincircuit, enclosure, driving mechanismand support insulator etc., complete inall respect (Note 1- The contractorshall supply spare for disconnectorswitch to ensure one to one replacementof all disconnector switch supplied asmain equipment without any requirementof modification in fittings at site tocover all different types ofdisconnector switch supplied. In case,quantity of supplied dis-connectorswitch types (for one to onereplacement) are more than the quantitymentioned in BPS for spare, thecontractor shall supply theseadditional types of disconnector switchwithout any additional priceimplication to POWERGRID and quantitiesof these additional type ofdisconnector switch are deem to beincluded in the quantities mentioned inBPS for spare disconnector. Note 2 - Incase, Dis-connector Switch (DS) & EarthSwitch (ES) is provided in a sameenclosure with common operatingmechanism, then the module comprisingof Dis-connector & Earth switch insingle enclosure with common operatingmechanism is to be provided under thehead of spare Dis-connector only. Note3- In case, Dis-connector Switch (DS)&Earth Switch (ES) is provided in asame enclosure with separate operatingmechanism, then the module comprisingof Dis-connector & Earth switch insingle enclosure with separateoperating mechanism is to be providedunder the head of spare Dis-connectoronly.) | EA | 4 |  | INCLUDED
119 | 7000030340 | 1410 | MANDATORY SPARES-GIS ISOLATOR | 1000058370 | 145kV GIS- Three phase of 2000Adisconnector switch including maincircuit, enclosure, driving mechanismand support insulator etc., complete inall respect (Note 1- The contractorshall supply spare for disconnectorswitch to ensure one to one replacementof all disconnector switch supplied asmain equipment without any requirementof modification in fittings at site tocover all different types ofdisconnector switch supplied. In case,quantity of supplied dis-connectorswitch types (for one to onereplacement) are more than the quantitymentioned in BPS for spare, thecontractor shall supply theseadditional types of disconnector switchwithout any additional priceimplication to POWERGRID and quantitiesof these additional type ofdisconnector switch are deem to beincluded in the quantities mentioned inBPS for spare disconnector. Note 2 - Incase, Dis-connector Switch (DS) & EarthSwitch (ES) is provided in a sameenclosure with common operatingmechanism, then the module comprisingof Dis-connector & Earth switch insingle enclosure with common operatingmechanism is to be provided under thehead of spare Dis-connector only. Note3- In case, Dis-connector Switch (DS)&Earth Switch (ES) is provided in asame enclosure with separate operatingmechanism, then the module comprisingof Dis-connector & Earth switch insingle enclosure with separateoperating mechanism is to be providedunder the head of spare Dis-connectoronly.) | EA | 2 |  | INCLUDED
120 | 7000030340 | 1420 | MANDATORY SPARES-GIS ISOLATOR | 1000058239 | 145KV GIS- THREE PHASE MAINTENANCE EARTHING SWITCH INCLUDING MAINCIRCUIT, ENCLOSURE, DRIVING MECHANISM AND SUPPORT INSULATOR ETC.,COMPLETE IN ALL RESPECT (NOTE 1 - IN CASE, DIS-CONNECTOR SWITCH (DS) &EARTH SWITCH (ES) IS PROVIDED IN A SAME ENCLOSURE WITH COMMONOPERATING MECHANISM, THEN THE MODULE COMPRISING OF DIS-CONNECTOR &EARTH SWITCH IN SINGLE ENCLOSURE WITH COMMON OPERATING MECHANISM IS TOBE PROVIDED UNDER THE HEAD OF SPARE DIS-CONNECTOR ONLY. NOTE 2 - INCASE, DIS-CONNECTOR SWITCH (DS) & EARTH SWITCH (ES) IS PROVIDED IN ASAME ENCLOSURE WITH SEPARATE OPERATING MECHANISM, THEN THE MODULECOMPRISING OF DIS-CONNECTOR & EARTH SWITCH IN SINGLE ENCLOSURE WITHSEPARATE OPERATING MECHANISM IS TO BE PROVIDED UNDER THE HEAD OF SPAREDIS-CONNECTOR ONLY.) | EA | 1 |  | INCLUDED
121 | 7000030340 | 1430 | MANDATORY SPARES-GIS ISOLATOR | 1000058234 | 145KV GIS - THREE PHASE FAST EARTHING SWITCH INCLUDING MAIN CIRCUIT,ENCLOSURE, DRIVING MECHANISM AND SUPPORT INSULATOR ETC., COMPLETE INALL RESPECT (NOTE 1 - IN CASE, DIS-CONNECTOR SWITCH (DS) & EARTHSWITCH (ES) IS PROVIDED IN A SAME ENCLOSURE WITH COMMON OPERATINGMECHANISM, THEN THE MODULE COMPRISING OF DIS-CONNECTOR & EARTH SWITCHIN SINGLE ENCLOSURE WITH COMMON OPERATING MECHANISM IS TO BE PROVIDEDUNDER THE HEAD OF SPARE DIS-CONNECTOR ONLY. NOTE 2 - IN CASE,DIS-CONNECTOR SWITCH (DS) & EARTH SWITCH (ES) IS PROVIDED IN A SAMEENCLOSURE WITH SEPARATE OPERATING MECHANISM, THEN THE MODULECOMPRISING OF DIS-CONNECTOR & EARTH SWITCH IN SINGLE ENCLOSURE WITHSEPARATE OPERATING MECHANISM IS TO BE PROVIDED UNDER THE HEAD OF SPAREDIS-CONNECTOR ONLY.) | EA | 1 |  | INCLUDED
122 | 7000030340 | 1440 | MANDATORY SPARES-GIS ISOLATOR | 1000058048 | OPEN/CLOSE CONTACTOR ASSEMBLY, TIMERS, KEY INTERLOCK, INTERLOCKINGCOILS, RELAYS, PUSH BUTTONS, INDICATING LAMPS, POWER CONTACTORS,RESISTORS, FUSES, MCBS & DRIVE CONTROL CARDS ETC. (AS APPLICABLE) ONEOF EACH TYPE FOR ONE COMPLETE MOM BOX FOR 145KV GIS DISCONNECTORSWITCH | SET | 1 |  | INCLUDED
123 | 7000030340 | 1450 | MANDATORY SPARES-GIS ISOLATOR | 1000058236 | OPEN/CLOSE CONTACTOR ASSEMBLY, TIMERS, KEY INTERLOCK, INTERLOCKINGCOILS, RELAYS, PUSH BUTTONS, INDICATING LAMPS, POWER CONTACTORS,RESISTORS, FUSES, MCBS & DRIVE CONTROL CARDS ETC. (AS APPLICABLE) ONEOF EACH TYPE FOR ONE COMPLETE MOM BOX FOR 145KV GIS MAINTENANCE EARTHSWITCH | SET | 1 |  | INCLUDED
124 | 7000030340 | 1460 | MANDATORY SPARES-GIS ISOLATOR | 1000058231 | OPEN/CLOSE CONTACTOR ASSEMBLY, TIMERS, KEY INTERLOCK, INTERLOCKINGCOILS, RELAYS, PUSH BUTTONS, INDICATING LAMPS, POWER CONTACTORS,RESISTORS, FUSES, MCBS & DRIVE CONTROL CARDS ETC. (AS APPLICABLE) ONEOF EACH TYPE FOR ONE COMPLETE MOM BOX FOR 145KV GIS FAST EARTHINGSWITCH | SET | 1 |  | INCLUDED
125 | 7000030340 | 1470 | MANDATORY SPARES-GIS ISOLATOR | 1000058260 | LIMIT SWITCHES AND AUX. SWITCHES FOR ONE COMPLETE MOM BOX FOR 145KVGIS DISCONNECTOR SWITCH | SET | 2 |  | INCLUDED
126 | 7000030340 | 1480 | MANDATORY SPARES-GIS ISOLATOR | 1000058238 | LIMIT SWITCHES AND AUX. SWITCHES FOR ONE COMPLETE MOM BOX FOR 145KVGIS MAINTENANCE EARTH SWITCH | SET | 2 |  | INCLUDED
127 | 7000030340 | 1490 | MANDATORY SPARES-GIS ISOLATOR | 1000058233 | LIMIT SWITCHES AND AUX. SWITCHES FOR ONE COMPLETE MOM BOX FOR 145KVGIS FAST EARTHING SWITCH | SET | 2 |  | INCLUDED
128 | 7000030340 | 1500 | MANDATORY SPARES-GIS ISOLATOR | 1000058049 | DRIVE MECHANISM FOR 145KV GIS DISCONNECTOR SWITCH | SET | 1 |  | INCLUDED
129 | 7000030340 | 1510 | MANDATORY SPARES-GIS ISOLATOR | 1000058237 | DRIVE MECHANISM FOR 145KV GIS MAINTENANCE EARTH SWITCH | SET | 1 |  | INCLUDED
130 | 7000030340 | 1520 | MANDATORY SPARES-GIS ISOLATOR | 1000058232 | DRIVE MECHANISM FOR 145KV GIS FAST EARTHING SWITCH | SET | 1 |  | INCLUDED
131 | 7000030340 | 1530 | MANDATORY SPARES-GIS ISOLATOR | 1000058230 | MOTOR FOR DRIVE MECHANISM FOR 145KV GIS DISCONNECTOR SWITCH | EA | 1 |  | INCLUDED
132 | 7000030340 | 1540 | MANDATORY SPARES-GIS ISOLATOR | 1000058240 | MOTOR FOR DRIVE MECHANISM FOR 145KVGIS MAINTENANCE EARTH SWITCH | EA | 1 |  | INCLUDED
133 | 7000030340 | 1550 | MANDATORY SPARES-GIS ISOLATOR | 1000058235 | MOTOR FOR DRIVE MECHANISM FOR 145KV GIS FAST EARTHING SWITCH | EA | 1 |  | INCLUDED
134 | 7000030340 | 1560 | MANDATORY SPARES-GIS CT | 1000077053 | 145KV GIS- CURRENT TRANSFORMER (5 CORES) WITH ASSOCIATED ENCLOSURE ANDPRIMARY CONDUCTOR COMPLETE IN ALL RESPECT | EA | 1 |  | INCLUDED
135 | 7000030340 | 1570 | MANDATORY SPARES-GIS VT | 1000058263 | 145KV GIS- VOLTAGE TRANSFORMER WITH ASSOCIATED ENCLOSURE COMPLETE INALL RESPECT | EA | 1 |  | INCLUDED
136 | 7000030340 | 1580 | SUPPLY OF STEEL STRUCTURES | 1000015954 | Fabrication, galvanising and supply of Lattice Structures (MS Steel),to be designed during detailed engineering, for towers, beams andequipment support structure including pack plates / packwashers andgusset plates excluding fasteners and foundation bolts | MT | 30 |  | INCLUDED
137 | 7000030340 | 1590 | SUPPLY OF STEEL STRUCTURES | 1000011713 | Fabrication, galvanising and supply of fasteners ( nuts, bolts andwashers ) including step bolts for lattice and pipe structures to bedesigned during detailed engineering | MT | 1.5 |  | INCLUDED
138 | 7000030340 | 1600 | SUPPLY OF STEEL STRUCTURES | 1000012373 | Fabrication, galvanising and supply of foundation bolts including nuts,checknut and washers for lattice and pipe structures to be designedduring detailed engineering | MT | 1.5 |  | INCLUDED
139 | 7000030340 | 1630 | Supply BoQ Tele Eqpt at Lawspet | 1000031367 | SDH EQUIPMENT (STM-16 MADM UPTO 5 MSP PROTECTED DIRECTIONS)-BASEEQUIPMENT (COMMON CARDS, CROSS CONNECT/CONTROL CARDS, OPTICAL BASECARDS, POWER SUPPLY CARDS, POWER CABLING, OTHER HARDWARE ANDACCESSORIES INCLUDING SUB RACKS, PATCH CORD, DDF ETC FULLY EQUIPEDEXCLUDING OPTICAL INTERFACE & TRIBUTARY CARDS | EA | 1 |  | INCLUDED
140 | 7000030340 | 1640 | Supply BoQ Tele Eqpt at Lawspet | 1000018706 | S16.1 SFP | EA | 4 |  | INCLUDED
141 | 7000030340 | 1650 | Supply BoQ Tele Eqpt at Lawspet | 1000031374 | TRIBUTARY INTERFACE- E1 INTERFACE (MINIMUM 16 NOS.) | SET | 2 |  | INCLUDED
142 | 7000030340 | 1660 | Supply BoQ Tele Eqpt at Lawspet | 1000034950 | ETHERNET INTERFACE 10/100 BASE T WITH LAYER-2 SWITCHING (MIN 8INTERFACES PER CARD) | EA | 2 |  | INCLUDED
143 | 7000030340 | 1670 | Supply BoQ Tele Eqpt at Lawspet | 1000031381 | TRIBUTARY INTERFACE-GIGABIT ETHERNET INTERFACES 10/100 MBPS WITH LAYER-2 SWITCHING (MINIMUM 2 NOS.) | SET | 1 |  | INCLUDED
144 | 7000030340 | 1680 | Supply BoQ Tele Eqpt at Lawspet | 1000026228 | Equipment Cabinets For SDH | EA | 1 |  | INCLUDED
145 | 7000030340 | 1690 | Supply BoQ Tele Eqpt at Lawspet | 1000028495 | NMS- CRAFT TERMINAL-HARDWARE | EA | 1 |  | INCLUDED
146 | 7000030340 | 1700 | Supply BoQ Tele Eqpt at Lawspet | 1000028265 | Software for Craft Terminal | EA | 1 |  | INCLUDED
147 | 7000030340 | 1710 | Supply BoQ Tele Eqpt at Lawspet | 1000034998 | VOIP TELEPHONE INSTRUMENT WITH ONE COMMON SWITCH (MIN. 8 PORT) | EA | 2 |  | INCLUDED
148 | 7000030340 | 1720 | Supply BoQ Tele Eqpt at Lawspet | 1000037545 | 24F (DWSM) APPROACH FIBRE OPTIC CABLE | KM | 1 |  | INCLUDED
149 | 7000030340 | 1730 | Supply BoQ Tele Eqpt at Lawspet | 1000066614 | GI PIPE INSTALLATION HARDWARE FOR APPROACH CABLING | KM | 1 |  | INCLUDED
150 | 7000030340 | 1740 | Supply BoQ Tele Eqpt at Lawspet | 1000066612 | GI ELBOW INSTALLATION HARDWARE FOR APPROAH CABLING | EA | 100 |  | INCLUDED
151 | 7000030340 | 1750 | Supply BoQ Tele Eqpt at Lawspet | 1000066613 | GI FLEXIBLE CONDUIT INSTALLATION HARDWARE FOR APPROAH CABLING | EA | 80 |  | INCLUDED
152 | 7000030340 | 1760 | Supply BoQ Tele Eqpt at Lawspet | 1000023471 | OPGW Fibre Optic Distribution Panel (FODP): Indoor Type: 96F | EA | 1 |  | INCLUDED
153 | 7000030340 | 1770 | Supply BoQ Tele Eqpt at Lawspet | 1000028456 | 48V DCPS - SMPS BASED 48V DC POWER SUPPLY (DCPS) SYSTEM OF 25 AMPRATING | SET | 1 |  | INCLUDED
154 | 7000030340 | 1780 | Supply BoQ Tele Eqpt at Lawspet | 1000028532 | VRLA Battery Bank for DCPS system of 300AH rating | EA | 1 |  | INCLUDED
155 | 7000030340 | 1790 | Supply Tele Eqpt at Jipmer | 1000018706 | S16.1 SFP | EA | 2 |  | INCLUDED
156 | 7000030340 | 1800 | Supply Tele Eqpt at Vengata | 1000018706 | S16.1 SFP | EA | 2 |  | INCLUDED
157 | 7000030340 | 1840 | Spares-tele equip | 1000031369 | SDH EQUIPMENT (STM-16 MADM UPTO 5 MSP PROTECTED DIRECTIONS)-COMMONCARDS, CROSS-CONNECT/CONTROL CARDS, OPTICAL BASE CARD, POWER SUPPLYCARDS, POWER CABLING, OTHER HARDWARE & ACCESSORIES (EACH). | SET | 1 |  | INCLUDED
158 | 7000030340 | 1900 | Spares-tele equip | 1000018706 | S16.1 SFP | EA | 1 |  | INCLUDED
159 | 7000030340 | 1850 | Spares-tele equip | 1000031374 | TRIBUTARY INTERFACE- E1 INTERFACE (MINIMUM 16 NOS.) | SET | 1 |  | INCLUDED
160 | 7000030340 | 1860 | Spares-tele equip | 1000034950 | ETHERNET INTERFACE 10/100 BASE T WITH LAYER-2 SWITCHING (MIN 8INTERFACES PER CARD) | EA | 1 |  | INCLUDED
161 | 7000030340 | 1870 | Spares-tele equip | 1000031381 | TRIBUTARY INTERFACE-GIGABIT ETHERNET INTERFACES 10/100 MBPS WITH LAYER-2 SWITCHING (MINIMUM 2 NOS.) | SET | 1 |  | INCLUDED
162 | 7000030340 | 1880 | Spares-tele equip | 1000031398 | PRE CONNECTORIZED OPTICAL FIBER PATCH CORDS(10 MTRS) â€“ PACK OF SIXPATCH CORDS | SET | 1 |  | INCLUDED
163 | 7000030340 | 1890 | Spares-tele equip | 1000034998 | VOIP TELEPHONE INSTRUMENT WITH ONE COMMON SWITCH (MIN. 8 PORT) | EA | 1 |  | INCLUDED
164 | 7000030340 | 1910 | Spares-tele equip | 1000037545 | 24F (DWSM) APPROACH FIBRE OPTIC CABLE | KM | 0.5 |  | INCLUDED
165 | 7000030340 | 1920 | Spares-tele equip | 1000066614 | GI PIPE INSTALLATION HARDWARE FOR APPROACH CABLING | KM | 0.035 |  | INCLUDED
166 | 7000030340 | 1930 | Spares-tele equip | 1000066612 | GI ELBOW INSTALLATION HARDWARE FOR APPROAH CABLING | EA | 4 |  | INCLUDED
167 | 7000030340 | 1940 | Spares-tele equip | 1000066613 | GI FLEXIBLE CONDUIT INSTALLATION HARDWARE FOR APPROAH CABLING | EA | 3 |  | INCLUDED
168 | 7000030340 | 1950 | Spares-tele equip | 1000031383 | MCCB/MCB-2P/ CONTACTOR/ TIMER/ RELAY OF EACH TYPE & RATING (ASAPPLICABLE) | SET | 1 |  | INCLUDED
169 | 7000030340 | 1960 | Spares-tele equip | 1000019811 | Single Pole MCBs (for outgoing DC Feeders) for DCPS | SET | 3 |  | INCLUDED
170 | 7000030340 | 1970 | Spares-tele equip | 1000028252 | Electronic Printed Circuit Board | SET | 1 |  | INCLUDED
| TOTAL for Local Transportation, In-transit Insurance, Loading and Unloading | [7 empty] | 0 | 0
Note: Bidders to note that the item description under various schedules are through unique material ID for respective items under SAP ERP System and therefore, identical item description appears in schedule-1(Ex-works) & schedule-2(F&I). However, the prices to be quoted in Price Schedule-2(F&I) shall be towards Local Transportation, In-transit Insurance, loading and unloading only in line with clause ITB 11.4(b).
| Date |  |  |  |  | Printed Name
| Place |  |  |  |  | Designation

## Sch-3
CC/NT/W-GIS/DOM/A02/25/03858 | [14 empty] | Schedule - 3
110kV GIS Substation Package SS 145 for Establishment of a 110/22kV gas Insulated substation at Lawspet in Puducherry with allied works under consultancy services to PED.
(SCHEDULE OF RATES AND PRICES )
BIDDER:
0 | [11 empty] | To:
Bidder’s Name and Address (Sole Bidder) : | [11 empty] | Contract Services
Name : | [11 empty] | Power Grid Corporation of India Ltd.,
Address : | [11 empty] | "Saudamini", Plot No.-2
Sector-29,
Gurugram (Haryana) - 122001
Installation Charges : | [13 empty] | (All Prices are in Indian Rupees)
Slno | PR No | PR Line Item No | Activity header | PR Activity No | Activity Description | Service Code | SAC (Service Accounting Codes) | Whether SAC in column ‘8’ is confirmed. If not indicate applicable the SAC # | Rate of GST applicable ( in %) | Whether rate of GST in column ‘10’ is confirmed. If not indicate applicable rate of GST # | Description | Unit | Quantity | Unit Erection Charges | Total Erection Charges | GST Before Discount | Discount | Total Price after discount | GST After Discount
| 2 | 3 |  | 4 | 6 | 7 | 8 | 9 | 10 | 11 | 12 | 13 | 14 | 15 | 16=14*15
BOQ_110/22KV LAWASPET GIS SS
1 | 7000030340 | 890 | 658 | 20 | SERVICE:TRANSFORMER | 100002054 | 998736 |  | 18 |  | Nitrogen injection type fire protection for 132kV transformer | SET | 2 |  | INCLUDED
2 | 7000030340 | 890 | 658 | 30 | SERVICE:TRANSFORMER | 100040378 | 998736 |  | 18 |  | 110/22kV, 25MVA, Dyn11,3-Phase, Power Transformer with OLTC, RTCC & Accessories With 10% Extra Oil | EA | 2 |  | INCLUDED
3 | 7000030340 | 890 | 658 | 50 | SERVICE:TRANSFORMER | 100006993 | 998736 |  | 18 |  | 200kVA, 22/0.433kV Transformer . | EA | 1 |  | INCLUDED
4 | 7000030340 | 900 | 659 | 30 | Service: GIS PORTION 145KV EQUIPMENT | 100004398 | 998736 |  | 18 |  | 145 kV, 2000A, 40kA, SF6 GIS Bus bar module as per Section-Project,Technical specification | SET | 2 |  | INCLUDED
5 | 7000030340 | 900 | 659 | 40 | Service: GIS PORTION 145KV EQUIPMENT | 100004399 | 998736 |  | 18 |  | 145kV, 2000 A, 40 kA, SF6 GIS Bus coupler bay module as per Section-Project,Technical specification | SET | 1 |  | INCLUDED
6 | 7000030340 | 900 | 659 | 70 | Service: GIS PORTION 145KV EQUIPMENT | 100013798 | 998736 |  | 18 |  | 145KV,1250A, 40KA, 3 PHASE, SF6 GAS INSULATED BUS DUCT (GIB) OUTSIDE GIS HALL ALONGWITH ASSOCIATED SUPPORT STRUCTURE | M | 35 |  | INCLUDED
7 | 7000030340 | 900 | 659 | 80 | Service: GIS PORTION 145KV EQUIPMENT | 100057088 | 998736 |  | 18 |  | 145 kV,1250A, 40 kA for 1 sec SF6 GIS LINE FEEDER BAY MODULE AS PER SECTION-PROJECT, TECHNICAL SPECIFICATION | SET | 2 |  | INCLUDED
8 | 7000030340 | 900 | 659 | 90 | Service: GIS PORTION 145KV EQUIPMENT | 100057089 | 998736 |  | 18 |  | 145 kV, 1250A, 40 kA for 1sec SF6 GIS ICT FEEDER BAY MODULE AS PER SECTION-PROJECT, TECHNICAL SPECIFICATION | SET | 3 |  | INCLUDED
9 | 7000030340 | 900 | 659 | 100 | Service: GIS PORTION 145KV EQUIPMENT | 100057090 | 998736 |  | 18 |  | 145KV, 1250A, 40KA SF6 TO AIR BUSHING(1-Phase) ALONG WITH SUPPORT STRUCTURE | SET | 9 |  | INCLUDED
10 | 7000030340 | 910 | 660 | 10 | Service: 145V AIS equipment | 100001908 | 998736 |  | 18 |  | 145kV ,1 phase Bus Post Insulators | EA | 6 |  | INCLUDED
11 | 7000030340 | 910 | 660 | 20 | Service: 145V AIS equipment | 100000588 | 998736 |  | 18 |  | 98 kV Surge Arrestors (1-Phase) | EA | 6 |  | INCLUDED
12 | 7000030340 | 910 | 660 | 28 | Service: 145V AIS equipment | 100001232 | 995455 |  | 18 |  | Standard Pipe Structure for 132kV SA (1-phase) | EA | 6 |  | INCLUDED
13 | 7000030340 | 910 | 660 | 8 | Service: 145V AIS equipment | 100001233 | 995455 |  | 18 |  | Standard Pipe Structure for 132kV BPI (excluding wave trap) | EA | 6 |  | INCLUDED
14 | 7000030340 | 920 | 675 | 10 | Service: 24 KV EQUIPMENT | 100000695 | 998736 |  | 18 |  | 18kV Surge arrestor | EA | 6 |  | INCLUDED
15 | 7000030340 | 920 | 675 | 20 | Service: 24 KV EQUIPMENT | 100000692 | 998736 |  | 18 |  | 22kV 400A,25kA,3-phase Double BreakIsolators without E/S | EA | 2 |  | INCLUDED
16 | 7000030340 | 920 | 675 | 30 | Service: 24 KV EQUIPMENT | 100000690 | 998736 |  | 18 |  | 24kV Indoor panel for Bus Coupler (Single bus with sectionalizer arrangement) | SET | 1 |  | INCLUDED
17 | 7000030340 | 920 | 675 | 40 | Service: 24 KV EQUIPMENT | 100000688 | 998736 |  | 18 |  | 24kV Indoor panel for I/C transformer (Single bus with sectionalizer arrangement) | SET | 2 |  | INCLUDED
18 | 7000030340 | 920 | 675 | 50 | Service: 24 KV EQUIPMENT | 100000687 | 998736 |  | 18 |  | 24kV Indoor panel for 200kVA, 22/0.433kV LT Transformer | SET | 2 |  | INCLUDED
19 | 7000030340 | 920 | 675 | 60 | Service: 24 KV EQUIPMENT | 100000685 | 998736 |  | 18 |  | 24kV,25kA indoor Switch Gear-Line module | EA | 8 |  | INCLUDED
20 | 7000030340 | 920 | 675 | 70 | Service: 24 KV EQUIPMENT | 100000689 | 998736 |  | 18 |  | 24kV Indoor panel for Bus PTs | SET | 1 |  | INCLUDED
21 | 7000030340 | 920 | 675 | 80 | Service: 24 KV EQUIPMENT | 100003931 | 998736 |  | 18 |  | 24KV,25KA 3-PHASE INDOOR SWITCH GEAR PANEL-CAPACITOR BANK MODULE | EA | 2 |  | INCLUDED
22 | 7000030340 | 930 | 680 | 10 | EOT CRANE | 100001857 | 998736 |  | 18 |  | EOT Crane for GIS Building for 132kV GIS Station | SET | 1 |  | INCLUDED
23 | 7000030340 | 940 | 690 | 10 | Service: Relay & Prot Panel | 100000747 | 998736 |  | 18 |  | 132kV Transformer Protection Panel (For both HV & MV side)-(with Automation) | EA | 3 |  | INCLUDED
24 | 7000030340 | 940 | 690 | 30 | Service: Relay & Prot Panel | 100000749 | 998736 |  | 18 |  | 132kV Bus Bar Protection Panel (Single)-(with Automation) | SET | 1 |  | INCLUDED
25 | 7000030340 | 940 | 690 | 40 | Service: Relay & Prot Panel | 100000746 | 998736 |  | 18 |  | 132kV Line Protection Panel (with Automation) | EA | 2 |  | INCLUDED
26 | 7000030340 | 940 | 690 | 60 | Service: Relay & Prot Panel | 100001891 | 998736 |  | 18 |  | Time synchronisation equipment | EA | 2 |  | INCLUDED
27 | 7000030340 | 940 | 690 | 70 | Service: Relay & Prot Panel | 100016777 | 998736 |  | 18 |  | 132kV Circuit Breaker Relay Panel (with Automation) | EA | 6 |  | INCLUDED
28 | 7000030340 | 950 | 700 | 10 | Service: Substation Automation System | 100000773 | 998736 |  | 18 |  | Complete Substation automation System for 132kV bay as per Technical Specification | EA | 6 |  | INCLUDED
29 | 7000030340 | 950 | 700 | 20 | Service: Substation Automation System | 100000783 | 998736 |  | 18 |  | Complete Substation automation System for controlling and monitoring of Auxilary System including BCUs as per technicalspecification | SET | 1 |  | INCLUDED
30 | 7000030340 | 950 | 700 | 30 | Service: Substation Automation System | 100006998 | 998736 |  | 18 |  | Complete Substation automation System for 22kV bay as per TechnicalSpecification . | EA | 20 |  | INCLUDED
31 | 7000030340 | 960 | 710 | 10 | SERVICE: HT CABLES | 100006996 | 998736 |  | 18 |  | 22KV POWER CABLE TERMINATION KIT . | EA | 48 |  | INCLUDED
32 | 7000030340 | 960 | 710 | 70 | SERVICE: HT CABLES | 100044306 | 998736 |  | 18 |  | 110KV GIS TERMINATION KIT SUITABLE FOR 110 KV, 1CX630 SQ.MM CABLE | EA | 6 |  | INCLUDED
33 | 7000030340 | 960 | 710 | 80 | SERVICE: HT CABLES | 100057062 | 998736 |  | 18 |  | 22KV 1CX300SQMM AL XLPE CABLE(KM) | KM | 1 |  | INCLUDED
34 | 7000030340 | 960 | 710 | 90 | SERVICE: HT CABLES | 100057063 | 998736 |  | 18 |  | 22KV 1CX185SQMM AL XLPE CABLE(KM) | KM | 0.75 |  | INCLUDED
35 | 7000030340 | 970 | 720 | 20 | Service: Substation Auxiliaries | 100000894 | 998736 |  | 18 |  | 415V Main Switchboard | SET | 1 |  | INCLUDED
36 | 7000030340 | 970 | 720 | 30 | Service: Substation Auxiliaries | 100000895 | 998736 |  | 18 |  | AC Distribution Board (ACDB) | SET | 1 |  | INCLUDED
37 | 7000030340 | 970 | 720 | 40 | Service: Substation Auxiliaries | 100002065 | 998731 |  | 18 |  | 415V Main Lighting DB(along with 2 nos.25 kVA 415V/415V Lighting transformer) | SET | 1 |  | INCLUDED
38 | 7000030340 | 970 | 720 | 50 | Service: Substation Auxiliaries | 100002066 | 998731 |  | 18 |  | 415V Emergency Lighting DB(along with 1no. 25kVA 415V/415V lightingtransformer) | SET | 1 |  | INCLUDED
39 | 7000030340 | 970 | 720 | 60 | Service: Substation Auxiliaries | 100000904 | 998736 |  | 18 |  | 110 V DC Distribution Board(DCDB) | SET | 2 |  | INCLUDED
40 | 7000030340 | 980 | 731 | 10 | SERV:1.1KV POWER & CONTROL CABLE | 100002180 | 998736 |  | 18 |  | 1.1kV grade Power Cables (XLPEinsulated) along withlugs,glands,straight joints &accessories,etc. | LS | 1 |  | INCLUDED
41 | 7000030340 | 980 | 731 | 20 | SERV:1.1KV POWER & CONTROL CABLE | 100002182 | 998736 |  | 18 |  | 1.1kV grade Control Cables (PVCinsulated) along withlugs,glands,straight joints &accessories,etc. | LS | 1 |  | INCLUDED
42 | 7000030340 | 980 | 731 | 30 | SERV:1.1KV POWER & CONTROL CABLE | 100002181 | 998736 |  | 18 |  | 1.1kV grade Power Cables (PVCinsulated)along withlugs,glands,straight joints &accessories,etc. | LS | 1 |  | INCLUDED
43 | 7000030340 | 990 | 741 | 10 | Service: Erection Hardware | 100002166 | 998731 |  | 18 |  | Erection Hardware for 132kV DM type layout for GIS termination arrangement-Transformer bay as per technical specification | SET | 2 |  | INCLUDED
44 | 7000030340 | 990 | 741 | 20 | Service: Erection Hardware | 100003610 | 998736 |  | 18 |  | Conductor, clamps,connector including eqpt connectors earthing material, risers etc required for connection of aux. LT transformer. | SET | 1 |  | INCLUDED
45 | 7000030340 | 990 | 741 | 30 | Service: Erection Hardware | 100002165 | 998731 |  | 18 |  | Erection Hardware for 132kV DM type layout for GIS termination arrangement-Line bay as per technical specification | SET | 2 |  | INCLUDED
46 | 7000030340 | 990 | 741 | 60 | Service: Erection Hardware | 100057038 | 998736 |  | 18 |  | ERECTION H/W-22KV,2.4 MVAR CAPACITOR BANK | SET | 2 |  | INCLUDED
47 | 7000030340 | 1000 | 760 | 10 | Service: Earthing | 100001148 | 998739 |  | 18 |  | 40 mm MS rod for Main Earthmat | M | 3000 |  | INCLUDED
48 | 7000030340 | 1010 | 1210 | 10 | SERVICE: ILLUMINATION | 100004930 | 998731 |  | 18 |  | LED Flood Light Luminaries Type-FL-1 as per technical specification | EA | 10 |  | INCLUDED
49 | 7000030340 | 1010 | 1210 | 20 | SERVICE: ILLUMINATION | 100004931 | 998731 |  | 18 |  | LED Flood Light Luminaries Type FL-2 (250W) as per technical specification | EA | 10 |  | INCLUDED
50 | 7000030340 | 1010 | 1210 | 50 | SERVICE: ILLUMINATION | 100002363 | 998739 |  | 18 |  | Control room cum administrative building (132kV) illumination including Conduit | LS | 1 |  | INCLUDED
51 | 7000030340 | 1010 | 1210 | 60 | SERVICE: ILLUMINATION | 100002420 | 998739 |  | 18 |  | illumination system for 132KV GIS Hall | LS | 1 |  | INCLUDED
52 | 7000030340 | 1010 | 1210 | 70 | SERVICE: ILLUMINATION | 100002364 | 998739 |  | 18 |  | Fire fighting pumphouse building illimunation including conduit | LS | 1 |  | INCLUDED
53 | 7000030340 | 1010 | 1210 | 80 | SERVICE: ILLUMINATION | 100002487 | 998731 |  | 18 |  | Security Room Illumination including conduit | LS | 1 |  | INCLUDED
54 | 7000030340 | 1010 | 1210 | 90 | SERVICE: ILLUMINATION | 100001022 | 998731 |  | 18 |  | Lighting Panel type ACP-3 as per technical specification | EA | 2 |  | INCLUDED
55 | 7000030340 | 1010 | 1210 | 150 | SERVICE: ILLUMINATION | 100001052 | 998731 |  | 18 |  | 63A, 415V : Interlocked switch socket outdoor Receptacle (type RP) as per technical specifications | EA | 1 |  | INCLUDED
56 | 7000030340 | 1010 | 1210 | 160 | SERVICE: ILLUMINATION | 100001885 | 998739 |  | 18 |  | Outdoor Power Receptacle for oilfiltration unit (250A) | EA | 1 |  | INCLUDED
57 | 7000030340 | 1010 | 1210 | 170 | SERVICE: ILLUMINATION | 100004937 | 998731 |  | 18 |  | Fire Wall Mounted LED Luminarie Type FL-2 (250W) | EA | 4 |  | INCLUDED
58 | 7000030340 | 1010 | 1210 | 210 | SERVICE: ILLUMINATION | 100001021 | 995461 |  | 18 |  | Lighting Panel type ACP-2 as per technical specification | EA | 2 |  | INCLUDED
59 | 7000030340 | 1010 | 1210 | 220 | SERVICE: ILLUMINATION | 100004933 | 998731 |  | 18 |  | Pole Mounted LED Post Top Luminaire TYPE SL-D1 (= 30W)as per technical specification | EA | 4 |  | INCLUDED
60 | 7000030340 | 1010 | 1210 | 240 | SERVICE: ILLUMINATION | 100001110 | 998731 |  | 18 |  | Post top Lantern tubular pole | EA | 4 |  | INCLUDED
61 | 7000030340 | 1010 | 1210 | 250 | SERVICE: ILLUMINATION | 100057263 | 998739 |  | 18 |  | Indoor Lighting for 4 cars Parking shed | LS | 1 |  | INCLUDED
62 | 7000030340 | 1020 | 1310 | 20 | Service: Fire protection system | 100002257 | 998736 |  | 18 |  | Diesel Engine driven Hydrant system with Water tank, Pump Room, DG driven pump, O/G & U/G piping, hydrant points for transformers,buildings, store yard and accessories etc. | LS | 1 |  | INCLUDED
63 | 7000030340 | 1020 | 1310 | 120 | Service: Fire protection system | 100004476 | 995461 |  | 18 |  | Fire Detection and Alarm System for compleate Substation as per Technical specification. | SET | 1 |  | INCLUDED
64 | 7000030340 | 1040 | 1400 | 10 | SERVICE:CAPACITOR BANK | 100057037 | 998736 |  | 18 |  | ERECTION OF 22KV, 2.4 MVAR CAPACITOR BANK | SET | 2 |  | INCLUDED
65 | 7000030340 | 1060 | 1420 | 10 | SERVICE: VMS SYSTEM | 100000869 | 998736 |  | 18 |  | Visual monitoring system for watch & ward | SET | 1 |  | INCLUDED
66 | 7000030340 | 1130 | 1470 | 10 | SERVICE:BATTERY AND BATTERY CHARGER | 100000918 | 998736 |  | 18 |  | 110V, 400 Ah Battery | SET | 2 |  | INCLUDED
67 | 7000030340 | 1130 | 1470 | 20 | SERVICE:BATTERY AND BATTERY CHARGER | 100000942 | 998736 |  | 18 |  | 110V, 40A/40A Float Cum Boost BatteryCharger | EA | 2 |  | INCLUDED
68 | 7000030340 | 1140 | 1480 | 10 | SERVICE:DG SET | 100057040 | 998736 |  | 18 |  | 150KVA DG SET | SET | 1 |  | INCLUDED
69 | 7000030340 | 1150 | 1490 | 10 | SERVICE:AIR CONDITIONING & VENTILLATION | 100001876 | 995463 |  | 18 |  | Ventillation system for 132KV GIS Hall | SET | 1 |  | INCLUDED
70 | 7000030340 | 1150 | 1490 | 20 | SERVICE:AIR CONDITIONING & VENTILLATION | 100000960 | 995463 |  | 18 |  | High wall type split AC unit of 2 TR capacity | EA | 12 |  | INCLUDED
71 | 7000030340 | 1610 | 1570 | 10 | ERECTION OF STEEL STRUCTURES | 100001210 | 995455 |  | 18 |  | Erection of Lattice Structures (MS Steel), to be designed during detailed engineering, for towers, beams and equipment supportstructure including pack plates / packwashers and gusset plates excluding fasteners and foundation bolts | MT | 30 |  | INCLUDED
72 | 7000030340 | 1610 | 1570 | 20 | ERECTION OF STEEL STRUCTURES | 100001680 | 995455 |  | 18 |  | Erection of fasteners ( nuts, bolts and washers ) including step bolts for lattice and pipe structures to be designed duringdetailed engineering | MT | 1.5 |  | INCLUDED
73 | 7000030340 | 1610 | 1570 | 30 | ERECTION OF STEEL STRUCTURES | 100001681 | 995455 |  | 18 |  | Erection of foundation bolts including nuts, checknut and washers for lattice and pipe structures to be designed during detailedengineering | MT | 1.5 |  | INCLUDED
74 | 7000030340 | 1620 | 1580 | 10 | Civil works | 100004518 | 995433 |  | 18 |  | Excavation in all kind of soil including rock for all leads and lifts, backfilling, disposal of surplus earth within a lead up to2Km as per technical specification. The surplus earth shall be roughly graded . | M3 | 3200 |  | INCLUDED
75 | 7000030340 | 1620 | 1580 | 20 | Civil works | 100011662 | 995433 |  | 18 |  | Excavation in hard rock which require blasting (including chemical blasting and rock excavated using specialized tools) for allfoundation works including stacking, measuring, disposal etc.for all leads and lifts as per technical specification. | M3 | 340 |  | INCLUDED
76 | 7000030340 | 1620 | 1580 | 30 | Civil works | 100001325 | 995454 |  | 18 |  | Providing and laying of Plain Cement Concrete (PCC) (1:4:8) | M3 | 405 |  | INCLUDED
77 | 7000030340 | 1620 | 1580 | 40 | Civil works | 100001326 | 995454 |  | 18 |  | Providing and laying of Plain Cement Concrete (PCC) (1:2:4) | M3 | 100 |  | INCLUDED
78 | 7000030340 | 1620 | 1580 | 50 | Civil works | 100017393 | 995454 |  | 18 |  | Providing and laying of Plain Cement Concrete (PCC) (1:3:6) | M3 | 15 |  | INCLUDED
79 | 7000030340 | 1620 | 1580 | 60 | Civil works | 100001328 | 995454 |  | 18 |  | Providing and laying Plain Cement Concrete 1:5:10 (1 cement : 5 sand : 10 brick aggregate) | M3 | 175 |  | INCLUDED
80 | 7000030340 | 1620 | 1580 | 70 | Civil works | 100016607 | 995451 |  | 18 |  | Providing and laying of Reinforced Cement Concrete M30 including pre cast, shuttering, Grouting of pockets & underpinning butexcluding steel reinforcement | M3 | 2215 |  | INCLUDED
81 | 7000030340 | 1620 | 1580 | 80 | Civil works | 100016681 | 995454 |  | 18 |  | Reinforcement steel meeting corrosion resistance properties as per IS:1786 and manufacturer specificationâ€‹ | MT | 430 |  | INCLUDED
82 | 7000030340 | 1620 | 1580 | 90 | Civil works | 100001330 | 995428 |  | 18 |  | Stone filling (40 mm size) for transformer/Reactor foundation | M3 | 100 |  | INCLUDED
83 | 7000030340 | 1620 | 1580 | 100 | Civil works | 100001331 | 995455 |  | 18 |  | Misc. Structural steel including rails, embedments, edge protection angles, gratings etc. but excluding the reinforcement steel andsteel for lattice and pipe structures. | MT | 30 |  | INCLUDED
84 | 7000030340 | 1620 | 1580 | 110 | Civil works | 100001714 | 995428 |  | 18 |  | Stone spreading in switchyard excluding PCC | M2 | 2000 |  | INCLUDED
85 | 7000030340 | 1620 | 1580 | 120 | Civil works | 100001713 | 995424 |  | 18 |  | Antiweed treatment | M2 | 2000 |  | INCLUDED
86 | 7000030340 | 1620 | 1580 | 130 | Civil works | 100054773 | 995454 |  | 18 |  | External finishing/ painting of fire wall with cement wash | M2 | 240 |  | INCLUDED
87 | 7000030340 | 1620 | 1580 | 160 | Civil works | 100001458 | 995421 |  | 18 |  | Construction of rail cum road as per drawing including all item such as excavation,compactions, rolling watering, WBM etc. butexcluding concrete reinforcement and structural steel-Section having two rails for Reactor. | M2 | 75 |  | INCLUDED
88 | 7000030340 | 1620 | 1580 | 170 | Civil works | 100008611 | 995477 |  | 18 |  | Swtichyard fencing: Providing and fixing fencing of GI barbed wire consisting of galvanized MS tubular posts at 3 m intervals; GIbarded wire shall run horizontally from post to post at a spacing of 300 mm (vertically) and a cross formation in each panel,complete as per technical specification and drawing. | M | 100 |  | INCLUDED
89 | 7000030340 | 1620 | 1580 | 180 | Civil works | 100001392 | 995455 |  | 18 |  | Switchyard Gate excluding Concrete | EA | 1 |  | INCLUDED
90 | 7000030340 | 1620 | 1580 | 190 | Civil works | 130000761 | 995428 |  | 18 |  | 14.4.2 Providing, laying and fixing following dia RCC pipe NP2 class (light duty) in ground complete with RCC collars, jointingwith cement mortar 1:2 (1 cement : 2 fine sand) including trenching (75 cm deep) and refilling etc as required. : 150 mm dia | M | 20 |  | INCLUDED
91 | 7000030340 | 1620 | 1580 | 200 | Civil works | 130000762 | 995428 |  | 18 |  | 14.4.3 Providing, laying and fixing following dia RCC pipe NP2 class (light duty) in ground complete with RCC collars, jointingwith cement mortar 1:2 (1 cement : 2 fine sand) including trenching (75 cm deep) and refilling etc as required. : 250 mm dia | M | 98 |  | INCLUDED
92 | 7000030340 | 1620 | 1580 | 210 | Civil works | 100020960 | 995461 |  | 18 |  | RCC culvert crossings including supplying and laying hume pipe 250mm dia of grade (NP-3) excluding concrete as per specification. | M | 40 |  | INCLUDED
93 | 7000030340 | 1620 | 1580 | 220 | Civil works | 100020961 | 995461 |  | 18 |  | RCC culvert crossings including supplying and laying hume pipe 300mm dia of grade (NP-3) excluding concrete as per specification. | M | 40 |  | INCLUDED
94 | 7000030340 | 1620 | 1580 | 230 | Civil works | 100020962 | 995461 |  | 18 |  | RCC culvert crossings including supplying and laying hume pipe 450mm dia of grade (NP-3) excluding concrete as per specification. | M | 40 |  | INCLUDED
95 | 7000030340 | 1620 | 1580 | 240 | Civil works | 100001409 | 995462 |  | 18 |  | Supplying and erecting dewatering pumps-5 HP | EA | 2 |  | INCLUDED
96 | 7000030340 | 1620 | 1580 | 250 | Civil works | 100015791 | 995454 |  | 18 |  | All civil works for Drains construction of Section A-A including crossings if any as per technical specification and tender drawingscomplete in all respect with all labour and materials. | M | 650 |  | INCLUDED
97 | 7000030340 | 1620 | 1580 | 260 | Civil works | 100015792 | 995454 |  | 18 |  | All civil works for Drains construction of Section B-B including crossings if any as per technical specification and tender drawingscomplete in all respect with all labour and materials. | M | 380 |  | INCLUDED
98 | 7000030340 | 1620 | 1580 | 270 | Civil works | 100015793 | 995454 |  | 18 |  | All civil works for Drains construction of Section C-C including crossings if any as per technical specification and tender drawingscomplete in all respect with all labour and materials. | M | 280 |  | INCLUDED
99 | 7000030340 | 1620 | 1580 | 280 | Civil works | 100015794 | 995454 |  | 18 |  | All civil works for Drains construction of Section D-D including crossings if any as per technical specification and tender drawingscomplete in all respect with all labour and materials. | M | 190 |  | INCLUDED
100 | 7000030340 | 1620 | 1580 | 290 | Civil works | 100003477 | 995454 |  | 18 |  | Rain water harvesting excluding reinforcement and concrete as per drawing | EA | 1 |  | INCLUDED
101 | 7000030340 | 1620 | 1580 | 300 | Civil works | 100001683 | 995414 |  | 18 |  | Control Room Building - Civil Works All civil works as per drawing and specifications complete, including - brickwork, finishing(external and internal), windows etc. However, excavation, PCC, RCC and reinforcement shall be paid separately as per BPS. | M2 | 650 |  | INCLUDED
102 | 7000030340 | 1620 | 1580 | 310 | Civil works | 100001694 | 995416 |  | 18 |  | 132 kV Panel Room - Civil Works. All civil works as per drawing and specifications complete, including - brickwork, finishing(external and internal), windows etc.However excavation, PCC, RCC and reinforcement shall be paid separately as per BPS. | M2 | 30 |  | INCLUDED
103 | 7000030340 | 1620 | 1580 | 320 | Civil works | 100001682 | 995416 |  | 18 |  | FFPH Building - Civil Works All civil works as per drawing and specifications complete, including - brickwork,finishing (externaland internal),windows etc.However, excavation, PCC,RCC and reinforcement shall be paid separately as per BPS | M2 | 25 |  | INCLUDED
104 | 7000030340 | 1620 | 1580 | 330 | Civil works | 100001700 | 995454 |  | 18 |  | All civil works as per drawing and specification but excluding excavation, PCC, RCC, reinforcement but including finishing (internaland external) etc & all civil works complete in all respect - Water Tank for Fire Fighting Pump House | EA | 1 |  | INCLUDED
105 | 7000030340 | 1620 | 1580 | 340 | Civil works | 100001701 | 995411 |  | 18 |  | Security Hut - Civil WorksAll civilworks as per drawing and specificationscomplete, including - brickwork,finishing (external and internal),windows etc.However, excavation, PCC,RCC and reinforcement shall be paidseparately as per BPS. | M2 | 18 |  | INCLUDED
106 | 7000030340 | 1620 | 1580 | 360 | Civil works | 100008638 | 995421 |  | 18 |  | Supplying and laying CPVC pipe for external water supply system - 75 mm dia pipe | M | 200 |  | INCLUDED
107 | 7000030340 | 1620 | 1580 | 370 | Civil works | 100008639 | 995421 |  | 18 |  | Supplying and laying CPVC pipe for external water supply system - 50 mm dia pipe | M | 150 |  | INCLUDED
108 | 7000030340 | 1620 | 1580 | 380 | Civil works | 100010100 | 995421 |  | 18 |  | Supplying and laying CPVC pipe for external water supply system - 40 mm dia pipe | M | 150 |  | INCLUDED
109 | 7000030340 | 1620 | 1580 | 390 | Civil works | 100010101 | 995421 |  | 18 |  | Supplying and laying CPVC pipe for external water supply system - 25 mm dia pipe | M | 150 |  | INCLUDED
110 | 7000030340 | 1620 | 1580 | 400 | Civil works | 100001740 | 995441 |  | 18 |  | Septic tank and soakpit for CRB | EA | 1 |  | INCLUDED
111 | 7000030340 | 1620 | 1580 | 410 | Civil works | 100002488 | 995462 |  | 18 |  | Septic tank and soakpit for Security Room | EA | 1 |  | INCLUDED
112 | 7000030340 | 1620 | 1580 | 420 | Civil works | 100001755 | 995424 |  | 18 |  | Providing & Laying of SW pipes for external sewerage system as per technical specification 100mm dia pipe | M | 100 |  | INCLUDED
113 | 7000030340 | 1620 | 1580 | 430 | Civil works | 100001756 | 995424 |  | 18 |  | Providing & Laying of SW pipes for external sewerage system as per technical specification 150mm dia pipe | M | 100 |  | INCLUDED
114 | 7000030340 | 1620 | 1580 | 440 | Civil works | 100001757 | 995424 |  | 18 |  | Providing & Laying of SW pipes for external sewerage system as per technical specification 200mm dia pipe | M | 80 |  | INCLUDED
115 | 7000030340 | 1620 | 1580 | 450 | Civil works | 100001433 | 995435 |  | 18 |  | Soil Investigation: As per technical specification including all laboratory and field tests, report and recommendations. | LOT | 1 |  | INCLUDED
116 | 7000030340 | 1620 | 1580 | 460 | Civil works | 100002911 | 995432 |  | 18 |  | Earthwork in excavation & filling in all types of soil and soft/disintegrated rock in open areas/nallas/channels, to the requiredslopes, shapes, levels, elevations and profile, including trimming of bottom and slopes of excavation, bailing out rain(dewatering), pumping, removal of slush, preparing embankments/marginal banks, loosening, dressing, spreading material in layers notexceeding 200mm, as per direction of Engineer-in-Charge, water flooding, compacting to achieve 95% consolidation at optimum moisturecontent, finishing etc. all complete, for all leads and lifts within leveling boundary, including disposal of surplus earth andstacking of unsuitable material within a lead of 2.0 Km beyond substation boundary, with all labour, material, tools, tackles andequipment, safeguards and incidentals, Royalty,taxes etc. as necessary, as per drawings, specification and directions of theEngineer-in-Charge. Clearing of jungle is included in this item. (Only excavation/cutting will be measured for payment purpose.) | M3 | 3600 |  | INCLUDED
117 | 7000030340 | 1620 | 1580 | 470 | Civil works | 100002583 | 995432 |  | 18 |  | Supply of earth (excluding rock & boulders) at site including royalty, carriage and filling in specified areas in layers notexceeding 200mm in depth, compacting under optimum moisture condition to achieve 95% of Proctor density, finishing etc. allcomplete, for all leads & lifts, with all labour, material, tools, tackles, equipments, safeguards & incidentals as necessary as perdrawings, specification and direction of the Engineer- in- Charge. | M3 | 8000 |  | INCLUDED
118 | 7000030340 | 1620 | 1580 | 480 | Civil works | 100002914 | 995432 |  | 18 |  | Earthwork in excavation in Hard rocks in open areas/nallas/ channels, to the required slopes, shapes, levels, elevations andprofile, including trimming of bottom and slopes of excavation and stacking and disposal of rock for a lead up to 2.0 KM beyondleveling boundary and all lifts , with all labour, material, tools, tackles and equipment, safeguards and incidentals,Royalty,taxesetc. as per directions of the Engineer-in-Charge. Serviceable material if available shall be stacked at site as identified byEngineer-in-Charge.(50% void deduction from stack measurement) | M3 | 400 |  | INCLUDED
119 | 7000030340 | 1620 | 1580 | 500 | Civil works | 100002361 | 995455 |  | 18 |  | Main Gate | EA | 1 |  | INCLUDED
120 | 7000030340 | 1620 | 1580 | 510 | Civil works | 100001478 | 995454 |  | 18 |  | Cable Trench including all types of crossings, all metallic works and sump pit including concrte and reinforcement steel Section 2-2 | M | 50 |  | INCLUDED
121 | 7000030340 | 1620 | 1580 | 520 | Civil works | 100001479 | 995454 |  | 18 |  | Cable Trench including all types of crossings, all metallic works and sump pit including concrte and reinforcement steel Section 3-3 | M | 100 |  | INCLUDED
122 | 7000030340 | 1620 | 1580 | 530 | Civil works | 100001480 | 995454 |  | 18 |  | Cable Trench including all types of crossings, all metallic works and sump pit including concrte and reinforcement steel Section 4-4 | M | 50 |  | INCLUDED
123 | 7000030340 | 1620 | 1580 | 540 | Civil works | 100001432 | 995423 |  | 18 |  | Buried Cable trenches for Aux. Power arrangement | M | 50 |  | INCLUDED
124 | 7000030340 | 1620 | 1580 | 550 | Civil works | 100007097 | 995454 |  | 18 |  | Dry stone pitching 22.5 cm thick including supply of stones and preparing surface complete including construction of 600 mm high and230 mm wide cement concrete (1:3:6) (1 cement : 3 coarse sand (zone-III) : 6 graded stone aggregate 20 mm nominal size) toe wall atthe lowest portion of stone pitching area etc. completed as per theinstruction of Engineer-In-Charge. . | M2 | 1890 |  | INCLUDED
125 | 7000030340 | 1620 | 1580 | 560 | Civil works | 100004463 | 995456 |  | 18 |  | Random Rubble masonry for Retaining wall with locally available stone in cement sand mortar 1:6 (1 Cement: 6 coarse sand) includinglevelling up with cement concrete 1:6:12 (1 cement : 6 coarse sand : 12 graded stone aggregate 20 mm nominal size), Raised and Cutpointing on exposed surface, weep holes/PVC pipe sleeves of 100 mm dia (medium class) @ 1 metre C/C staggered . The top of theretaining wall to be provided with cement concrete 1:2:4. However items of excavation, concrete (1:2:4) shall be payable underrespective items of BPS | M3 | 600 |  | INCLUDED
126 | 7000030340 | 1620 | 1580 | 570 | Civil works | 100001721 | 995428 |  | 18 |  | Supplying, filling and compacting stone boulders mixed with sand under foundations, roads, cable trenches, drains etc in layers notexceeding 250mm thickness including ramming, watering compacting | M3 | 312 |  | INCLUDED
127 | 7000030340 | 1620 | 1580 | 580 | Civil works | 100001720 | 995428 |  | 18 |  | Supplying, filling and compacting CNS material as per specification under floors, foundations, roads, cable trenches, drains etc inlayers not exceeding 200 mm thickness | M3 | 499 |  | INCLUDED
128 | 7000030340 | 1620 | 1580 | 590 | Civil works | 100039291 | 998335 |  | 18 |  | Preparation of design and all types of drawings for LM. | EA | 1 |  | INCLUDED
129 | 7000030340 | 1620 | 1580 | 600 | Civil works | 100016609 | 995451 |  | 18 |  | Providing and laying of reinforced cement concrete for piling work of Grade M-30 ( Minimum cement content of 400Kg/cu.m.) ofspecified diameter & length below the pile cap. | M3 | 2500 |  | INCLUDED
130 | 7000030340 | 1620 | 1580 | 610 | Civil works | 100015220 | 995451 |  | 18 |  | Initial Vertical Compression load testing of piles in accordance with IS 2911 (Part IV) including installation of loading platformand preparation of pile head or construction of test cap and dismantling of test cap after test etc. complete as per specification &the direction of Engineer in-charge. - 450mm Dia pile | EA | 2 |  | INCLUDED
131 | 7000030340 | 1620 | 1580 | 620 | Civil works | 100015221 | 995451 |  | 18 |  | Initial Vertical Compression load testing of piles in accordance with IS 2911 (Part IV) including installation of loading platformand preparation of pile head or construction of test cap and dismantling of test cap after test etc. complete as per specification &the direction of Engineer in-charge. - 600mm Dia pile | EA | 2 |  | INCLUDED
132 | 7000030340 | 1620 | 1580 | 630 | Civil works | 100015222 | 995451 |  | 18 |  | Initial Pullout Test of piles in accordance with IS 2911(Part-IV) inlcuding T&P, labour , hydraulic jack etc. complete - 450mm diapile | EA | 2 |  | INCLUDED
133 | 7000030340 | 1620 | 1580 | 640 | Civil works | 100015223 | 995451 |  | 18 |  | Initial Pullout Test of piles in accordance with IS 2911(Part-IV) inlcuding T&P, labour , hydraulic jack etc. complete - 600mm diapile | EA | 2 |  | INCLUDED
134 | 7000030340 | 1620 | 1580 | 650 | Civil works | 100015224 | 995451 |  | 18 |  | Initial Lateral load testing of single pile in accordance with IS Code of practice IS : 2911 (Part IV) for determining safeallowable lateral load on pile -450mm dia Pile | EA | 2 |  | INCLUDED
135 | 7000030340 | 1620 | 1580 | 660 | Civil works | 100015225 | 995451 |  | 18 |  | Initial Lateral load testing of single pile in accordance with IS Code of practice IS : 2911 (Part IV) for determining safeallowable lateral load on pile -600mm dia Pile | EA | 2 |  | INCLUDED
136 | 7000030340 | 1620 | 1580 | 670 | Civil works | 100015226 | 995451 |  | 18 |  | Routine test-Vertical load testing of piles in accordance with IS 2911 (Part IV) including installation of loading platform andpreparation of pile head or construction of test cap and dismantling of test cap after test etc. complete as per specification & thedirection of Engineer in-charge. - 450mm Dia pile | EA | 1 |  | INCLUDED
137 | 7000030340 | 1620 | 1580 | 680 | Civil works | 100015227 | 995451 |  | 18 |  | Routine test-Vertical load testing of piles in accordance with IS 2911 (Part IV) including installation of loading platform andpreparation of pile head or construction of test cap and dismantling of test cap after test etc. complete as per specification & thedirection of Engineer in-charge. - 600mm Dia pile | EA | 3 |  | INCLUDED
138 | 7000030340 | 1620 | 1580 | 690 | Civil works | 100015228 | 995451 |  | 18 |  | Routine Pullout Test of piles in accordance with IS 2911(Part-IV) inlcuding T&P, labour , hydraulic jack etc. complete-450mm diapile | EA | 1 |  | INCLUDED
139 | 7000030340 | 1620 | 1580 | 700 | Civil works | 100015229 | 995451 |  | 18 |  | Routine Pullout Test of piles in accordance with IS 2911(Part-IV) inlcuding T&P, labour , hydraulic jack etc. complete-600mm diapile | EA | 3 |  | INCLUDED
140 | 7000030340 | 1620 | 1580 | 710 | Civil works | 100015230 | 995451 |  | 18 |  | Routine test- Lateral load testing of single pile in accordance with IS Code of practice IS : 2911 (Part IV) for determining safeallowable lateral load on pile -450mm dia pile | EA | 1 |  | INCLUDED
141 | 7000030340 | 1620 | 1580 | 720 | Civil works | 100015231 | 995451 |  | 18 |  | Routine test- Lateral load testing of single pile in accordance with IS Code of practice IS : 2911 (Part IV) for determining safeallowable lateral load on pile -600mm dia pile | EA | 3 |  | INCLUDED
142 | 7000030340 | 1620 | 1580 | 730 | Civil works | 120002789 | 995451 |  | 18 |  | 20.9 Integrity testing of Pile using Low Strain/ Sonic Integrity Test/ Sonic Echo Test method in accordance with IS 14893 includingsurface preparation of pile top by removing soil, mud, dust & chipping lean concrete lumps etc. and use of computerised equipmentand high skill trained personal for conducting the test & submission of results, all complete as per direction ofEngineer-in-charge. Note: DSR unit is 'per test' | EA | 650 |  | INCLUDED
143 | 7000030340 | 1620 | 1580 | 740 | Civil works | 100057075 | 995432 |  | 18 |  | 132kV GIS hall building excluding excavation, PCC, RCC and reinforcement but including finishing ( internal + external ) & all civilworks etc complete in all respect as per drawing. | M2 | 234 |  | INCLUDED
144 | 7000030340 | 1620 | 1580 | 750 | Civil works | 100057076 | 995432 |  | 18 |  | 132 kV AHU Room - Civil Works. All civil works as per drawing and specifications complete, including - brickwork, finishing(external and internal), windows etc. However excavation, PCC, RCC and reinforcement shall be paid separately as per BPS | M2 | 14 |  | INCLUDED
145 | 7000030340 | 1620 | 1580 | 760 | Civil works | 100057077 | 995432 |  | 18 |  | Boring, providing and installing bored cast insitu reinforced cement concrete pile of 450 mm dia and specified length below the pilecap in cement concrete (M30 Design Mix) with a minimum cement content of 400 kg/ cum, to carry a safe working load not less thanspecified, but excluding the cost of reinforcment steel and cement concrete which shall be paid seperately but including the cost ofboring with temporary casing, bentonite solution and the length of pile to be embedded in pile cap etc. complete in all repsect.(The length of pile for payment shall be measured up to the bottom of pile cap). | RM | 1500 |  | INCLUDED
146 | 7000030340 | 1620 | 1580 | 770 | Civil works | 100057078 | 995432 |  | 18 |  | Boring, providing and installing bored cast insitu reinforced cement concrete pile of 600 mm dia and specified length below the pilecap in cement concrete (M30 Design Mix) with a minimum cement content of 400 kg/ cum, to carry a safe working load not less thanspecified, but excluding the cost of reinforcment steel and cement concrete which shall be paid seperately but including the cost ofboring with temporary casing, bentonite solution and the length of pile to be embedded in pile cap etc. complete in all repsect.(The length of pile for payment shall be measured up to the bottom of pile cap). | RM | 7500 |  | INCLUDED
147 | 7000030340 | 1620 | 1580 | 780 | Civil works | 100004507 | 995421 |  | 18 |  | 3.75m wide Cement Concrete road with PCC shoulder including 100 mm dia RCC Hume Pipe @ 100 metre interval as per drawing and TS.However, reinforcement steel and all type concrete shall be paid separately under relevant items | M2 | 750 |  | INCLUDED
148 | 7000030340 | 1620 | 1580 | 790 | Civil works | 100004509 | 995421 |  | 18 |  | 5.5m wide Cement Concrete road with PCC shoulder including 100 mm dia RCC Hume Pipe @ 100 metre interval as per drawing and TS.However, reinforcement steel and and all type concrete shall be paid separately under relevant items | M2 | 1375 |  | INCLUDED
149 | 7000030340 | 1620 | 1580 | 800 | Civil works | 100038005 | 995462 |  | 18 |  | Providing and erecting RCC framed boundary wall with brick masonry as filler, including excavation, PCC, RCC, structural steel,masonry, plaster, painting, coping, barbed wire fence, concertina coil etc. complete in all respects as per drawing. | M | 300 |  | INCLUDED
150 | 7000030340 | 1620 | 1580 | 810 | Civil works | 100057293 | 998322 |  | 0 |  | Car Parking (04 cars) - Civil Works.All civil works as per drawing and specifications complete, including - brickwork,finishing(external and internal), windows etc. However,excavation, PCC, RCC and reinforcement shall be paid separately as per BPS | M2 | 61 |  | INCLUDED
151 | 7000030340 | 1810 | 1620 | 10 | Service-Tele BoQ at Lawspet | 100002812 | 998734 |  | 18 |  | SDH Equipment (STM-16 MADM upto 5 MSP protected directions)-Base Equipment (Common cards, Cross Connect/control cards, optical basecards, power supply cards, power cabling, other hardware and accessories including sub racks, patch cord, DDF etc fully equipedexcluding optical interface & Tributary cards | EA | 1 |  | INCLUDED
152 | 7000030340 | 1810 | 1620 | 20 | Service-Tele BoQ at Lawspet | 170000433 | 998734 |  | 18 |  | Optical Interface Cards/SFP# -S16.1 for SDH Equipment-STM-16 | EA | 4 |  | INCLUDED
153 | 7000030340 | 1810 | 1620 | 30 | Service-Tele BoQ at Lawspet | 100002825 | 998734 |  | 18 |  | Tributary interface- E1 interface (Minimum 16 nos.) | SET | 2 |  | INCLUDED
154 | 7000030340 | 1810 | 1620 | 40 | Service-Tele BoQ at Lawspet | 170000550 | 998336 |  | 18 |  | Ethernet Interface 10/100 Base T with Layer-2 switching (Min 8 Interfaces per card) | EA | 2 |  | INCLUDED
155 | 7000030340 | 1810 | 1620 | 50 | Service-Tele BoQ at Lawspet | 100002829 | 998734 |  | 18 |  | Tributary interface-Gigabit Ethernet Interfaces 10/100 Mbps with Layer -2 Switching (minimum 2 nos.) | SET | 1 |  | INCLUDED
156 | 7000030340 | 1810 | 1620 | 60 | Service-Tele BoQ at Lawspet | 170000375 | 998734 |  | 18 |  | Equipment Cabinets-For SDH Equipments | EA | 1 |  | INCLUDED
157 | 7000030340 | 1810 | 1620 | 70 | Service-Tele BoQ at Lawspet | 170000376 | 998734 |  | 18 |  | NMS-Craft Terminal-Hardware | EA | 1 |  | INCLUDED
158 | 7000030340 | 1810 | 1620 | 80 | Service-Tele BoQ at Lawspet | 170000377 | 998734 |  | 18 |  | NMS-Craft Terminal-Software | EA | 1 |  | INCLUDED
159 | 7000030340 | 1810 | 1620 | 90 | Service-Tele BoQ at Lawspet | 170000551 | 998336 |  | 18 |  | VOIP telephone instrument with one common switch (min. 8 port) | EA | 2 |  | INCLUDED
160 | 7000030340 | 1810 | 1620 | 100 | Service-Tele BoQ at Lawspet | 170004394 | 998336 |  | 18 |  | Fibre Optic Approach cabling: Including installation hardware like GI pipe, elbow, conduits, accessories etc.: 24 Fibre | KM | 1 |  | INCLUDED
161 | 7000030340 | 1810 | 1620 | 110 | Service-Tele BoQ at Lawspet | 170000492 | 998336 |  | 18 |  | 25A SMPS based 48V DC Power Supply (DCPS) system | EA | 1 |  | INCLUDED
162 | 7000030340 | 1810 | 1620 | 120 | Service-Tele BoQ at Lawspet | 100000925 | 998736 |  | 18 |  | 48V, 300 Ah Battery | SET | 1 |  | INCLUDED
163 | 7000030340 | 1820 | 1630 | 10 | Service-Tele BoQ at jipmer | 170000433 | 998734 |  | 18 |  | Optical Interface Cards/SFP# -S16.1 for SDH Equipment-STM-16 | EA | 2 |  | INCLUDED
164 | 7000030340 | 1830 | 1640 | 10 | Service-Tele BoQ at vengata | 170000433 | 998734 |  | 18 | 12 | Optical Interface Cards/SFP# -S16.1 for SDH Equipment-STM-16 | EA | 2 |  | INCLUDED
Total of Installation Charges |  |  |  | 16=14*15: 0 | 0 |  |  | 0 | 0
Total GST |  |  |  | 16=14*15: 0
# | In case the bidder leaves the cell for confirmation of the SAC and/or GST rate “blank”, the SAC and corresponding GST rate indicated by the Employer shall be deemed to be the one confirmed by the Bidder.
| Date |  |  | 13: Printed Name
| Place |  |  | 13: Designation
0

## Sch-4
CC/NT/W-GIS/DOM/A02/25/03858 | [14 empty] | Schedule - 4
110kV GIS Substation Package SS 145 for Establishment of a 110/22kV gas Insulated substation at Lawspet in Puducherry with allied works under consultancy services to PED.
(SCHEDULE OF RATES AND PRICES )
BIDDER:
0 | [12 empty] | To:
Bidder’s Name and Address (Sole Bidder) : | [12 empty] | Contract Services
Name : | [12 empty] | Power Grid Corporation of India Ltd.,
Address : | [12 empty] | "Saudamini", Plot No.-2
Sector-29,
Gurugram (Haryana) - 122001
Training Charges :
SI. No. | PR No | Line Item No | Activity Header | PR Activity No | Activity Description | Service Code | SAC (Service Accounting Codes) | Whether SAC in column ‘…’ is confirmed. If not indicate applicable the SAC # | Rate of GST applicable ( in %) | Whether rate of GST in column ‘---’ is confirmed. If not indicate applicable rate of GST # | Description | Unit | Quantity | Unit Charges | Total Charges
1 | 2 | 3 | 4 | 5 | 6 | 7 | 8 | 9 | 10 | 11 | 12 | 13 | 14 | 15 | 16=14*15
NOT APPLICABLE
Date
| Place | [9 empty] | Printed Name
Designation

## Sch-5
CC/NT/W-GIS/DOM/A02/25/03858 |  |  |  | Schedule - 5
110kV GIS Substation Package SS 145 for Establishment of a 110/22kV gas Insulated substation at Lawspet in Puducherry with allied works under consultancy services to PED.
(SUMMARY OF TAXES & DUTIES not included in Schedule 1 & 3)
BIDDER:
0 |  |  | To:
Bidder’s Name and Address (Sole Bidder) : |  |  | Contract Services
Name : |  |  | Power Grid Corporation of India Ltd.,
Address : |  |  | "Saudamini", Plot No.-2
Sector-29,
Gurgaon (Haryana) - 122001
Sl. No. | Item Nos. |  | Total Price (INR) |  | After Discount
1 | TOTAL GST on Goods |  | 0 |  | 0
Total GST for Supply of Goods (inter-alia including Type Test Charges) between the Contractor and the Employer (identified in Schedule 1') which are not included in the Ex-works price as per the provision of the Bidding Documents, as applicable.
2 | TOTAL GST on Services |  | 0 |  | 0
Total GST on Installation Services (indentified in Schedule-3) and Training to be imparted in India (identified in Schedule-4) which are not included in the Installation and Training charges as per the provision of the Bidding Documents, as applicable
| GRAND TOTAL [1+2] |  | 0 |  | 0
Date : |  | Printed Name :
Place : |  | Designation :
Click for Sch-6

## Sch-6
CC/NT/W-GIS/DOM/A02/25/03858 |  |  | Schedule - 6
110kV GIS Substation Package SS 145 for Establishment of a 110/22kV gas Insulated substation at Lawspet in Puducherry with allied works under consultancy services to PED.
(GRAND SUMMARY)
BIDDER:
0 |  |  | To:
Bidder’s Name and Address (Sole Bidder) : |  |  | Contract Services
Name : |  |  | Power Grid Corporation of India Ltd.,
Address : |  |  | "Saudamini", Plot No.-2
Sector-29,
Gurugram (Haryana) - 122001
Sl. No. | Description |  | Total Price (INR)
1 | TOTAL SCHEDULE NO. 1 |  | 0
Ex-works price of Plant and Equipment including Type Test Charges
2 | TOTAL SCHEDULE NO. 2 |  | 0
Local Transportation, In-transit Insurance, loading and unloading
3 | TOTAL SCHEDULE NO. 3 |  | 0
Installation Charges
4 | TOTAL SCHEDULE NO. 4 |  | Not Applicable
Training Charges
5 | TOTAL SCHEDULE NO. 5 |  | 0
Taxes and Duties
6 | TOTAL SCHEDULE NO. 7 |  | Not Applicable
Type Test Charges [Total of this Schedule is included in Schedule - 1 above.]
GRAND TOTAL [1+2+3+5]
0
Date : |  | Printed Name :
Place : |  | Designation :
Click for Sch-7

## Sch-6 (After Discount)
CC/NT/W-GIS/DOM/A02/25/03858 |  |  | Schedule - 6
110kV GIS Substation Package SS 145 for Establishment of a 110/22kV gas Insulated substation at Lawspet in Puducherry with allied works under consultancy services to PED.
(GRAND SUMMARY)
BIDDER:
0 |  |  | To:
Bidder’s Name and Address (Sole Bidder) : |  |  | Contract Services
Name : |  |  | Power Grid Corporation of India Ltd.,
Address : |  |  | "Saudamini", Plot No.-2
Sector-29,
Gurugram (Haryana) - 122001
Sl. No. | Description |  | Total Price (INR) | From Sch-6 | Discount Factors
1 | TOTAL SCHEDULE NO. 1 |  | 0 | 0 | 0
Ex-works price of Plant and Equipment including Type Test Charges
2 | TOTAL SCHEDULE NO. 2 |  | 0 | 0 | 0
Local Transportation, In-transit Insurance, loading and unloading
3 | TOTAL SCHEDULE NO. 3 |  | 0 | 0 | 0
Installation Charges
4 | TOTAL SCHEDULE NO. 4 |  | Not Applicable
Training Charges
5 | TOTAL SCHEDULE NO. 5 |  | 0
Taxes and Duties
6 | TOTAL SCHEDULE NO. 7 |  | Not Applicable
Type Test Charges [Total of this Schedule is included in Schedule - 1 above.]
| GRAND TOTAL [1+2+3+5] |  | 0
Date : |  | Printed Name :
Place : |  | Designation :
Click for Sch-7

## Discount
This letter of discount is optional. Bidder may / may not offer any discount.
CC/NT/W-GIS/DOM/A02/25/03858 |  |  |  |  | Letter of Discount
LETTER OF DISCOUNT
To: | [7 empty] | Cost Without Taxes
Contract Services | [6 empty] | Schedule 1 | 0
Power Grid Corporation of India Ltd., | [6 empty] | Schedule 2 | 0
"Saudamini", Plot No.-2 | [6 empty] | Schedule 3 | 0
Sector-29, (near IFFCO Chowk) | [6 empty] | Total | 0
Gurgaon (Haryana) - 122001
Subject : |  | 110kV GIS Substation Package SS 145 for Establishment of a 110/22kV gas Insulated substation at Lawspet in Puducherry with allied works under consultancy services to PED.
Dear Sir | [5 empty] | Discount Amount
With reference to the subject tender, we hereby offer unconditional discount on the prices quoted by us as per details given here below : | [5 empty] | Sch-1 | Sch-2 | Sch-3
| 1 | Discount on lum-sum basis on total price quoted by us without GST. [The discount shall be proportionately applicable on all the items of all the Schdules i.e. Sch-1 (without type test charges), Sch-2, Sch-3, Sch-4 & Sch-7] In Rs. |  |  |  | 0 | 0 | 0
| 2 | Discount on percent basis on total price quoted by us without GST. [The discount shall be applicable on all the items of all the Schdules i.e. Sch-1 (without type test charges), Sch-2 , Sch-3, Sch-4 & Sch-7] In Percent (%) |  |  |  | 0 | 0 | 0
| 3 | Discount on lum-sum basis on the Schedules as given below : [The discount shall be proportionately applicable on all the relevent items of the respective Schdules.] In Rs.
|  | Schedule-1 : Ex works prices |  | In Rs. |  | 0
|  | Schedule-2 : Local Transportation, In-transit Insurance, loading and unloading |  | In Rs. |  |  | 0
|  | Schedule-3 : Installation Charges |  | In Rs. |  |  |  | 0
|  | Schedule-4 : Training Charges |  | In Rs.
|  | Schedule-7 : Type Test Charges |  | In Rs.
| 4 | Discount on percent basis on the Schedules as given below : [The discount shall be applicable on all the relevent items of the respective Schdules.] In Percent (%)
|  | Schedule-1 : Ex works prices |  | In Percent (%) |  | 0
|  | Schedule-2 : Local Transportation, In-transit Insurance, loading and unloading |  | In Percent (%) |  |  | 0
|  | Schedule-3 : Installation Charges |  | In Percent (%) |  |  |  | 0
|  | Schedule-4 : Training Charges |  | In Percent (%)
|  | Schedule-7 : Type Test Charges |  | In Percent (%)
Discount(s) offered at sl. No. 1 to 4 will get displayed and accounted for automatically in the respective items of the Schedules.
| 5 | We hereby offer Multi-package discount as given below:
[6 empty] | 0 | 0 | 0 | 0 | 0
|  | Multi-Package Discount(s) offered at sl. No. 5 will not get automatically accounted for in the respective items of the Schedules. The same shall be worked out saparately for evaluation. |  |  |  | #DIV/0! | #DIV/0! | #DIV/0! | #DIV/0! | #REF!
[Discount will not be calculated authometrically. However, the same shall be considered during evaluation.]
Please consider this letter of discount as the integral part of our price bid.
Thanking you, we remain, | [5 empty] | 0 | 0 | 0
[5 empty] | Yours faithfully, | 0 | 0 | 0 | Discount Factors
For and on behalf of
Date : |  |  | Printed Name : |  | 0
Place : |  |  | Designation : |  | 0

## Sch-6 After Discount (hidden)
CC/NT/W-GIS/DOM/A02/25/03858 |  |  | Schedule - 6 After Discount
110kV GIS Substation Package SS 145 for Establishment of a 110/22kV gas Insulated substation at Lawspet in Puducherry with allied works under consultancy services to PED.
(GRAND SUMMARY)
#REF! |  |  | To:
Bidder’s Name and Address (Sole Bidder) : |  |  | Contract Services
Name : |  |  | Power Grid Corporation of India Ltd.,
Address : |  |  | "Saudamini", Plot No.-2
Sector-29,
Gurugram (Haryana) - 122001
Sl. No. | Description |  | Total Price (INR)
1 | TOTAL SCHEDULE NO. 1
Ex-works price of Plant and Equipment including Type Test Charges
2 | TOTAL SCHEDULE NO. 2
Local Transportation, Insurance and other Incidental Services
3 | TOTAL SCHEDULE NO. 3
Installation Charges
4 | TOTAL SCHEDULE NO. 4
Training Charges
5 | TOTAL SCHEDULE NO. 5
Taxes and Duties
6 | TOTAL SCHEDULE NO. 7
Type Test Charges [Total of this Schedule is included in Schedule - 1 above.]
GRAND TOTAL [1+2+3+4+5]
Date : |  | Printed Name :
Place : |  | Designation :
Click for Sch-7

## Sch-7
CC/NT/W-GIS/DOM/A02/25/03858 | [11 empty] | Schedule 7
110kV GIS Substation Package SS 145 for Establishment of a 110/22kV gas Insulated substation at Lawspet in Puducherry with allied works under consultancy services to PED. | [12 empty] | As per Lum-sum |  | 0
(SCHEDULE OF RATES AND PRICES ) | [12 empty] | AS per Percent |  | #REF!
BIDDER:
0
| Bidder’s Name and Address (Sole Bidder) : | [8 empty] | To:
| Name : | [8 empty] | Contract Services
| Address : | [8 empty] | Power Grid Corporation of India Ltd.,
"Saudamini", Plot No.-2
Sector-29,
Gurgaon (Haryana) - 122001
Type tests :
SL. NO. | PR No | Line Item No | Code | HSN of the Equipment /item for which type test is to be conducted | Whether HSN in column ‘---’ is confirmed. If not indicate applicable the HSN code # | Rate of GST applicable ( in %) | Whether rate of GST in column ‘---’ is confirmed. If not indicate applicable rate of GST # | Description of Test | Unit | Quantity | Unit Test Charge | Total Test Charges (Rs.) |  | Total Test Charges After Discount (Rs.) |  | Dis Alert | Total Test Charges After MPD (Rs.)
NOT APPLICABLE
| Date | [5 empty] | Printed Name
| Place | [5 empty] | Designation
CC/NT/W-GIS/DOM/A02/25/03858
110kV GIS Substation Package SS 145 for Establishment of a 110/22kV gas Insulated substation at Lawspet in Puducherry with allied works under consultancy services to PED. | [7 empty] | 0 | 0
(SCHEDULE OF RATES AND PRICES ) | [7 empty] | 0 | 0
#REF!
#REF! | [7 empty] | #REF! | #REF!
#REF! | [7 empty] | #REF! | #REF!
#REF! | [7 empty] | #REF! | #REF!
[8 empty] | #REF! | #REF!
[8 empty] | 0 | 0
SL. NO. | [7 empty] | Description of Test | #REF!
#REF! | [7 empty] | #REF! | #REF!
#REF! | [7 empty] | #REF!
#REF! | [7 empty] | #REF! | #REF!
#REF! | [7 empty] | #REF! | #REF!
[8 empty] | #REF! | #REF!
#REF! | [7 empty] | #REF!
#REF! | [7 empty] | #REF!
#REF! | [7 empty] | #REF!
#REF! | [7 empty] | #REF! | #REF!
#REF! | [7 empty] | #REF! | #REF!
#REF! | [7 empty] | #REF! | #REF!
#REF! | [7 empty] | #REF! | #REF!
[8 empty] | #REF! | #REF!
#REF! | [7 empty] | #REF!
#REF! | [7 empty] | #REF! | #REF!
#REF! | [7 empty] | #REF! | #REF!
#REF! | [7 empty] | #REF! | #REF!
#REF! | [7 empty] | #REF! | #REF!
[8 empty] | #REF! | #REF!
#REF! | [7 empty] | #REF!
#REF! | [7 empty] | #REF! | #REF!
#REF! | [7 empty] | #REF! | #REF!
#REF! | [7 empty] | #REF! | #REF!
[8 empty] | #REF! | #REF!
#REF! | [7 empty] | #REF!
#REF! | [7 empty] | #REF! | #REF!
#REF! | [7 empty] | #REF! | #REF!
#REF! | [7 empty] | #REF! | #REF!
[8 empty] | #REF! | #REF!
#REF! | [7 empty] | #REF!
#REF! | [7 empty] | #REF! | #REF!
#REF! | [7 empty] | #REF! | #REF!
#REF! | [7 empty] | #REF! | #REF!
#REF! | [7 empty] | #REF! | #REF!
[8 empty] | #REF! | #REF!
[8 empty] | #REF! | #REF!
#REF! | [7 empty] | #REF!
#REF! | [7 empty] | #REF!
#REF! | [7 empty] | #REF! | #REF!
#REF! | [7 empty] | #REF! | #REF!
#REF! | [7 empty] | #REF! | #REF!
[8 empty] | #REF! | #REF!
[8 empty] | #REF! | #REF!
#REF! | [7 empty] | #REF!
#REF! | [7 empty] | #REF!
#REF! | [7 empty] | #REF! | #REF!
#REF! | [7 empty] | #REF! | #REF!
#REF! | [7 empty] | #REF! | #REF!
#REF! | [7 empty] | #REF! | #REF!
#REF! | [7 empty] | #REF! | #REF!
[8 empty] | #REF! | #REF!
#REF! | [7 empty] | #REF!
#REF! | [7 empty] | #REF! | #REF!
#REF! | [7 empty] | #REF! | #REF!
#REF! | [7 empty] | #REF! | #REF!
#REF! | [7 empty] | #REF! | #REF!
#REF! | [7 empty] | #REF! | #REF!
#REF! | [7 empty] | #REF! | #REF!
[8 empty] | #REF! | #REF!
#REF! | [7 empty] | #REF!
#REF! | [7 empty] | #REF! | #REF!
#REF! | [7 empty] | #REF! | #REF!
#REF! | [7 empty] | #REF! | #REF!
#REF! | [7 empty] | #REF! | #REF!
#REF! | [7 empty] | #REF! | #REF!
#REF! | [7 empty] | #REF! | #REF!
#REF! | [7 empty] | #REF! | #REF!
#REF! | [7 empty] | #REF! | #REF!
#REF! | [7 empty] | #REF! | #REF!
[8 empty] | #REF! | #REF!
#REF! | [7 empty] | #REF!
#REF! | [7 empty] | #REF! | #REF!
#REF! | [7 empty] | #REF! | #REF!
#REF! | [7 empty] | #REF! | #REF!
[8 empty] | #REF! | #REF!
#REF! | [7 empty] | #REF!
#REF! | [7 empty] | #REF! | #REF!
#REF! | [7 empty] | #REF! | #REF!
#REF! | [7 empty] | #REF! | #REF!
[8 empty] | #REF! | #REF!
#REF! | [7 empty] | #REF!
#REF! | [7 empty] | #REF! | #REF!
#REF! | [7 empty] | #REF! | #REF!
[8 empty] | #REF! | #REF!
#REF! | [7 empty] | #REF!
#REF! | [7 empty] | #REF! | #REF!
#REF! | [7 empty] | #REF! | #REF!
#REF! | [7 empty] | #REF! | #REF!
#REF! | [7 empty] | #REF! | #REF!
#REF! | [7 empty] | #REF! | #REF!
#REF! | [7 empty] | #REF! | #REF!
[8 empty] | #REF! | #REF!
#REF! | [7 empty] | #REF!
#REF! | [7 empty] | #REF! | #REF!
#REF! | [7 empty] | #REF! | #REF!
#REF! | [7 empty] | #REF! | #REF!
#REF! | [7 empty] | #REF! | #REF!
#REF! | [7 empty] | #REF!
#REF! | [7 empty] | #REF! | #REF!
#REF! | [7 empty] | #REF! | #REF!
#REF! | [7 empty] | #REF! | #REF!
#REF! | [7 empty] | #REF! | #REF!
[8 empty] | #REF! | #REF!
[8 empty] | #REF! | #REF!
[8 empty] | #REF! | #REF!

## Octroi (hidden)
Details of Octroi
Sl No. | Description of Items | Amount on which Octroi is applicable | Rate of Octroi | Octroi
(1) | (2) | (3) | (4) | (5) =(3) x (4)
1 |  |  |  | 0
2 |  |  |  | 0
3 |  |  |  | 0
4 |  |  |  | 0
5 |  |  |  | 0
6 |  |  |  | 0
7 |  |  |  | 0
8 |  |  |  | 0
9 |  |  |  | 0
10 |  |  |  | 0
| Total |  |  | 0
Back to Sch 5

## Entry Tax (hidden)
Details of Entry Tax
Sl No. | Description of Items | Amount on which Entry Tax is applicable | Rate of Entry Tax | Entry Tax
(1) | (2) | (3) | (4) | (5) =(3) x (4)
1 |  |  |  | 0
2 |  |  |  | 0
3 |  |  |  | 0
4 |  |  |  | 0
5 |  |  |  | 0
6 |  |  |  | 0
7 |  |  |  | 0
8 |  |  |  | 0
9 |  |  |  | 0
10 |  |  |  | 0
| Total |  |  | 0
Back to Sch 5

## Other Taxes & Duties (hidden)
Details of Other Taxes & Duties
Sl No. | Description of Items | Amount on which Other Taxes & Duties are applicable | Description of Taxes & Duties | Rate of Taxes & Duties | Amount of Taxes & Duties
(1) | (2) | (3) | (4) | (5) | (6) =(3) x (4)
1 |  |  |  |  | 0
2 |  |  |  |  | 0
3 |  |  |  |  | 0
4 |  |  |  |  | 0
5 |  |  |  |  | 0
6 |  |  |  |  | 0
7 |  |  |  |  | 0
8 |  |  |  |  | 0
9 |  |  |  |  | 0
10 |  |  |  |  | 0
| Total |  |  |  | 0
Back to Sch 5

## Bid Form 2nd Envelope
CC/NT/W-GIS/DOM/A02/25/03858 |  |  |  |  | Bid Form 2nd Envelope |  |  |  | Sole Bidder | 1 | st |  | 1 | January
[9 empty] | 0 | 2 | nd |  | 2 | February
BID FORM (Second Envelope) | [9 empty] | 3 | rd |  | 3 | March
[10 empty] | 4 | th |  | 4 | April
Bid Proposal Ref. No. | [9 empty] | 5 | th |  | 5 | May
Date : | [9 empty] | 6 | th | #VALUE! | 6 | June
[10 empty] | 7 | th | #VALUE! | 7 | July
To: | [9 empty] | 8 | th | #VALUE! | 8 | August
0 | [9 empty] | 9 | th | #VALUE! | 9 | September
Power Grid Corporation of India Ltd., | [9 empty] | 10 | th |  | 10 | October
"Saudamini", Plot No.-2 | [9 empty] | 11 | th |  | 11 | November
Sector-29, | [9 empty] | 12 | th |  | 12 | December
Gurugram (Haryana) - 122001 | [9 empty] | 13 | th
[10 empty] | 14 | th
Name of Contract : |  | 110kV GIS Substation Package SS 145 for Establishment of a 110/22kV gas Insulated substation at Lawspet in Puducherry with allied works under consultancy services to PED. | [7 empty] | 15 | th
Dear Ladies and/or Gentlemen, | [9 empty] | 16 | th
1 | In continuation of First Envelope of our Bid, we hereby submit the Second Envelope of the Bid, both of which shall be read together and in conjunction with each other, and shall be construed as an integral part of our Bid. Accordingly, we the undersigned, offer to design, manufacture, test, deliver, install and commission (including carrying out Trial Operation, Performance & Guarantee Test as per provision of Technical Specification) under the above-named package in full conformity with the said Bidding Documents for the sum of Rs. 0/- () or such other sums as may be determined in accordance with the terms and conditions of the Bidding Documents |  |  |  |  | In continuation of First Envelope of our Bid, we hereby submit the Second Envelope of the Bid, both of which shall be read together and in conjunction with each other, and shall be construed as an integral part of our Bid. Accordingly, we the undersigned, offer to design, manufacture, test, deliver, install and commission (including carrying out Trial Operation, Performance & Guarantee Test as per provision of Technical Specification) under the above-named package in full conformity with the said Bidding Documents for the sum of Rs. |  |  |  | 17 | th
[6 empty] | 0 | /- (
)
| The above amounts are in accordance with the price schedules attached herewith and are made part of this bid. |  |  |  |  | or such other sums as may be determined in accordance with the terms and conditions of the Bidding Documents |  |  |  | 18 | th
2 | Price Schedules | [8 empty] | 19 | th
2.1 | In line with the requirements of the Bidding documents, we enclose herewith the following Price Schedules, duly filled - in as per your proforma: | [8 empty] | 20 | th
| Schedule 1 |  | Plant and Equipment (Including Mandatory Spare Parts) to be supplied, including Type Test Charges. | [6 empty] | 21 | st
| Schedule 2 |  | Local Transportation, In-transit Insurance, loading and unloading | [6 empty] | 22 | th
| Schedule 3 |  | Installation Charges. |  |  | Sole Bidder |  |  |  | 23 | th
| Schedule 4 |  | Training charges for training to be imparted (Not Applicable) | [6 empty] | 24 | th
| Schedule 5 |  | Taxes and Duties not included in Schedule 1 & 3 | [6 empty] | 25 | th
| Schedule 6 |  | Grand Summary [Schedule 1to 5] | [6 empty] | 26 | th
| Schedule 7 |  | Break-up of Type Test Charges (Not Applicable) | [6 empty] | 27 | th
2.2 | We are aware that the Price Schedules do not generally give a full description of the Work to be performed under each item and we shall be deemed to have read the Technical Specifications and other sections of the Bidding Documents and Drawings to ascertain the full scope of Work included in each item while filling-in the rates and prices. We agree that the entered rates and prices shall be deemed to include for the full scope as aforesaid, including overheads and profit. | [8 empty] | 28 | th
2.3 | We declare that as specified in Clause 11.5, Section –II:ITB, Vol.-I of the Bidding Documents, prices quoted by us in the Price Schedules shall be subject to Price Adjustment during the execution of Contract in accordance with Appendix-2 (Price Adjustment) to the Contract Agreement. | [8 empty] | 29 | th
2.4 | We understand that in the price schedules, where there are errors between the total of the amounts given under the column for the price Breakdown and the amount given under the Total Price, the former shall prevail and the latter will be corrected accordingly. We further understand that where there are discrepancies between amounts stated in figures and amounts stated in words, the amount stated in words shall prevail. Similarly, any discrepancy in the total bid price and that of the summation of Schedule price (price indicated in a Schedule indicating the total of that schedule), the total bid price shall be corrected to reflect the actual summation of the Schedule prices. | [8 empty] | 30 | th
2.5 | We declare that items left blank in the Schedules will be deemed to have been included in other items. The TOTAL for each Schedule and the TOTAL of Grand Summary shall be deemed to be the total price for executing the Facilities and sections thereof in complete accordance with the Contract, whether or not each individual item has been priced. | [8 empty] | 31 | st
3 | We confirm that except as otherwise specifically provided our Bid Prices in this Second Envelope include all taxes, duties, levies and charges as may be assessed on us, our Sub-Contractor/Sub-Vendor or their employees by all municipal, state or national government authorities in connection with the Facilities, in and outside of India.
3.1 | 100% of applicable Taxes and Duties i.e GST which are payable by the Employer under the Contract, shall be reimbursed by the Employer on production of satisfactory documentary evidence by the Contractor in accordance with the provisions of the Bidding Documents
3.2 | We further understand that notwithstanding 3.0 above, in case of award on us, you shall also bear and pay/reimburse to us, GST applicable on supplies by us to you, imposed on the Plant & Equipment including Mandatory Spare Parts to be incorporated into the Facilities including Type Test charges for Type test to be conducted in India specified in Schedule No. 1, Installation Services specified in Schedule No. 3 and Charges for Training to be imparted in India specified in Schedule No. 4 of the Price Schedule in this Second Envelope, by the Indian Laws.
3.3 | We confirm that we have also registered/we shall also get registered in the GST Network with a GSTIN in all the states where the project is located and the states from which we shall make our supply of goods.
4 | # (For Joint Venture only) We, the partners of Joint Venture submitting this bid, do agree and confirm that in case of Award of Contract on the Joint Venture, we shall be jointly and severally liable and responsible for the execution of the Contract in accordance with Contract terms and conditions.
5 | We, hereby, declare that only the persons or firms interested in this proposal as principals are named here and that no other persons or firms other than those mentioned herein have any interest in this proposal or in the Contract to be entered into, if the award is made on us, that this proposal is made without any connection with any other person, firm or party likewise submitting a proposal is in all respects for and in good faith, without collusion or fraud.
Thanking you, we remain,
Yours faithfully,
For and on behalf of test
Signature :
Date : |  |  |  | Printed Name :
Place : |  |  |  | Designation :
Common Seal :
Please provide additional information of the Bidder
Business Address :
Country of Incorporation :
State/Province to be indicated :
Name of Principal Officer :
Address of Principal Officer :
Note: Bidders may note that no prescribed proforma has been enclosed for Attachment 2 : Power of Attorney. Bidders may use their own proforma for furnishing the required information with the bid.
* * *
Back to Cover Page

## Contracts-Template (hidden)
Exworks
| Total Ex-Works Price Direct |  |  |  |  | 0
| Total Ex-Works Price Bought Out |  |  |  |  | 0
| Total Ex-Works Price |  |  |  |  | 0
| Total Type Test charges as per Schedule-7 |  |  |  |  | #REF!
| Total Ex-works Price including Type Test charges |  |  |  |  | #REF!
Note : | Specify amount of Excise Duty, Sales Tax/'VAT and other taxes payable on the transaction between the Contractor and the Employer and octroi/entry tax as applicable for destination site/state on all items of supply including bought-out finished items (to be identified in the Contract), which shall be dispatched directly from the sub-vendor’s works to the Employer’s site (sale-in-transit), separately in Schedule-5. Excise Duty, Sales tax and other levies for all the bought-out items are to be included in the EXW Price (Col. No. 5) only and not to be indicated in Schedule-5.
^ | If the item(s) quoted/considered as "Bought-out" in the bid are manufactured at Bidder's works and confirmed to be supplied under “Direct transaction” by the bidder, then the taxes and duties on such items shall be paid/reimbursed by POWERGRID in line with the provisions of Bidding Documents. For this purpose, at the time of award, the Ex-works price (exclusive of taxes & duties) shall be arrived at from the quoted Ex-works price (inclusive of taxes ad duties) by excluding taxes and duties applicable on such items, as on date of Bid opening, in case of supplies from manufacturer proposed in the bid. During contract execution, the taxes and duties on such items shall be paid/reimbursed at actuals, limited to the rates prevailing on date of Bid opening.
Date : | --
Place : |  |  | Printed Name : |  | --
Designation :
FandI
| Total F&I Price |  |  |  |  | (=SUM(I16:I27))
Date : | (='Sch-1'!B43)
Place : | (='Sch-1'!B44) |  | Printed Name : | (='Sch-1'!E44)
|  |  | Designation : | (='Sch-1'!E45)
service
| Total Installaiton Charges | [5 empty] | #REF!
Date : | (='Sch-1'!B43)
Place : | (='Sch-1'!B44) |  | Printed Name : | (='Sch-1'!E44)
|  |  | Designation : | (='Sch-1'!E45)
Training
Date : | (=IF('Sch-1'!B43=0,"", 'Sch-1'!B43)) |  | (="Printed Name : " & IF('Sch-1'!E44=0,"",'Sch-1'!E44))
Place : | (=IF('Sch-1'!B44=0,"", 'Sch-1'!B44)) |  | (="Designation : " & IF('Sch-1'!E45=0,"",'Sch-1'!E45))
Type test
| TOTAL TYPE TEST CHARGES |  |  |  |  | (=SUM(I17:I18))
Date : | (='Sch-1'!B43) | (="Printed Name : " & 'Sch-1'!E44)
Place : | (='Sch-1'!B44) | (="Designation : " & 'Sch-1'!E45)
Note : | Bidder should indicate the name of test laboratories where type tests are proposed to be conducted
Direct
Bought-out

## N-W (Cr.) (hidden)
#REF! |  |  | 0 |  | #REF! |  |  | 0 |  |  | #REF!
#REF!
INR
#REF! |  |  |  |  | #REF! | [5 empty] | #N/A
#N/A
#REF! | #REF! |  | 0 |  | #REF! | #REF! |  | 0
#REF! | #REF! | #REF! | 0 |  | #REF! | #REF! | #REF! | 0
#REF! | #REF! | #REF! | 0 |  | #REF! | #REF! | #REF! | 0 |  | #REF! | 0 | 0 | 0 | 0 | #REF! | plus
#REF! | #REF! | #REF! | 0 |  | #REF! | #REF! | #REF! | 0 |  | #REF! | 0 | 0 | 0 | 1 | #REF!
#REF! | #REF! | #REF! | 0 |  | #REF! | #REF! | #REF! | 0 |  | #REF! | 0 | 0 | 1 | 0 | #REF!
#REF! | #REF! | #REF! | 0 |  | #REF! | #REF! | #REF! | 0 |  | #REF! | 0 | 0 | 1 | 1 | #REF!
[10 empty] | #REF! | 0 | 1 | 0 | 0 | #REF!
1 | One |  | 1 | One | 1 | One |  | 1 | One | #REF! | 0 | 1 | 0 | 1 | #REF!
2 | Two |  | 2 | Two | 2 | Two |  | 2 | Two | #REF! | 0 | 1 | 1 | 0 | #REF!
3 | Three |  | 3 | Three | 3 | Three |  | 3 | Three | #REF! | 0 | 1 | 1 | 1 | #REF!
4 | Four |  | 4 | Four | 4 | Four |  | 4 | Four | #REF! | 1 | 0 | 0 | 0 | #REF!
5 | Five |  | 5 | Five | 5 | Five |  | 5 | Five | #REF! | 1 | 0 | 0 | 1 | #REF!
6 | Six |  | 6 | Six | 6 | Six |  | 6 | Six | #REF! | 1 | 0 | 1 | 0 | #REF!
7 | Seven |  | 7 | Seven | 7 | Seven |  | 7 | Seven | #REF! | 1 | 0 | 1 | 1 | #REF!
8 | Eight |  | 8 | Eight | 8 | Eight |  | 8 | Eight | #REF! | 1 | 1 | 0 | 0 | #REF!
9 | Nine |  | 9 | Nine | 9 | Nine |  | 9 | Nine | #REF! | 1 | 1 | 0 | 1 | #REF!
10 | Ten |  | 10 | Ten | 10 | Ten |  | 10 | Ten | #REF! | 1 | 1 | 1 | 0 | #REF!
11 | Eleven |  | 11 | Eleven | 11 | Eleven |  | 11 | Eleven | #REF! | 1 | 1 | 1 | 1 | #REF!
12 | Twelve |  | 12 | Twelve | 12 | Twelve |  | 12 | Twelve
13 | Thirteen |  | 13 | Thirteen | 13 | Thirteen |  | 13 | Thirteen
14 | Fourteen |  | 14 | Fourteen | 14 | Fourteen |  | 14 | Fourteen
15 | Fifteen |  | 15 | Fifteen | 15 | Fifteen |  | 15 | Fifteen
16 | Sixteen |  | 16 | Sixteen | 16 | Sixteen |  | 16 | Sixteen | #REF! | 0 | 0 | 0 | 0 | #REF! | +
17 | Seventeen |  | 17 | Seventeen | 17 | Seventeen |  | 17 | Seventeen | #REF! | 0 | 0 | 0 | 1 | #REF! | /- +
18 | Eighteen |  | 18 | Eighteen | 18 | Eighteen |  | 18 | Eighteen | #REF! | 0 | 0 | 1 | 0 | #REF! | /-
19 | Nineteen |  | 19 | Nineteen | 19 | Nineteen |  | 19 | Nineteen | #REF! | 0 | 0 | 1 | 1 | #REF!
20 | Twenty |  | 20 | Twenty | 20 | Twenty |  | 20 | Twenty | #REF! | 0 | 1 | 0 | 0 | #REF!
21 | Twenty One |  | 21 | Twenty One | 21 | Twenty One |  | 21 | Twenty One | #REF! | 0 | 1 | 0 | 1 | #REF!
22 | Twenty Two |  | 22 | Twenty Two | 22 | Twenty Two |  | 22 | Twenty Two | #REF! | 0 | 1 | 1 | 0 | #REF!
23 | Twenty Three |  | 23 | Twenty Three | 23 | Twenty Three |  | 23 | Twenty Three | #REF! | 0 | 1 | 1 | 1 | #REF!
24 | Twenty Four |  | 24 | Twenty Four | 24 | Twenty Four |  | 24 | Twenty Four | #REF! | 1 | 0 | 0 | 0 | #REF!
25 | Twenty Five |  | 25 | Twenty Five | 25 | Twenty Five |  | 25 | Twenty Five | #REF! | 1 | 0 | 0 | 1 | #REF!
26 | Twenty Six |  | 26 | Twenty Six | 26 | Twenty Six |  | 26 | Twenty Six | #REF! | 1 | 0 | 1 | 0 | #REF!
27 | Twenty Seven |  | 27 | Twenty Seven | 27 | Twenty Seven |  | 27 | Twenty Seven | #REF! | 1 | 0 | 1 | 1 | #REF!
28 | Twenty Eight |  | 28 | Twenty Eight | 28 | Twenty Eight |  | 28 | Twenty Eight | #REF! | 1 | 1 | 0 | 0 | #REF!
29 | Twenty Nine |  | 29 | Twenty Nine | 29 | Twenty Nine |  | 29 | Twenty Nine | #REF! | 1 | 1 | 0 | 1 | #REF!
30 | Thirty |  | 30 | Thirty | 30 | Thirty |  | 30 | Thirty | #REF! | 1 | 1 | 1 | 0 | #REF!
31 | Thirty One |  | 31 | Thirty One | 31 | Thirty One |  | 31 | Thirty One | #REF! | 1 | 1 | 1 | 1 | #REF!
32 | Thirty Two |  | 32 | Thirty Two | 32 | Thirty Two |  | 32 | Thirty Two
33 | Thirty Three |  | 33 | Thirty Three | 33 | Thirty Three |  | 33 | Thirty Three
34 | Thirty Four |  | 34 | Thirty Four | 34 | Thirty Four |  | 34 | Thirty Four
35 | Thirty Fivr |  | 35 | Thirty Fivr | 35 | Thirty Fivr |  | 35 | Thirty Fivr
36 | Thirty Six |  | 36 | Thirty Six | 36 | Thirty Six |  | 36 | Thirty Six
37 | Thirty Seven |  | 37 | Thirty Seven | 37 | Thirty Seven |  | 37 | Thirty Seven
38 | Thirty Eight |  | 38 | Thirty Eight | 38 | Thirty Eight |  | 38 | Thirty Eight
39 | Thirty Nine |  | 39 | Thirty Nine | 39 | Thirty Nine |  | 39 | Thirty Nine
40 | Forty |  | 40 | Forty | 40 | Forty |  | 40 | Forty
41 | Forty One |  | 41 | Forty One | 41 | Forty One |  | 41 | Forty One
42 | Forty Two |  | 42 | Forty Two | 42 | Forty Two |  | 42 | Forty Two
43 | Forty Three |  | 43 | Forty Three | 43 | Forty Three |  | 43 | Forty Three
44 | Forty Four |  | 44 | Forty Four | 44 | Forty Four |  | 44 | Forty Four
45 | Forty Five |  | 45 | Forty Five | 45 | Forty Five |  | 45 | Forty Five
46 | Forty Six |  | 46 | Forty Six | 46 | Forty Six |  | 46 | Forty Six
47 | Forty Seven |  | 47 | Forty Seven | 47 | Forty Seven |  | 47 | Forty Seven
48 | Forty Eight |  | 48 | Forty Eight | 48 | Forty Eight |  | 48 | Forty Eight
49 | Forty Nine |  | 49 | Forty Nine | 49 | Forty Nine |  | 49 | Forty Nine
50 | Fifty |  | 50 | Fifty | 50 | Fifty |  | 50 | Fifty
51 | Fifty One |  | 51 | Fifty One | 51 | Fifty One |  | 51 | Fifty One
52 | Fifty Two |  | 52 | Fifty Two | 52 | Fifty Two |  | 52 | Fifty Two
53 | Fifty Three |  | 53 | Fifty Three | 53 | Fifty Three |  | 53 | Fifty Three
54 | Fifty Four |  | 54 | Fifty Four | 54 | Fifty Four |  | 54 | Fifty Four
55 | Fifty Five |  | 55 | Fifty Five | 55 | Fifty Five |  | 55 | Fifty Five
56 | Fifty Six |  | 56 | Fifty Six | 56 | Fifty Six |  | 56 | Fifty Six
57 | Fifty Seven |  | 57 | Fifty Seven | 57 | Fifty Seven |  | 57 | Fifty Seven
58 | Fifty Eight |  | 58 | Fifty Eight | 58 | Fifty Eight |  | 58 | Fifty Eight
59 | Fifty Nine |  | 59 | Fifty Nine | 59 | Fifty Nine |  | 59 | Fifty Nine
60 | Sixty |  | 60 | Sixty | 60 | Sixty |  | 60 | Sixty
61 | Sixty One |  | 61 | Sixty One | 61 | Sixty One |  | 61 | Sixty One
62 | Sixty Two |  | 62 | Sixty Two | 62 | Sixty Two |  | 62 | Sixty Two
63 | Sixty Three |  | 63 | Sixty Three | 63 | Sixty Three |  | 63 | Sixty Three
64 | Sixty Four |  | 64 | Sixty Four | 64 | Sixty Four |  | 64 | Sixty Four
65 | Sixty Five |  | 65 | Sixty Five | 65 | Sixty Five |  | 65 | Sixty Five
66 | Sixty Six |  | 66 | Sixty Six | 66 | Sixty Six |  | 66 | Sixty Six
67 | Sixty Seven |  | 67 | Sixty Seven | 67 | Sixty Seven |  | 67 | Sixty Seven
68 | Sixty Eight |  | 68 | Sixty Eight | 68 | Sixty Eight |  | 68 | Sixty Eight
69 | Sixty Nine |  | 69 | Sixty Nine | 69 | Sixty Nine |  | 69 | Sixty Nine
70 | Seventy |  | 70 | Seventy | 70 | Seventy |  | 70 | Seventy
71 | Seventy One |  | 71 | Seventy One | 71 | Seventy One |  | 71 | Seventy One
72 | Seventy Two |  | 72 | Seventy Two | 72 | Seventy Two |  | 72 | Seventy Two
73 | Seventy Three |  | 73 | Seventy Three | 73 | Seventy Three |  | 73 | Seventy Three
74 | Seventy Four |  | 74 | Seventy Four | 74 | Seventy Four |  | 74 | Seventy Four
75 | Seventy Five |  | 75 | Seventy Five | 75 | Seventy Five |  | 75 | Seventy Five
76 | Seventy Six |  | 76 | Seventy Six | 76 | Seventy Six |  | 76 | Seventy Six
77 | Seventy Seven |  | 77 | Seventy Seven | 77 | Seventy Seven |  | 77 | Seventy Seven
78 | Seventy Eight |  | 78 | Seventy Eight | 78 | Seventy Eight |  | 78 | Seventy Eight
79 | Seventy Nine |  | 79 | Seventy Nine | 79 | Seventy Nine |  | 79 | Seventy Nine
80 | Eighty |  | 80 | Eighty | 80 | Eighty |  | 80 | Eighty
81 | Eighty One |  | 81 | Eighty One | 81 | Eighty One |  | 81 | Eighty One
82 | Eighty Two |  | 82 | Eighty Two | 82 | Eighty Two |  | 82 | Eighty Two
83 | Eighty Three |  | 83 | Eighty Three | 83 | Eighty Three |  | 83 | Eighty Three
84 | Eighty Four |  | 84 | Eighty Four | 84 | Eighty Four |  | 84 | Eighty Four
85 | Eighty Five |  | 85 | Eighty Five | 85 | Eighty Five |  | 85 | Eighty Five
86 | Eighty Six |  | 86 | Eighty Six | 86 | Eighty Six |  | 86 | Eighty Six
87 | Eighty Seven |  | 87 | Eighty Seven | 87 | Eighty Seven |  | 87 | Eighty Seven
88 | Eighty Eight |  | 88 | Eighty Eight | 88 | Eighty Eight |  | 88 | Eighty Eight
89 | Eighty Nine |  | 89 | Eighty Nine | 89 | Eighty Nine |  | 89 | Eighty Nine
90 | Ninety |  | 90 | Ninety | 90 | Ninety |  | 90 | Ninety
91 | Ninety One |  | 91 | Ninety One | 91 | Ninety One |  | 91 | Ninety One
92 | Ninety Two |  | 92 | Ninety Two | 92 | Ninety Two |  | 92 | Ninety Two
93 | Ninety Three |  | 93 | Ninety Three | 93 | Ninety Three |  | 93 | Ninety Three
94 | Ninety Four |  | 94 | Ninety Four | 94 | Ninety Four |  | 94 | Ninety Four
95 | Ninety Five |  | 95 | Ninety Five | 95 | Ninety Five |  | 95 | Ninety Five
96 | Ninety Six |  | 96 | Ninety Six | 96 | Ninety Six |  | 96 | Ninety Six
97 | Ninety Seven |  | 97 | Ninety Seven | 97 | Ninety Seven |  | 97 | Ninety Seven
98 | Ninety Eight |  | 98 | Ninety Eight | 98 | Ninety Eight |  | 98 | Ninety Eight
99 | Ninety Nine |  | 99 | Ninety Nine | 99 | Ninety Nine |  | 99 | Ninety Nine
100 | One Hundred |  | 100 | One Hundred | 100 | One Hundred |  | 100 | One Hundred
BG VALUE:
#REF!
#REF!
#REF! | #REF!
#REF! | #REF! | #REF!
#REF! | #REF! | #REF!
#REF! | #REF! | #REF!
#REF! | #REF! | #REF!
#REF! | #REF! | #REF!
1 | One
2 | Two
3 | Three
4 | Four
5 | Five
6 | Six
7 | Seven
8 | Eight
9 | Nine
10 | Ten
11 | Eleven
12 | Twelve
13 | Thirteen
14 | Fourteen
15 | Fifteen
16 | Sixteen
17 | Seventeen
18 | Eighteen
19 | Nineteen
20 | Twenty
21 | Twenty One
22 | Twenty Two
23 | Twenty Three
24 | Twenty Four
25 | Twenty Five
26 | Twenty Six
27 | Twenty Seven
28 | Twenty Eight
29 | Twenty Nine
30 | Thirty
31 | Thirty One
32 | Thirty Two
33 | Thirty Three
34 | Thirty Four
35 | Thirty Fivr
36 | Thirty Six
37 | Thirty Seven
38 | Thirty Eight
39 | Thirty Nine
40 | Forty
41 | Forty One
42 | Forty Two
43 | Forty Three
44 | Forty Four
45 | Forty Five
46 | Forty Six
47 | Forty Seven
48 | Forty Eight
49 | Forty Nine
50 | Fifty
51 | Fifty One
52 | Fifty Two
53 | Fifty Three
54 | Fifty Four
55 | Fifty Five
56 | Fifty Six
57 | Fifty Seven
58 | Fifty Eight
59 | Fifty Nine
60 | Sixty
61 | Sixty One
62 | Sixty Two
63 | Sixty Three
64 | Sixty Four
65 | Sixty Five
66 | Sixty Six
67 | Sixty Seven
68 | Sixty Eight
69 | Sixty Nine
70 | Seventy
71 | Seventy One
72 | Seventy Two
73 | Seventy Three
74 | Seventy Four
75 | Seventy Five
76 | Seventy Six
77 | Seventy Seven
78 | Seventy Eight
79 | Seventy Nine
80 | Eighty
81 | Eighty One
82 | Eighty Two
83 | Eighty Three
84 | Eighty Four
85 | Eighty Five
86 | Eighty Six
87 | Eighty Seven
88 | Eighty Eight
89 | Eighty Nine
90 | Ninety
91 | Ninety One
92 | Ninety Two
93 | Ninety Three
94 | Ninety Four
95 | Ninety Five
96 | Ninety Six
97 | Ninety Seven
98 | Ninety Eight
99 | Ninety Nine
100 | One Hundred