## Basic (hidden)
Package Name: | STATCOM Package - ST-01T for (a) STATCOM Station at Khavda Pooling Station 1 (KPS1) and (b) STATCOM Station at Khavda Pooling Station 3 (KPS3) associated with “Provision of Dynamic Reactive Compensation at Khavda Pooling Station 1 (KPS1) and Khavda Pooling Station 3 (KPS3)"
Spec no. | Specification No: CC/T/W-STAT/DOM/A06/24/14931

## Cover
ORIGINAL
Price Schedules | STATCOM Package - ST-01T for (a) STATCOM Station at Khavda Pooling Station 1 (KPS1) and (b) STATCOM Station at Khavda Pooling Station 3 (KPS3) associated with “Provision of Dynamic Reactive Compensation at Khavda Pooling Station 1 (KPS1) and Khavda Pooling Station 3 (KPS3)" |  | STATCOM Package - ST-01T
Specification No: CC/T/W-STAT/DOM/A06/24/14931
| 1 | Fill up only green shaded cells in Sch-1, Sch-2, Sch-3, Sch-4, Sch-7 and Bid Form 2nd Envelope.
| 2 | All the cells in Sch-5 & Sch-6 are auto filled, therefore no cell is required to be filled up there.
| 3 | Instructions / error messages, if any, will be displayed automatically after selecting the cell.
| 4 | After filling up all the schedues, save the file, take print out of all the schedules and Bid form and sign & stamp and submit them as hard copy of the 2nd envelope (Price part) of the bid. Also ensure to submit the soft copy of the the same file on CD/ DVD.
Click to skip Instructions & Proceed
Click for Detailed General Instructions
General guidelines for filling up the Price Schedules, Sch-1 to Sch-7

## Instructions
General Instruction to the Bidders for filling up this workbook of Price Schedules
I | While filling up the worksheets following may please be observed :
| (i) | Fill up only green shaded cells.
| (ii) | Certain data type entries have been restricted, such as Numeric values or limits of numeric values.
| (iii) | Select only the options provided in pull down menus.
| (iv) | Do not link any cell of this work book with any other work book.
| (v) | Do not use copy & paste or cut & paste options for filling up the data.
| (vi) | Do not reformat any of the cell of the work book.
II | This Workbook consists of following worksheets :
Cover :
Opening page of the workbook.
Names of Bidder :
| ● | Select Sole Bidder from the pull down menu. Do not leave this cell blank.
| ● | Fill up names and address of the Sole Bidder.
| ● | Fill up date in dd-mmm-yyyy format from drop down menu.
| ● | Click for Sch-1 given at the right top of the worksheet to go to Sch-1.
Sch-1 (Ex-works Prices) :
| ● | Fill up unit rates for all the items in numeric values greater than 0 (zero). If unit rate is left blank, the corresponding item shall be deemed to be included in the total price.
| ● | Corresponding cell for mode of transaction shall be come enable only after filling up the unit rate, therefore first fill up the unit rate and then mode of transaction for the corresponding item.
| ● | Total amount shall get calculated automatically.
| ● | Type Test charges shall appear automatically after filling up Sch-7 appropriately.
Sch-2 (Freight & Insurance Charges) :
| ● | Fill up unit rates for all the items in numeric values greater than 0 (zero). If unit rate is left blank, the corresponding item shall be deemed to be included in the total price.
| ● | Total amount shall get calculated automatically.
Sch-3 (Erection Charges) :
| ● | Fill up unit rates for all the items in numeric values greater than 0 (zero). If unit rate is left blank, the corresponding item shall be deemed to be included in the total price.
| ● | Total amount shall get calculated automatically.
Sch-4a (Training Charges) :
| ● | Fill up unit rates for all the items in numeric values greater than 0 (zero). If unit rate is left blank, the corresponding item shall be deemed to be included in the total price.
| ● | Total amount shall get calculated automatically.
Sch-4b (Maintenance Charges during and after Defect Liability Period) :
| ● | Fill up unit rates for all the items in numeric values greater than 0 (zero). If unit rate is left blank, the corresponding item shall be deemed to be included in the total price.
| ● | Total amount shall get calculated automatically.
Sch-5 (Summary of Taxes and Duties applicable on the Goods) :
| ● | No cell is required to be filled in by the bidder in this worksheet.
Sch -6 :
| ● | Summary of all the Schedules without considering discount (mentioned in the work sheet discount) shall be displayed automatically.
| ● | No cell is required to be filled in by the bidder in this worksheet.
Sch-7 (Type Test Charges) :
| ● | Fill up the rates & location where type tests are proposed.
| ● | Total of this Sch-7 shall automatically appear in Sch-1.
Bid from 2nd Envelope :
| ● | Fill up ref. no. as bidder's ref no. of this letter.
| ● | This letter shall consider the net price as per Sch-6 (After Discount).
| ● | Fill up additional information as required.
* * *
Happy Bidding !
Click to Proceed

## Names of Bidder
STATCOM Package - ST-01T for (a) STATCOM Station at Khavda Pooling Station 1 (KPS1) and (b) STATCOM Station at Khavda Pooling Station 3 (KPS3) associated with “Provision of Dynamic Reactive Compensation at Khavda Pooling Station 1 (KPS1) and Khavda Pooling Station 3 (KPS3)"
Specification No: CC/T/W-STAT/DOM/A06/24/14931 |  |  | Sole Bidder | 1
|  |  | JV (Joint Venture) | 2 or More
Enter following details of the bidder
Specify type of Bidder [Select from drop down menu] | Sole Bidder |  | 0
2 or More
Name of Sole Bidder
Address of Sole Bidder
Name of other Partner - 1
Address of other Partner - 1
Name of other Partner - 2 (more, if any)
Address of other Partner - 2 (more, if any)
Printed Name
Designation
email ID of Bid Signatory
Mobile No. of Bid Signatory
Tel No. of Bid Signatory
Fax No. of Bid Signatory
Date |  | 31
Place
Click for Sch-1

## Sch-1
Specification No: CC/T/W-STAT/DOM/A06/24/14931 | [9 empty] | Schedule - 1 |  |  |  |  | Direct Total | 0 | Sole Bidder | `
[15 empty] | BO Total | #REF! | 0
STATCOM Package - ST-01T for (a) STATCOM Station at Khavda Pooling Station 1 (KPS1) and (b) STATCOM Station at Khavda Pooling Station 3 (KPS3) associated with “Provision of Dynamic Reactive Compensation at Khavda Pooling Station 1 (KPS1) and Khavda Pooling Station 3 (KPS3)"
(SCHEDULE OF RATES AND PRICES)
Bidder’s Name and Address (Sole Bidder) : | [7 empty] | To:
Contracts Services, 3rd Floor
Name : | 0 | 0 | 0 | 0 |  |  |  | Power Grid Corporation of India Ltd., | [8 empty] | #REF!
Address : | 0 | 0 | 0 | 0 |  |  |  | "Saudamini", Plot No.-2
| 0 | 0 | 0 | 0 |  |  |  | Sector-29,
| 0 | 0 | 0 | 0 |  |  |  | Gurugram (Haryana) - 122001
Plant and Equipment (including Mandatory Spares Parts) to be supplied, including Type Test Charges for Tests to be conducted | [15 empty] | Direct
[10 empty] | All Prices are in Indian Rupees. | [5 empty] | Bought-Out
SI. No. | Item Description | HSN Code | Whether HSN in column ‘ 6 ’ is confirmed. If not indicate applicable the HSN code * | Rate of GST applicable ( in %) | Whether rate of GST in column ‘4’ is confirmed. If not indicate applicable rate of GST * | Unit | Qty. | Unit Ex-works price (excluding GST) | Total Ex-works price (excluding GST) | GST Tax as confirmed by Bidder
1 | 2 | 3 | 4 | 5 | 6 | 7 | 8 | 9 | 10= 8 x 9 | 11
# | BIDDERS MUST QUOTE ONLY IN 01 (ONE) OUT OF THE 5 (FIVE) STATCOM OPTIONS GIVEN BELOW. BIDDERS SHALL NOT QUOTE IN MORE THAN 01 (ONE) OPTION. ACCORDINGLY, BIDDER SHALL QUOTE FOR THE SAME OPTION IN SCHEDULE 2 AND 3. | [9 empty] | 0 | 0 | 0 | 0
I | STATCOM at 400kV Bus Section-I of 765/400kV KPS-1 S/S | [9 empty] | 0 | 0 | 0 | 0
Part-A | MAIN ITEMS (As per Technical Specification) (VENDOR ASSESED QUANTITIES) | [9 empty] | 0 | 0 | 0 | 0
1# | STATCOM STATION as per Option 1 of clause 2.1 of Section Project Technical Specification | [9 empty] | 0 | 0 | 0 | 0
1.1 | STATCOM( ±300MVAR as per Technical Specification) including Valve, valve base electronics, DC capacitor, series reactor and all accessories | [9 empty] | 0 | 0 | 0 | 0
1.1.1 | Valve complete with all accessories for STATCOM Unit | 85413090 |  | 18 |  | Lot | 1 |  | Included | 0 | 0 | 0 | 0 | 0
1.1.2 | Series reactor for STATCOM Unit | 85334090 |  | 18 |  | Lot | 1 |  | Included | 0 | 0 | 0 | 0 | 0
1.1.3 | MV Switchgear for STATCOM Unit | 85372000 |  | 18 |  | Lot | 1 |  | Included | 0 | 0 | 0 | 0 | 0
1.1.4 | MV Switchgear for STATCOM Unit including bypass switch | 85372000 |  | 18 |  | Lot | 1 |  | Included | 0 | 0 | 0 | 0 | 0
1.1.5 | Charging Resistor | 85334090 |  | 18 |  | Lot | 1 |  | Included | 0 | 0 | 0 | 0 | 0
1.1.6 | Instrument Transformers for STATCOM Unit | 85359090 |  | 18 |  | Lot | 1 |  | Included | 0 | 0 | 0 | 0 | 0
1.1.7 | Bus work for STATCOM Unit | 85389000 |  | 18 |  | Lot | 1 |  | Included | 0 | 0 | 0 | 0 | 0
1.1.8 | Wall Bushings | 85389000 |  | 18 |  | Lot | 1 |  | Included | 0 | 0 | 0 | 0 | 0
1.1.9 | Other misc. item , accessories etc. | 85389000 |  | 18 |  | Lot | 1 |  | Included | 0 | 0 | 0 | 0 | 0
[9 empty] | Included | 0 | 0 | 0 | 0 | 0
1.2 | Mechanically switched Reactor bank (3-ph) (-125MVAR as per Technical Specification) including all accessories (MSR Branches) (As per Technical Specification) | [7 empty] | Included | 0 | 0 | 0 | 0 | 0
1.2.1 | Air Core Reactor | 85334090 |  | 18 |  | Set | 2 |  | Included | 0 | 0 | 0 | 0 | 0
1.2.2 | MV Switchgear | 85321000 |  | 18 |  | Set | 2 |  | Included | 0 | 0 | 0 | 0 | 0
1.2.3 | Instrument Transformers | 85321000 |  | 18 |  | Set | 2 |  | Included | 0 | 0 | 0 | 0 | 0
1.2.4 | Bus work for MSR | 85389000 |  | 18 |  | Set | 2 |  | Included | 0 | 0 | 0 | 0 | 0
[9 empty] | Included | 0 | 0 | 0 | 0 | 0
1.3 | Mechanically switched Capacitor bank(3-ph) (125MVAR as per Technical Specification) including all accessories (MSC Branches) (As per Technical Specification) | [7 empty] | Included | 0 | 0 | 0 | 0 | 0
1.3.1 | Capacitor Bank | 85321000 |  | 18 |  | Set | 1 |  | Included | 0 | 0 | 0 | 0 | 0
1.3.2 | Series Air core reactor | 85334090 |  | 18 |  | Set | 1 |  | Included | 0 | 0 | 0 | 0 | 0
1.3.3 | MV Switchgear | 85321000 |  | 18 |  | Set | 1 |  | Included | 0 | 0 | 0 | 0 | 0
1.3.4 | Instrument Transformers | 85321000 |  | 18 |  | Set | 1 |  | Included | 0 | 0 | 0 | 0 | 0
1.3.5 | Bus work for MSC | 85389000 |  | 18 |  | Set | 1 |  | Included | 0 | 0 | 0 | 0 | 0
[9 empty] | Included | 0 | 0 | 0 | 0 | 0
2# | STATCOM STATION as per Option 2 of clause 2.1 of Section Project Technical Specification | [7 empty] | Included | 0 | 0 | 0 | 0 | 0
[9 empty] | Included | 0 | 0 | 0 | 0 | 0
2.1 | STATCOM( +425/-300MVAR as per Technical Specification) including Valve, valve base electronics, DC capacitor, series reactor and all accessories | [7 empty] | Included | 0 | 0 | 0 | 0 | 0
2.1.1 | Valve complete with all accessories for STATCOM Unit | 85413090 |  | 18 |  | Lot | 1 |  | Included | 0 | 0 | 0 | 0 | 0
2.1.2 | Series reactor for STATCOM Unit | 85334090 |  | 18 |  | Lot | 1 |  | Included | 0 | 0 | 0 | 0 | 0
2.1.3 | MV Switchgear for STATCOM Unit | 85372000 |  | 18 |  | Lot | 1 |  | Included | 0 | 0 | 0 | 0 | 0
2.1.4 | MV Switchgear for STATCOM Unit including bypass switch | 85372000 |  | 18 |  | Lot | 1 |  | Included | 0 | 0 | 0 | 0 | 0
2.1.5 | Charging Resistor | 85334090 |  | 18 |  | Lot | 1 |  | Included | 0 | 0 | 0 | 0 | 0
2.1.6 | Instrument Transformers for STATCOM Unit | 85359090 |  | 18 |  | Lot | 1 |  | Included | 0 | 0 | 0 | 0 | 0
2.1.7 | Bus work for STATCOM Unit | 85389000 |  | 18 |  | Lot | 1 |  | Included | 0 | 0 | 0 | 0 | 0
2.1.8 | Wall Bushings | 85389000 |  | 18 |  | Lot | 1 |  | Included | 0 | 0 | 0 | 0 | 0
2.1.9 | Other misc. item , accessories etc. | 85389000 |  | 18 |  | Lot | 1 |  | Included | 0 | 0 | 0 | 0 | 0
[9 empty] | Included | 0 | 0 | 0 | 0 | 0
2.2 | Mechanically switched Reactor bank (3-ph) (-125MVAR as per Technical Specification) including all accessories (MSR Branches) (As per Technical Specification) | [7 empty] | Included | 0 | 0 | 0 | 0 | 0
2.2.1 | Air Core Reactor | 85334090 |  | 18 |  | Set | 2 |  | Included | 0 | 0 | 0 | 0 | 0
2.2.2 | MV Switchgear | 85321000 |  | 18 |  | Set | 2 |  | Included | 0 | 0 | 0 | 0 | 0
2.2.3 | Instrument Transformers | 85321000 |  | 18 |  | Set | 2 |  | Included | 0 | 0 | 0 | 0 | 0
2.2.4 | Bus work for MSR | 85389000 |  | 18 |  | Set | 2 |  | Included | 0 | 0 | 0 | 0 | 0
[9 empty] | Included | 0 | 0 | 0 | 0 | 0
3# | STATCOM STATION as per Option 3 of clause 2.1 of Section Project Technical Specification | [7 empty] | Included | 0 | 0 | 0 | 0 | 0
[9 empty] | Included | 0 | 0 | 0 | 0 | 0
3.1 | STATCOM( +300/-425MVAR as per Technical Specification) including Valve, valve base electronics, DC capacitor, series reactor and all accessories | [7 empty] | Included | 0 | 0 | 0 | 0 | 0
3.1.1 | Valve complete with all accessories for STATCOM Unit | 85413090 |  | 18 |  | Lot | 1 |  | Included | 0 | 0 | 0 | 0 | 0
3.1.2 | Series reactor for STATCOM Unit | 85334090 |  | 18 |  | Lot | 1 |  | Included | 0 | 0 | 0 | 0 | 0
3.1.3 | MV Switchgear for STATCOM Unit | 85372000 |  | 18 |  | Lot | 1 |  | Included | 0 | 0 | 0 | 0 | 0
3.1.4 | MV Switchgear for STATCOM Unit including bypass switch | 85372000 |  | 18 |  | Lot | 1 |  | Included | 0 | 0 | 0 | 0 | 0
3.1.5 | Charging Resistor | 85334090 |  | 18 |  | Lot | 1 |  | Included | 0 | 0 | 0 | 0 | 0
3.1.6 | Instrument Transformers for STATCOM Unit | 85359090 |  | 18 |  | Lot | 1 |  | Included | 0 | 0 | 0 | 0 | 0
3.1.7 | Bus work for STATCOM Unit | 85389000 |  | 18 |  | Lot | 1 |  | Included | 0 | 0 | 0 | 0 | 0
3.1.8 | Wall Bushings | 85389000 |  | 18 |  | Lot | 1 |  | Included | 0 | 0 | 0 | 0 | 0
3.1.9 | Other misc. item , accessories etc. | 85389000 |  | 18 |  | Lot | 1 |  | Included | 0 | 0 | 0 | 0 | 0
[9 empty] | Included | 0 | 0 | 0 | 0 | 0
3.2 | Mechanically switched Capacitor bank(3-ph) (125MVAR as per Technical Specification) including all accessories (MSC Branches) (As per Technical Specification) | [7 empty] | Included | 0 | 0 | 0 | 0 | 0
3.2.1 | Capacitor Bank | 85321000 |  | 18 |  | Set | 1 |  | Included | 0 | 0 | 0 | 0 | 0
3.2.2 | Series Air core reactor | 85334090 |  | 18 |  | Set | 1 |  | Included | 0 | 0 | 0 | 0 | 0
3.2.3 | MV Switchgear | 85321000 |  | 18 |  | Set | 1 |  | Included | 0 | 0 | 0 | 0 | 0
3.2.4 | Instrument Transformers | 85321000 |  | 18 |  | Set | 1 |  | Included | 0 | 0 | 0 | 0 | 0
3.2.5 | Bus work for MSC | 85389000 |  | 18 |  | Set | 1 |  | Included | 0 | 0 | 0 | 0 | 0
[9 empty] | Included | 0 | 0 | 0 | 0 | 0
3.3 | Mechanically switched Reactor bank (3-ph) (-125MVAR as per Technical Specification) including all accessories (MSR Branches) (As per Technical Specification) | [7 empty] | Included | 0 | 0 | 0 | 0 | 0
3.3.1 | Air Core Reactor | 85334090 |  | 18 |  | Set | 1 |  | Included | 0 | 0 | 0 | 0 | 0
3.3.2 | MV Switchgear | 85321000 |  | 18 |  | Set | 1 |  | Included | 0 | 0 | 0 | 0 | 0
3.3.3 | Instrument Transformers | 85321000 |  | 18 |  | Set | 1 |  | Included | 0 | 0 | 0 | 0 | 0
3.3.4 | Bus work for MSR | 85389000 |  | 18 |  | Set | 1 |  | Included | 0 | 0 | 0 | 0 | 0
[9 empty] | Included | 0 | 0 | 0 | 0 | 0
4# | STATCOM STATION as per Option 4 of clause 2.1 of Section Project Technical Specification | [7 empty] | Included | 0 | 0 | 0 | 0 | 0
[9 empty] | Included | 0 | 0 | 0 | 0 | 0
4.1 | STATCOM( ±425MVAR as per Technical Specification) including Valve, valve base electronics, DC capacitor, series reactor and all accessories | [7 empty] | Included | 0 | 0 | 0 | 0 | 0
4.1.1 | Valve complete with all accessories for STATCOM Unit | 85413090 |  | 18 |  | Lot | 1 |  | Included | 0 | 0 | 0 | 0 | 0
4.1.2 | Series reactor for STATCOM Unit | 85334090 |  | 18 |  | Lot | 1 |  | Included | 0 | 0 | 0 | 0 | 0
4.1.3 | MV Switchgear for STATCOM Unit | 85372000 |  | 18 |  | Lot | 1 |  | Included | 0 | 0 | 0 | 0 | 0
4.1.4 | MV Switchgear for STATCOM Unit including bypass switch | 85372000 |  | 18 |  | Lot | 1 |  | Included | 0 | 0 | 0 | 0 | 0
4.1.5 | Charging Resistor | 85334090 |  | 18 |  | Lot | 1 |  | Included | 0 | 0 | 0 | 0 | 0
4.1.6 | Instrument Transformers for STATCOM Unit | 85359090 |  | 18 |  | Lot | 1 |  | Included | 0 | 0 | 0 | 0 | 0
4.1.7 | Bus work for STATCOM Unit | 85389000 |  | 18 |  | Lot | 1 |  | Included | 0 | 0 | 0 | 0 | 0
4.1.8 | Wall Bushings | 85389000 |  | 18 |  | Lot | 1 |  | Included | 0 | 0 | 0 | 0 | 0
4.1.9 | Other misc. item , accessories etc. | 85389000 |  | 18 |  | Lot | 1 |  | Included | 0 | 0 | 0 | 0 | 0
[9 empty] | Included | 0 | 0 | 0 | 0 | 0
4.2 | Mechanically switched Reactor bank (3-ph) (-125MVAR as per Technical Specification) including all accessories (MSR Branches) (As per Technical Specification) | [7 empty] | Included | 0 | 0 | 0 | 0 | 0
4.2.1 | Air Core Reactor | 85334090 |  | 18 |  | Set | 1 |  | Included | 0 | 0 | 0 | 0 | 0
4.2.2 | MV Switchgear | 85321000 |  | 18 |  | Set | 1 |  | Included | 0 | 0 | 0 | 0 | 0
4.2.3 | Instrument Transformers | 85321000 |  | 18 |  | Set | 1 |  | Included | 0 | 0 | 0 | 0 | 0
4.2.4 | Bus work for MSR | 85389000 |  | 18 |  | Set | 1 |  | Included | 0 | 0 | 0 | 0 | 0
[9 empty] | Included | 0 | 0 | 0 | 0 | 0
5# | STATCOM STATION as per Option 5 of clause 2.1 of Section Project Technical Specification | [7 empty] | Included | 0 | 0 | 0 | 0 | 0
[9 empty] | Included | 0 | 0 | 0 | 0 | 0
5.1 | STATCOM( +425/-550 MVAR as per Technical Specification) including Valve, valve base electronics, DC capacitor, series reactor and all accessories | [7 empty] | Included | 0 | 0 | 0 | 0 | 0
5.1.1 | Valve complete with all accessories for STATCOM Unit | 85413090 |  | 18 |  | Lot | 1 |  | Included | 0 | 0 | 0 | 0 | 0
5.1.2 | Series reactor for STATCOM Unit | 85334090 |  | 18 |  | Lot | 1 |  | Included | 0 | 0 | 0 | 0 | 0
5.1.3 | MV Switchgear for STATCOM Unit | 85372000 |  | 18 |  | Lot | 1 |  | Included | 0 | 0 | 0 | 0 | 0
5.1.4 | MV Switchgear for STATCOM Unit including bypass switch | 85372000 |  | 18 |  | Lot | 1 |  | Included | 0 | 0 | 0 | 0 | 0
5.1.5 | Charging Resistor | 85334090 |  | 18 |  | Lot | 1 |  | Included | 0 | 0 | 0 | 0 | 0
5.1.6 | Instrument Transformers for STATCOM Unit | 85359090 |  | 18 |  | Lot | 1 |  | Included | 0 | 0 | 0 | 0 | 0
5.1.7 | Bus work for STATCOM Unit | 85389000 |  | 18 |  | Lot | 1 |  | Included | 0 | 0 | 0 | 0 | 0
5.1.8 | Wall Bushings | 85389000 |  | 18 |  | Lot | 1 |  | Included | 0 | 0 | 0 | 0 | 0
5.1.9 | Other misc. item , accessories etc. | 85389000 |  | 18 |  | Lot | 1 |  | Included | 0 | 0 | 0 | 0 | 0
[9 empty] | Included | 0 | 0 | 0 | 0 | 0
6 | STATCOM Valve cooling system | [7 empty] | Included | 0 | 0 | 0 | 0 | 0
6.1 | Cooling system pump skid (with UMD) | 85389000 |  | 18 |  | Lot | 1 |  | Included | 0 | 0 | 0 | 0 | 0
6.2 | Water to air Heat Exchanger | 85389000 |  | 18 |  | Lot | 1 |  | Included | 0 | 0 | 0 | 0 | 0
6.3 | Cooling system pipes, valves etc. | 85389000 |  | 18 |  | Lot | 1 |  | Included | 0 | 0 | 0 | 0 | 0
[9 empty] | Included | 0 | 0 | 0 | 0 | 0
7 | Coupling Transformer Bank | [7 empty] | Included | 0 | 0 | 0 | 0 | 0
7.1 | Coupling Transformer Single phase unit | 85321000 |  | 18 |  | Set | 4 |  | Included | 0 | 0 | 0 | 0 | 0
7.2 | Insulating oil for above | 85049010 |  | 18 |  | Set | 4 |  | Included | 0 | 0 | 0 | 0 | 0
[9 empty] | Included | 0 | 0 | 0 | 0 | 0
8 | STATCOM STATION Control, Protection, Monitoring & Automation system (As per Specification) | 85321000 |  | 18 |  | Lot | 1 |  | Included | 0 | 0 | 0 | 0 | 0
[9 empty] | Included | 0 | 0 | 0 | 0 | 0
9 | Bus work | [7 empty] | Included | 0 | 0 | 0 | 0 | 0
9.1 | MV Bus work Including Neutral Grounding Transformer (if applicable), Surge Capacitor, Swithgear, Post Insulators, Bus Bar Material, Clamps ,Connectors, Earthing Material etc including all accessories. | 85389000 |  | 18 |  | Lot | 1 |  | Included | 0 | 0 | 0 | 0 | 0
[9 empty] | Included | 0 | 0 | 0 | 0 | 0
10 | Erection hardware items & other miscellaneous item for STATCOM Station installation (if not covered under any head) | 72169990 |  | 18 |  | Lot | 1 |  | Included | 0 | 0 | 0 | 0 | 0
[9 empty] | Included | 0 | 0 | 0 | 0 | 0
11 | Lattice & pipe structures for STATCOM Station installations including pack plates/ packwashers and gusset plates, fasteners and foundation bolts. | [7 empty] | Included | 0 | 0 | 0 | 0 | 0
11.1 | Lattice Strctures | 73082011 |  | 18 |  | Lot | 1 |  | Included | 0 | 0 | 0 | 0 | 0
11.2 | Pipe Structures | 73045930 |  | 18 |  | Lot | 1 |  | Included | 0 | 0 | 0 | 0 | 0
[9 empty] | Included | 0 | 0 | 0 | 0 | 0
13 | Erection Hardware (400 kV Switchyard upto SF6 to Air Bushing) | [7 empty] | Included | 0 | 0 | 0 | 0 | 0
13.1 | Insulator strings, Disc Insulators, Hardware, Spacers, conductor(s), bus-bar material, cable trays, Bay MB, clamps, connectors including equipment connectors, junction box, earthwire, earthing material,insulating mat, risers, auxiliary earthmat (excluding main earthmat), pipes for equipment & lighting, all accessories etc. for the following | [7 empty] | Included | 0 | 0 | 0 | 0 | 0
| Layout Type (400kV I-type) | [7 empty] | Included | 0 | 0 | 0 | 0 | 0
i) | Coupling Transformer bay | 72169990 |  | 18 |  | Set | 1 |  | Included | 0 | 0 | 0 | 0 | 0
13.2 | Bus Post Insulator including support structures | 85462040 |  | 18 |  | Nos. | 4 |  | Included | 0 | 0 | 0 | 0 | 0
[9 empty] | Included | 0 | 0 | 0 | 0 | 0
14 | Illumination system | [7 empty] | Included | 0 | 0 | 0 | 0 | 0
14.1 | Illumination for STATCOM Station installation | 94059900 |  | 18 |  | Lot | 1 |  | Included | 0 | 0 | 0 | 0 | 0
14.2 | Illumination for STATCOM Station buildings | 94059900 |  | 18 |  | Lot | 1 |  | Included | 0 | 0 | 0 | 0 | 0
14.3 | Illumination system for 400kV switchyard extension area | 94059900 |  | 18 |  | Lot | 1 |  | Included | 0 | 0 | 0 | 0 | 0
14.4 | Illumination system for 400kV GIS Hall Extension | 94059900 |  | 18 |  | Lot | 1 |  | Included | 0 | 0 | 0 | 0 | 0
[9 empty] | Included | 0 | 0 | 0 | 0 | 0
15 | Electrical station services & auxiliaries systems | [7 empty] | Included | 0 | 0 | 0 | 0 | 0
15.1 | 415V Main switchboard | 85371000 |  | 18 |  | Set | 1 |  | Included | 0 | 0 | 0 | 0 | 0
15.2 | 415V AC distribution board | 85371000 |  | 18 |  | Set | 1 |  | Included | 0 | 0 | 0 | 0 | 0
15.3 | 220V DC distribution board | 85371000 |  | 18 |  | Set | 2 |  | Included | 0 | 0 | 0 | 0 | 0
15.4 | 220V Battery system | 85072000 |  | 28 |  | Set | 2 |  | Included | 0 | 0 | 0 | 0 | 0
15.5 | 220V Battery charger | 85044030 |  | 18 |  | Set | 2 |  | Included | 0 | 0 | 0 | 0 | 0
15.8 | UPS/UMD for STATCOM Station systems | 85413090 |  | 18 |  | Set | 1 |  | Included | 0 | 0 | 0 | 0 | 0
15.9 | Auxiliary supply system as per technical specification | 85371000 |  | 18 |  | Set | 1 |  | Included | 0 | 0 | 0 | 0 | 0
15.1 | Erection hardware items, Bus post insulators, clamps and Connectors, Structures & other miscellaneous item for LT transformer(s) installation | 85049010 |  | 18 |  | Set | 1 |  | Included | 0 | 0 | 0 | 0 | 0
15.11 | DG Set | 85022090 |  | 18 |  | Set | 1 |  | Included | 0 | 0 | 0 | 0 | 0
[9 empty] | Included | 0 | 0 | 0 | 0 | 0
16 | LT Cabling along with associated like clamps, glands, lugs and straight joints etc. | [7 empty] | Included | 0 | 0 | 0 | 0 | 0
a) | 1.1kV Grade Power Cables (PVC/XLPE insulated ) | 85446020 |  | 18 |  | Set | 1 |  | Included | 0 | 0 | 0 | 0 | 0
b) | 1.1kV Grade Control Cable (PVC insulated) | 85446020 |  | 18 |  | Set | 1 |  | Included | 0 | 0 | 0 | 0 | 0
[9 empty] | Included | 0 | 0 | 0 | 0 | 0
17 | 40 mm MS rod for Earth mat | 72159090 |  | 18 |  | LS | 1 |  | Included | 0 | 0 | 0 | 0 | 0
[9 empty] | Included | 0 | 0 | 0 | 0 | 0
18 | Mechanical station services & auxiliaries systems | [7 empty] | Included | 0 | 0 | 0 | 0 | 0
18.1 | Fire protection system | [7 empty] | Included | 0 | 0 | 0 | 0 | 0
a) | Fire protection system (HVW spray & Hydrant system) for Coupling transformers | 84248990 |  | 18 |  | Lot | 1 |  | Included | 0 | 0 | 0 | 0 | 0
b) | Hydrant system for STATCOM Station including buildings | 84248990 |  | 18 |  | Lot | 1 |  | Included | 0 | 0 | 0 | 0 | 0
c) | Smoke detection system for STATCOM building | 85311020 |  | 18 |  | Lot | 1 |  | Included | 0 | 0 | 0 | 0 | 0
d) | Smoke detection system for GIS Hall EXTENSION | 85311020 |  | 18 |  | Lot | 1 |  | Included | 0 | 0 | 0 | 0 | 0
[9 empty] | Included | 0 | 0 | 0 | 0 | 0
18.2 | Air conditioning & ventilation system | [7 empty] | Included | 0 | 0 | 0 | 0 | 0
a) | Air conditioning & ventilation system for STATCOM Station Buildings | 84151090 |  | 28 |  | Lot | 1 |  | Included | 0 | 0 | 0 | 0 | 0
b) | Air conditioning for LCR Room in GIS Hall extesnion | 84151090 |  | 28 |  | Lot | 1 |  | Included | 0 | 0 | 0 | 0 | 0
c) | ventilation system for GIS HALL Extesnion | 84151090 |  | 28 |  | Lot | 1 |  | Included | 0 | 0 | 0 | 0 | 0
[9 empty] | Included | 0 | 0 | 0 | 0 | 0
18.3 | Castle Key Interlock System for STATCOM Station as per Tech Spec. | 85389000 |  | 18 |  | Lot | 1 |  | Included | 0 | 0 | 0 | 0 | 0
[9 empty] | Included | 0 | 0 | 0 | 0 | 0
19 | VMS for STATCOM Station & GIS Hall Extension | 85287390 |  | 28 |  | Lot | 1 |  | Included | 0 | 0 | 0 | 0 | 0
# Marked Quantities | Bidders must fill only 1 of the 5 options. Bidders shall not fill more than 1 option. | [7 empty] | Included | 0 | 0 | 0 | 0 | 0
[9 empty] | Included | 0 | 0 | 0 | 0 | 0
Part-B | MAIN 400kV Switchyard Equipments/ systems (POWERGRID ASSESED QUANTITIES) | [7 empty] | Included | 0 | 0 | 0 | 0 | 0
1 | 400kV Potential Transformer (Single Phase) | 85359090 |  | 18 |  | No. | 4 |  | Included | 0 | 0 | 0 | 0 | 0
[9 empty] | Included | 0 | 0 | 0 | 0 | 0
2 | Surge Arrester (Gapless-336kV) (1-phase) | 85353090 |  | 18 |  | Nos. | 4 |  | Included | 0 | 0 | 0 | 0 | 0
[9 empty] | Included | 0 | 0 | 0 | 0 | 0
3 | 420kV, 3000A/3150, 63kA, Single phase, SF6 Gas Insulated Bus Duct (GIB) outsideGIS Hall along with associated support structure | 85389000 |  | 18 |  | Mtr. | 400 |  | Included | 0 | 0 | 0 | 0 | 0
[9 empty] | Included | 0 | 0 | 0 | 0 | 0
4 | 420kV, SF6 to Air Bushing along with associated support structure for 3150A,63 kA for 1 sec. Single Phase | 85389000 |  | 18 |  | Nos. | 4 |  | Included | 0 | 0 | 0 | 0 | 0
[9 empty] | Included | 0 | 0 | 0 | 0 | 0
5 | 420kV, 3150 A, 63 kA, SF6 GIS ICT bay module(For 400kV side of 765/400kV ICT) as per Section-Project, Technical specification | 85359030 |  | 18 |  | Set | 2 |  | Included | 0 | 0 | 0 | 0 | 0
[9 empty] | Included | 0 | 0 | 0 | 0 | 0
6 | 420kV, 3150 A, 63 kA, SF6 GIS Tie bay module(without PIR) as per Section-Project, Technical specification | 85359030 |  | 18 |  | Set | 1 |  | Included | 0 | 0 | 0 | 0 | 0
[9 empty] | Included | 0 | 0 | 0 | 0 | 0
7 | 420kV, 3150 A, 63 kA, SF6 GIS Auxiliary Bus module Extension for Spare ICT connection (For 400kV side of 765/400kV ICT) as per Section-Project, Technical specification | 85359030 |  | 18 |  | Set | 1 |  | Included | 0 | 0 | 0 | 0 | 0
[9 empty] | Included | 0 | 0 | 0 | 0 | 0
8 | Control & Relay Panels | [7 empty] | Included | 0 | 0 | 0 | 0 | 0
8.1 | Circuit Breaker Relay Panel | [7 empty] | Included | 0 | 0 | 0 | 0 | 0
a) | With Auto Reclose | 85371000 |  | 18 |  | Nos. | 3 |  | Included | 0 | 0 | 0 | 0 | 0
b) | Augmentation of existing Bus bar protection scheme for complete diameter | 85371000 |  | 18 |  | Set | 1 |  | Included | 0 | 0 | 0 | 0 | 0
|  | 85371000 | [6 empty] | Included | 0 | 0 | 0 | 0 | 0
9 | Substation automation system | [7 empty] | Included | 0 | 0 | 0 | 0 | 0
9.1 | Augmentation of existing Substation automation system for the STATCOM Station and associated 3 no. 400kV bays under present scope , upgradation of hardware and sofware and updation of dabase etc for completion of SAS augmentationas per technical specification | 85371000 |  | 18 |  | Set | 1 |  | Included | 0 | 0 | 0 | 0 | 0
[9 empty] | Included | 0 | 0 | 0 | 0 | 0
10 | Controlled switching device for 420kV, 3-Ph Circuit Breaker | 85389000 |  | 18 |  | No. | 3 |  | Included | 0 | 0 | 0 | 0 | 0
[9 empty] | Included | 0 | 0 | 0 | 0 | 0
11 | Structure | [7 empty] | Included | 0 | 0 | 0 | 0 | 0
11.1 | Fabrication, galvanising and supply of Lattice Structures (MS Steel), to be designed during detailed engineering, for towers, beams and equipment support structure including pack plates/ packwashers and gusset plates excluding fastners and foundation bolts. | 73045930 |  | 18 |  | MT | 38 |  | Included | 0 | 0 | 0 | 0 | 0
11.2 | Fabrication, galvanising and supply of fastners (nuts, bolts and washers), including step bolts for lattice and pipe structures to be designed during detailed engineering | 73045930 |  | 18 |  | MT | 2 |  | Included | 0 | 0 | 0 | 0 | 0
11.3 | Fabrication, galvanising and supply of foundtion bolts including nuts, check nut and wshers for lattice and pipe structures to be designed during detailed engineering | 73045930 |  | 18 |  | MT | 3 |  | Included | 0 | 0 | 0 | 0 | 0
[9 empty] | Included | 0 | 0 | 0 | 0 | 0
12 | Electrical auxiliaries supply systems (from existing ICT Tertiary) | [7 empty] | Included | 0 | 0 | 0 | 0 | 0
12.1 | Auxiliary Service transformer 33 kV / 433 V; XX kVA | 85042100 |  | 18 |  | Nos. | 1 |  | Included | 0 | 0 | 0 | 0 | 0
12.2 | 66kV Circuit breaker (3-Phase) including support structure | 85352113 |  | 18 |  | Nos. | 1 |  | Included | 0 | 0 | 0 | 0 | 0
12.3 | 66kV Isolator without earth switch (3-phase) | 85359090 |  | 18 |  | Nos. | 1 |  | Included | 0 | 0 | 0 | 0 | 0
12.4 | 66kV Current transformer (1-phase) | 85359090 |  | 18 |  | Nos. | 3 |  | Included | 0 | 0 | 0 | 0 | 0
12.5 | 66kV Potential transformer (1-phase) | 85359090 |  | 18 |  | Nos. | 3 |  | Included | 0 | 0 | 0 | 0 | 0
12.6 | 72.5kV BPI | 85359090 |  | 18 |  | Nos. | 9 |  | Included | 0 | 0 | 0 | 0 | 0
12.7 | Erection hardware (Al tube, clamps, spacers, connectors, earthing material risers, auxiliary earthmat, buried cable trenches/pipes, BPIs all accessories etc for extension of 52kV teritary bus of 765/400/33kV autotransformer) | 72169990 |  | 18 |  | Set | 1 |  | Included | 0 | 0 | 0 | 0 | 0
[9 empty] | Included | 0 | 0 | 0 | 0 | 0
13 | PMU | [7 empty] | Included | 0 | 0 | 0 | 0 | 0
13.1 | PMU with GPS Clock (clock can be either internal or external) | 85371000 |  | 18 |  | EA | 1 |  | Included | 0 | 0 | 0 | 0 | 0
13.2 | WAMS Hardware - Time System (GPS receiver) | 85371000 |  | 18 |  | EA | 1 |  | Included | 0 | 0 | 0 | 0 | 0
13.3 | SUBSTATION GRADE LAYER 2 LAN SWITCH | 85371000 |  | 18 |  | EA | 1 |  | Included | 0 | 0 | 0 | 0 | 0
13.4 | SUBSTATION GRADE LAYER 3 LAN SWITCH | 85371000 |  | 18 |  | EA | 1 |  | Included | 0 | 0 | 0 | 0 | 0
13.5 | WAMS Miscellaneous - Armored Fibre Optic Cable and associated termination (e.g. L2 Switch) for connecting PMU panels located | 85371000 |  | 18 |  | EA | 1 |  | Included | 0 | 0 | 0 | 0 | 0
13.6 | LIU - FO PATCH PANEL-12 PORT | 85371000 |  | 18 |  | EA | 2 |  | Included | 0 | 0 | 0 | 0 | 0
[9 empty] | Included | 0 | 0 | 0 | 0 | 0
# Marked Quantities | Bidders must fill only 1 of the 5 options. Bidders shall not fill more than 1 option. | [7 empty] | Included | 0 | 0 | 0 | 0 | 0
II | STATCOM at 400kV Bus Section-II of 765/400kV KPS-1 S/S | [7 empty] | Included | 0 | 0 | 0 | 0 | 0
Part-A | MAIN ITEMS (As per Technical Specification) (VENDOR ASSESED QUANTITIES) | [7 empty] | Included | 0 | 0 | 0 | 0 | 0
1# | STATCOM STATION as per Option 1 of clause 2.1 of Section Project Technical Specification | [7 empty] | Included | 0 | 0 | 0 | 0 | 0
1.1 | STATCOM( ±300MVAR as per Technical Specification) including Valve, valve base electronics, DC capacitor, series reactor and all accessories | [7 empty] | Included | 0 | 0 | 0 | 0 | 0
1.1.1 | Valve complete with all accessories for STATCOM Unit | 85413090 |  | 18 |  | Lot | 1 |  | Included | 0 | 0 | 0 | 0 | 0
1.1.2 | Series reactor for STATCOM Unit | 85334090 |  | 18 |  | Lot | 1 |  | Included | 0 | 0 | 0 | 0 | 0
1.1.3 | MV Switchgear for STATCOM Unit | 85372000 |  | 18 |  | Lot | 1 |  | Included | 0 | 0 | 0 | 0 | 0
1.1.4 | MV Switchgear for STATCOM Unit including bypass switch | 85372000 |  | 18 |  | Lot | 1 |  | Included | 0 | 0 | 0 | 0 | 0
1.1.5 | Charging Resistor | 85334090 |  | 18 |  | Lot | 1 |  | Included | 0 | 0 | 0 | 0 | 0
1.1.6 | Instrument Transformers for STATCOM Unit | 85359090 |  | 18 |  | Lot | 1 |  | Included | 0 | 0 | 0 | 0 | 0
1.1.7 | Bus work for STATCOM Unit | 85389000 |  | 18 |  | Lot | 1 |  | Included | 0 | 0 | 0 | 0 | 0
1.1.8 | Wall Bushings | 85389000 |  | 18 |  | Lot | 1 |  | Included | 0 | 0 | 0 | 0 | 0
1.1.9 | Other misc. item , accessories etc. | 85389000 |  | 18 |  | Lot | 1 |  | Included | 0 | 0 | 0 | 0 | 0
[9 empty] | Included | 0 | 0 | 0 | 0 | 0
1.2 | Mechanically switched Reactor bank (3-ph) (-125MVAR as per Technical Specification) including all accessories (MSR Branches) (As per Technical Specification) | [7 empty] | Included | 0 | 0 | 0 | 0 | 0
1.2.1 | Air Core Reactor | 85334090 |  | 18 |  | Set | 2 |  | Included | 0 | 0 | 0 | 0 | 0
1.2.2 | MV Switchgear | 85321000 |  | 18 |  | Set | 2 |  | Included | 0 | 0 | 0 | 0 | 0
1.2.3 | Instrument Transformers | 85321000 |  | 18 |  | Set | 2 |  | Included | 0 | 0 | 0 | 0 | 0
1.2.4 | Bus work for MSR | 85389000 |  | 18 |  | Set | 2 |  | Included | 0 | 0 | 0 | 0 | 0
[9 empty] | Included | 0 | 0 | 0 | 0 | 0
1.3 | Mechanically switched Capacitor bank(3-ph) (125MVAR as per Technical Specification) including all accessories (MSC Branches) (As per Technical Specification) | [7 empty] | Included | 0 | 0 | 0 | 0 | 0
1.3.1 | Capacitor Bank | 85321000 |  | 18 |  | Set | 1 |  | Included | 0 | 0 | 0 | 0 | 0
1.3.2 | Series Air core reactor | 85334090 |  | 18 |  | Set | 1 |  | Included | 0 | 0 | 0 | 0 | 0
1.3.3 | MV Switchgear | 85321000 |  | 18 |  | Set | 1 |  | Included | 0 | 0 | 0 | 0 | 0
1.3.4 | Instrument Transformers | 85321000 |  | 18 |  | Set | 1 |  | Included | 0 | 0 | 0 | 0 | 0
1.3.5 | Bus work for MSC | 85389000 |  | 18 |  | Set | 1 |  | Included | 0 | 0 | 0 | 0 | 0
[9 empty] | Included | 0 | 0 | 0 | 0 | 0
2# | STATCOM STATION as per Option 2 of clause 2.1 of Section Project Technical Specification | [7 empty] | Included | 0 | 0 | 0 | 0 | 0
[9 empty] | Included | 0 | 0 | 0 | 0 | 0
2.1 | STATCOM( +425/-300MVAR as per Technical Specification) including Valve, valve base electronics, DC capacitor, series reactor and all accessories | [7 empty] | Included | 0 | 0 | 0 | 0 | 0
2.1.1 | Valve complete with all accessories for STATCOM Unit | 85413090 |  | 18 |  | Lot | 1 |  | Included | 0 | 0 | 0 | 0 | 0
2.1.2 | Series reactor for STATCOM Unit | 85334090 |  | 18 |  | Lot | 1 |  | Included | 0 | 0 | 0 | 0 | 0
2.1.3 | MV Switchgear for STATCOM Unit | 85372000 |  | 18 |  | Lot | 1 |  | Included | 0 | 0 | 0 | 0 | 0
2.1.4 | MV Switchgear for STATCOM Unit including bypass switch | 85372000 |  | 18 |  | Lot | 1 |  | Included | 0 | 0 | 0 | 0 | 0
2.1.5 | Charging Resistor | 85334090 |  | 18 |  | Lot | 1 |  | Included | 0 | 0 | 0 | 0 | 0
2.1.6 | Instrument Transformers for STATCOM Unit | 85359090 |  | 18 |  | Lot | 1 |  | Included | 0 | 0 | 0 | 0 | 0
2.1.7 | Bus work for STATCOM Unit | 85389000 |  | 18 |  | Lot | 1 |  | Included | 0 | 0 | 0 | 0 | 0
2.1.8 | Wall Bushings | 85389000 |  | 18 |  | Lot | 1 |  | Included | 0 | 0 | 0 | 0 | 0
2.1.9 | Other misc. item , accessories etc. | 85389000 |  | 18 |  | Lot | 1 |  | Included | 0 | 0 | 0 | 0 | 0
[9 empty] | Included | 0 | 0 | 0 | 0 | 0
2.2 | Mechanically switched Reactor bank (3-ph) (-125MVAR as per Technical Specification) including all accessories (MSR Branches) (As per Technical Specification) | [7 empty] | Included | 0 | 0 | 0 | 0 | 0
2.2.1 | Air Core Reactor | 85334090 |  | 18 |  | Set | 2 |  | Included | 0 | 0 | 0 | 0 | 0
2.2.2 | MV Switchgear | 85321000 |  | 18 |  | Set | 2 |  | Included | 0 | 0 | 0 | 0 | 0
2.2.3 | Instrument Transformers | 85321000 |  | 18 |  | Set | 2 |  | Included | 0 | 0 | 0 | 0 | 0
2.2.4 | Bus work for MSR | 85389000 |  | 18 |  | Set | 2 |  | Included | 0 | 0 | 0 | 0 | 0
[9 empty] | Included | 0 | 0 | 0 | 0 | 0
3# | STATCOM STATION as per Option 3 of clause 2.1 of Section Project Technical Specification | [7 empty] | Included | 0 | 0 | 0 | 0 | 0
[9 empty] | Included | 0 | 0 | 0 | 0 | 0
3.1 | STATCOM( +300/-425MVAR as per Technical Specification) including Valve, valve base electronics, DC capacitor, series reactor and all accessories | [7 empty] | Included | 0 | 0 | 0 | 0 | 0
3.1.1 | Valve complete with all accessories for STATCOM Unit | 85413090 |  | 18 |  | Lot | 1 |  | Included | 0 | 0 | 0 | 0 | 0
3.1.2 | Series reactor for STATCOM Unit | 85334090 |  | 18 |  | Lot | 1 |  | Included | 0 | 0 | 0 | 0 | 0
3.1.3 | MV Switchgear for STATCOM Unit | 85372000 |  | 18 |  | Lot | 1 |  | Included | 0 | 0 | 0 | 0 | 0
3.1.4 | MV Switchgear for STATCOM Unit including bypass switch | 85372000 |  | 18 |  | Lot | 1 |  | Included | 0 | 0 | 0 | 0 | 0
3.1.5 | Charging Resistor | 85334090 |  | 18 |  | Lot | 1 |  | Included | 0 | 0 | 0 | 0 | 0
3.1.6 | Instrument Transformers for STATCOM Unit | 85359090 |  | 18 |  | Lot | 1 |  | Included | 0 | 0 | 0 | 0 | 0
3.1.7 | Bus work for STATCOM Unit | 85389000 |  | 18 |  | Lot | 1 |  | Included | 0 | 0 | 0 | 0 | 0
3.1.8 | Wall Bushings | 85389000 |  | 18 |  | Lot | 1 |  | Included | 0 | 0 | 0 | 0 | 0
3.1.9 | Other misc. item , accessories etc. | 85389000 |  | 18 |  | Lot | 1 |  | Included | 0 | 0 | 0 | 0 | 0
[9 empty] | Included | 0 | 0 | 0 | 0 | 0
3.2 | Mechanically switched Capacitor bank(3-ph) (125MVAR as per Technical Specification) including all accessories (MSC Branches) (As per Technical Specification) | [7 empty] | Included | 0 | 0 | 0 | 0 | 0
3.2.1 | Capacitor Bank | 85321000 |  | 18 |  | Set | 1 |  | Included | 0 | 0 | 0 | 0 | 0
3.2.2 | Series Air core reactor | 85334090 |  | 18 |  | Set | 1 |  | Included | 0 | 0 | 0 | 0 | 0
3.2.3 | MV Switchgear | 85321000 |  | 18 |  | Set | 1 |  | Included | 0 | 0 | 0 | 0 | 0
3.2.4 | Instrument Transformers | 85321000 |  | 18 |  | Set | 1 |  | Included | 0 | 0 | 0 | 0 | 0
3.2.5 | Bus work for MSC | 85389000 |  | 18 |  | Set | 1 |  | Included | 0 | 0 | 0 | 0 | 0
[9 empty] | Included | 0 | 0 | 0 | 0 | 0
3.3 | Mechanically switched Reactor bank (3-ph) (-125MVAR as per Technical Specification) including all accessories (MSR Branches) (As per Technical Specification) | [7 empty] | Included | 0 | 0 | 0 | 0 | 0
3.3.1 | Air Core Reactor | 85334090 |  | 18 |  | Set | 1 |  | Included | 0 | 0 | 0 | 0 | 0
3.3.2 | MV Switchgear | 85321000 |  | 18 |  | Set | 1 |  | Included | 0 | 0 | 0 | 0 | 0
3.3.3 | Instrument Transformers | 85321000 |  | 18 |  | Set | 1 |  | Included | 0 | 0 | 0 | 0 | 0
3.3.4 | Bus work for MSR | 85389000 |  | 18 |  | Set | 1 |  | Included | 0 | 0 | 0 | 0 | 0
[9 empty] | Included | 0 | 0 | 0 | 0 | 0
4# | STATCOM STATION as per Option 4 of clause 2.1 of Section Project Technical Specification | [7 empty] | Included | 0 | 0 | 0 | 0 | 0
[9 empty] | Included | 0 | 0 | 0 | 0 | 0
4.1 | STATCOM( ±425MVAR as per Technical Specification) including Valve, valve base electronics, DC capacitor, series reactor and all accessories | [7 empty] | Included | 0 | 0 | 0 | 0 | 0
4.1.1 | Valve complete with all accessories for STATCOM Unit | 85413090 |  | 18 |  | Lot | 1 |  | Included | 0 | 0 | 0 | 0 | 0
4.1.2 | Series reactor for STATCOM Unit | 85334090 |  | 18 |  | Lot | 1 |  | Included | 0 | 0 | 0 | 0 | 0
4.1.3 | MV Switchgear for STATCOM Unit | 85372000 |  | 18 |  | Lot | 1 |  | Included | 0 | 0 | 0 | 0 | 0
4.1.4 | MV Switchgear for STATCOM Unit including bypass switch | 85372000 |  | 18 |  | Lot | 1 |  | Included | 0 | 0 | 0 | 0 | 0
4.1.5 | Charging Resistor | 85334090 |  | 18 |  | Lot | 1 |  | Included | 0 | 0 | 0 | 0 | 0
4.1.6 | Instrument Transformers for STATCOM Unit | 85359090 |  | 18 |  | Lot | 1 |  | Included | 0 | 0 | 0 | 0 | 0
4.1.7 | Bus work for STATCOM Unit | 85389000 |  | 18 |  | Lot | 1 |  | Included | 0 | 0 | 0 | 0 | 0
4.1.8 | Wall Bushings | 85389000 |  | 18 |  | Lot | 1 |  | Included | 0 | 0 | 0 | 0 | 0
4.1.9 | Other misc. item , accessories etc. | 85389000 |  | 18 |  | Lot | 1 |  | Included | 0 | 0 | 0 | 0 | 0
[9 empty] | Included | 0 | 0 | 0 | 0 | 0
4.2 | Mechanically switched Reactor bank (3-ph) (-125MVAR as per Technical Specification) including all accessories (MSR Branches) (As per Technical Specification) | [7 empty] | Included | 0 | 0 | 0 | 0 | 0
4.2.1 | Air Core Reactor | 85334090 |  | 18 |  | Set | 1 |  | Included | 0 | 0 | 0 | 0 | 0
4.2.2 | MV Switchgear | 85321000 |  | 18 |  | Set | 1 |  | Included | 0 | 0 | 0 | 0 | 0
4.2.3 | Instrument Transformers | 85321000 |  | 18 |  | Set | 1 |  | Included | 0 | 0 | 0 | 0 | 0
4.2.4 | Bus work for MSR | 85389000 |  | 18 |  | Set | 1 |  | Included | 0 | 0 | 0 | 0 | 0
[9 empty] | Included | 0 | 0 | 0 | 0 | 0
5# | STATCOM STATION as per Option 5 of clause 2.1 of Section Project Technical Specification | [7 empty] | Included | 0 | 0 | 0 | 0 | 0
[9 empty] | Included | 0 | 0 | 0 | 0 | 0
5.1 | STATCOM( +425/-550 MVAR as per Technical Specification) including Valve, valve base electronics, DC capacitor, series reactor and all accessories | [7 empty] | Included | 0 | 0 | 0 | 0 | 0
5.1.1 | Valve complete with all accessories for STATCOM Unit | 85413090 |  | 18 |  | Lot | 1 |  | Included | 0 | 0 | 0 | 0 | 0
5.1.2 | Series reactor for STATCOM Unit | 85334090 |  | 18 |  | Lot | 1 |  | Included | 0 | 0 | 0 | 0 | 0
5.1.3 | MV Switchgear for STATCOM Unit | 85372000 |  | 18 |  | Lot | 1 |  | Included | 0 | 0 | 0 | 0 | 0
5.1.4 | MV Switchgear for STATCOM Unit including bypass switch | 85372000 |  | 18 |  | Lot | 1 |  | Included | 0 | 0 | 0 | 0 | 0
5.1.5 | Charging Resistor | 85334090 |  | 18 |  | Lot | 1 |  | Included | 0 | 0 | 0 | 0 | 0
5.1.6 | Instrument Transformers for STATCOM Unit | 85359090 |  | 18 |  | Lot | 1 |  | Included | 0 | 0 | 0 | 0 | 0
5.1.7 | Bus work for STATCOM Unit | 85389000 |  | 18 |  | Lot | 1 |  | Included | 0 | 0 | 0 | 0 | 0
5.1.8 | Wall Bushings | 85389000 |  | 18 |  | Lot | 1 |  | Included | 0 | 0 | 0 | 0 | 0
5.1.9 | Other misc. item , accessories etc. | 85389000 |  | 18 |  | Lot | 1 |  | Included | 0 | 0 | 0 | 0 | 0
[9 empty] | Included | 0 | 0 | 0 | 0 | 0
6 | STATCOM Valve cooling system | [7 empty] | Included | 0 | 0 | 0 | 0 | 0
6.1 | Cooling system pump skid (with UMD) | 85389000 |  | 18 |  | Lot | 1 |  | Included | 0 | 0 | 0 | 0 | 0
6.2 | Water to air Heat Exchanger | 85389000 |  | 18 |  | Lot | 1 |  | Included | 0 | 0 | 0 | 0 | 0
6.3 | Cooling system pipes, valves etc. | 85389000 |  | 18 |  | Lot | 1 |  | Included | 0 | 0 | 0 | 0 | 0
[9 empty] | Included | 0 | 0 | 0 | 0 | 0
7 | Coupling Transformer Bank | [7 empty] | Included | 0 | 0 | 0 | 0 | 0
7.1 | Coupling Transformer Single phase unit | 85321000 |  | 18 |  | Set | 3 |  | Included | 0 | 0 | 0 | 0 | 0
7.2 | Insulating oil for above | 85049010 |  | 18 |  | Set | 3 |  | Included | 0 | 0 | 0 | 0 | 0
[9 empty] | Included | 0 | 0 | 0 | 0 | 0
8 | STATCOM STATION Control, Protection, Monitoring & Automation system (As per Specification) | 85321000 |  | 18 |  | Lot | 1 |  | Included | 0 | 0 | 0 | 0 | 0
[9 empty] | Included | 0 | 0 | 0 | 0 | 0
9 | Bus work | [7 empty] | Included | 0 | 0 | 0 | 0 | 0
9.1 | MV Bus work Including Neutral Grounding Transformer (if applicable), Surge Capacitor, Swithgear, Post Insulators, Bus Bar Material, Clamps ,Connectors, Earthing Material etc including all accessories. | 85389000 |  | 18 |  | Lot | 1 |  | Included | 0 | 0 | 0 | 0 | 0
[9 empty] | Included | 0 | 0 | 0 | 0 | 0
10 | Erection hardware items & other miscellaneous item for STATCOM Station installation (if not covered under any head) | 72169990 |  | 18 |  | Lot | 1 |  | Included | 0 | 0 | 0 | 0 | 0
[9 empty] | Included | 0 | 0 | 0 | 0 | 0
11 | Lattice & pipe structures for STATCOM Station installations including pack plates/ packwashers and gusset plates, fasteners and foundation bolts. | [7 empty] | Included | 0 | 0 | 0 | 0 | 0
11.1 | Lattice Strctures | 73082011 |  | 18 |  | Lot | 1 |  | Included | 0 | 0 | 0 | 0 | 0
11.2 | Pipe Structures | 73045930 |  | 18 |  | Lot | 1 |  | Included | 0 | 0 | 0 | 0 | 0
[9 empty] | Included | 0 | 0 | 0 | 0 | 0
12 | Erection Hardware (400 kV Switchyard upto SF6 to Air Bushing) | [7 empty] | Included | 0 | 0 | 0 | 0 | 0
12.1 | Insulator strings, Disc Insulators, Hardware, Spacers, conductor(s), bus-bar material, cable trays, Bay MB, clamps, connectors including equipment connectors, junction box, earthwire, earthing material,insulating mat, risers, auxiliary earthmat (excluding main earthmat), pipes for equipment & lighting, all accessories etc. for the following | [7 empty] | Included | 0 | 0 | 0 | 0 | 0
| Layout Type (400kV I-type) | [7 empty] | Included | 0 | 0 | 0 | 0 | 0
i) | Coupling Transformer bay | 72169990 |  | 18 |  | Set | 1 |  | Included | 0 | 0 | 0 | 0 | 0
12.2 | Bus Post Insulator including support structures | 85462040 |  | 18 |  | Nos. | 3 |  | Included | 0 | 0 | 0 | 0 | 0
[9 empty] | Included | 0 | 0 | 0 | 0 | 0
13 | Illumination system | [7 empty] | Included | 0 | 0 | 0 | 0 | 0
13.1 | Illumination for STATCOM Station installation | 94059900 |  | 18 |  | Lot | 1 |  | Included | 0 | 0 | 0 | 0 | 0
13.2 | Illumination for STATCOM Station buildings | 94059900 |  | 18 |  | Lot | 1 |  | Included | 0 | 0 | 0 | 0 | 0
13.3 | Illumination system for 400kV switchyard extension area | 94059900 |  | 18 |  | Lot | 1 |  | Included | 0 | 0 | 0 | 0 | 0
13.4 | Illumination system for 400kV GIS Hall Extension | 94059900 |  | 18 |  | Lot | 1 |  | Included | 0 | 0 | 0 | 0 | 0
[9 empty] | Included | 0 | 0 | 0 | 0 | 0
14 | LT Cabling along with associated like clamps, glands, lugs and straight joints etc. | [7 empty] | Included | 0 | 0 | 0 | 0 | 0
a) | 1.1kV Grade Power Cables (PVC/XLPE insulated ) | 85446020 |  | 18 |  | Set | 1 |  | Included | 0 | 0 | 0 | 0 | 0
b) | 1.1kV Grade Control Cable (PVC insulated) | 85446020 |  | 18 |  | Set | 1 |  | Included | 0 | 0 | 0 | 0 | 0
[9 empty] | Included | 0 | 0 | 0 | 0 | 0
15 | 40 mm MS rod for Earth mat | 72159090 |  | 18 |  | LS | 1 |  | Included | 0 | 0 | 0 | 0 | 0
[9 empty] | Included | 0 | 0 | 0 | 0 | 0
16 | Mechanical station services & auxiliaries systems | [7 empty] | Included | 0 | 0 | 0 | 0 | 0
16.1 | Fire protection system | [7 empty] | Included | 0 | 0 | 0 | 0 | 0
a) | Fire protection system (HVW spray & Hydrant system) for Coupling transformers | 84248990 |  | 18 |  | Lot | 1 |  | Included | 0 | 0 | 0 | 0 | 0
b) | Hydrant system for STATCOM Station including buildings | 84248990 |  | 18 |  | Lot | 1 |  | Included | 0 | 0 | 0 | 0 | 0
c) | Smoke detection system for STATCOM building | 85311020 |  | 18 |  | Lot | 1 |  | Included | 0 | 0 | 0 | 0 | 0
d) | Smoke detection system for GIS Hall EXTENSION | 85311020 |  | 18 |  | Lot | 1 |  | Included | 0 | 0 | 0 | 0 | 0
16.2 | Air conditioning & ventilation system | [7 empty] | Included | 0 | 0 | 0 | 0 | 0
a) | Air conditioning & ventilation system for STATCOM Station Buildings | 84151090 |  | 28 |  | Lot | 1 |  | Included | 0 | 0 | 0 | 0 | 0
b) | Air conditioning for LCR Room in GIS Hall extesnion | 84151090 |  | 28 |  | Lot | 1 |  | Included | 0 | 0 | 0 | 0 | 0
c) | ventilation system for GIS HALL Extesnion | 84151090 |  | 28 |  | Lot | 1 |  | Included | 0 | 0 | 0 | 0 | 0
[9 empty] | Included | 0 | 0 | 0 | 0 | 0
16.3 | Castle Key Interlock System for STATCOM Station as per Tech Spec. | 85389000 |  | 18 |  | Lot | 1 |  | Included | 0 | 0 | 0 | 0 | 0
[9 empty] | Included | 0 | 0 | 0 | 0 | 0
17 | VMS for STATCOM Station & GIS Hall Extension | 85287390 |  | 28 |  | Lot | 1 |  | Included | 0 | 0 | 0 | 0 | 0
# Marked Quantities | Bidders must fill only 1 of the 5 options. Bidders shall not fill more than 1 option. | [7 empty] | Included | 0 | 0 | 0 | 0 | 0
[9 empty] | Included | 0 | 0 | 0 | 0 | 0
Part-B | MAIN 400kV Switchyard Equipments/ systems (POWERGRID ASSESED QUANTITIES) | [7 empty] | Included | 0 | 0 | 0 | 0 | 0
1 | 400kV Potential Transformer (Single Phase) | 85359090 |  | 18 |  | No. | 3 |  | Included | 0 | 0 | 0 | 0 | 0
[9 empty] | Included | 0 | 0 | 0 | 0 | 0
2 | Surge Arrester (Gapless-336kV) (1-phase) | 85353090 |  | 18 |  | Nos. | 3 |  | Included | 0 | 0 | 0 | 0 | 0
[9 empty] | Included | 0 | 0 | 0 | 0 | 0
3 | 420kV, 3000A/3150, 63kA, Single phase, SF6 Gas Insulated Bus Duct (GIB) outsideGIS Hall along with associated support structure | 85389000 |  | 18 |  | Mtr. | 400 |  | Included | 0 | 0 | 0 | 0 | 0
[9 empty] | Included | 0 | 0 | 0 | 0 | 0
4 | 420kV, SF6 to Air Bushing along with associated support structure for 3150A,63 kA for 1 sec. Single Phase | 85389000 |  | 18 |  | Nos. | 4 |  | Included | 0 | 0 | 0 | 0 | 0
[9 empty] | Included | 0 | 0 | 0 | 0 | 0
5 | 420kV, 3150 A, 63 kA, SF6 GIS ICT bay module(For 400kV side of 765/400kV ICT) as per Section-Project, Technical specification | 85359030 |  | 18 |  | Set | 2 |  | Included | 0 | 0 | 0 | 0 | 0
[9 empty] | Included | 0 | 0 | 0 | 0 | 0
6 | 420kV, 3150 A, 63 kA, SF6 GIS Tie bay module(without PIR) as per Section-Project, Technical specification | 85359030 |  | 18 |  | Set | 1 |  | Included | 0 | 0 | 0 | 0 | 0
[9 empty] | Included | 0 | 0 | 0 | 0 | 0
7 | 420kV, 3150 A, 63 kA, SF6 GIS Auxiliary Bus module Extension for Spare ICT connection (For 400kV side of 765/400kV ICT) as per Section-Project, Technical specification | 85359030 |  | 18 |  | Set | 1 |  | Included | 0 | 0 | 0 | 0 | 0
[9 empty] | Included | 0 | 0 | 0 | 0 | 0
8 | Control & Relay Panels | [7 empty] | Included | 0 | 0 | 0 | 0 | 0
8.1 | Circuit Breaker Relay Panel | [7 empty] | Included | 0 | 0 | 0 | 0 | 0
a) | With Auto Reclose | 85371000 |  | 18 |  | Nos. | 3 |  | Included | 0 | 0 | 0 | 0 | 0
b) | Augmentation of existing Bus bar protection scheme for complete diameter | 85371000 |  | 18 |  | Set | 1 |  | Included | 0 | 0 | 0 | 0 | 0
[9 empty] | Included | 0 | 0 | 0 | 0 | 0
9 | Substation automation system | [7 empty] | Included | 0 | 0 | 0 | 0 | 0
9.1 | Augmentation of existing Substation automation system for the STATCOM Station and associated 3 no. 400kV bays under present scope , upgradation of hardware and sofware and updation of dabase etc for completion of SAS augmentationas per technical specification | 85371000 |  | 18 |  | Set | 1 |  | Included | 0 | 0 | 0 | 0 | 0
[9 empty] | Included | 0 | 0 | 0 | 0 | 0
10 | Controlled switching device for 420kV, 3-Ph Circuit Breaker | 85389000 |  | 18 |  | No. | 3 |  | Included | 0 | 0 | 0 | 0 | 0
[9 empty] | Included | 0 | 0 | 0 | 0 | 0
11 | Structure | [7 empty] | Included | 0 | 0 | 0 | 0 | 0
11.1 | Fabrication, galvanising and supply of Lattice Structures (MS Steel), to be designed during detailed engineering, for towers, beams and equipment support structure including pack plates/ packwashers and gusset plates excluding fastners and foundation bolts. | 73045930 |  | 18 |  | MT | 34 |  | Included | 0 | 0 | 0 | 0 | 0
11.2 | Fabrication, galvanising and supply of fastners (nuts, bolts and washers), including step bolts for lattice and pipe structures to be designed during detailed engineering | 73045930 |  | 18 |  | MT | 1 |  | Included | 0 | 0 | 0 | 0 | 0
11.3 | Fabrication, galvanising and supply of foundtion bolts including nuts, check nut and wshers for lattice and pipe structures to be designed during detailed engineering | 73045930 |  | 18 |  | MT | 3 |  | Included | 0 | 0 | 0 | 0 | 0
[9 empty] | Included | 0 | 0 | 0 | 0 | 0
12 | PMU | [7 empty] | Included | 0 | 0 | 0 | 0 | 0
12.1 | PMU with GPS Clock (clock can be either internal or external) | 85371000 |  | 18 |  | EA | 1 |  | Included | 0 | 0 | 0 | 0 | 0
12.2 | WAMS Hardware - Time System (GPS receiver) | 85371000 |  | 18 |  | EA | 1 |  | Included | 0 | 0 | 0 | 0 | 0
12.3 | SUBSTATION GRADE LAYER 2 LAN SWITCH | 85371000 |  | 18 |  | EA | 1 |  | Included | 0 | 0 | 0 | 0 | 0
12.4 | SUBSTATION GRADE LAYER 3 LAN SWITCH | 85371000 |  | 18 |  | EA | 1 |  | Included | 0 | 0 | 0 | 0 | 0
12.5 | WAMS Miscellaneous - Armored Fibre Optic Cable and associated termination (e.g. L2 Switch) for connecting PMU panels located | 85371000 |  | 18 |  | EA | 1 |  | Included | 0 | 0 | 0 | 0 | 0
12.6 | LIU - FO PATCH PANEL-12 PORT | 85371000 |  | 18 |  | EA | 2 |  | Included | 0 | 0 | 0 | 0 | 0
[9 empty] | Included | 0 | 0 | 0 | 0 | 0
# | BIDDERS MUST QUOTE ONLY IN 01 (ONE) OUT OF THE 5 (FIVE) STATCOM OPTIONS GIVEN BELOW. BIDDERS SHALL NOT QUOTE IN MORE THAN 01 (ONE) OPTION. ACCORDINGLY, BIDDER SHALL QUOTE FOR THE SAME OPTION IN SCHEDULE 2 AND 3. | [7 empty] | Included | 0 | 0 | 0 | 0 | 0
III | STATCOM at 400kV Bus Section-I of 765/400kV KPS-3 S/S | [7 empty] | Included | 0 | 0 | 0 | 0 | 0
Part-A | MAIN ITEMS (As per Technical Specification) (VENDOR ASSESED QUANTITIES) | [7 empty] | Included | 0 | 0 | 0 | 0 | 0
1# | STATCOM STATION as per Option 1 of clause 2.1 of Section Project Technical Specification | [7 empty] | Included | 0 | 0 | 0 | 0 | 0
1.1 | STATCOM( ±300MVAR as per Technical Specification) including Valve, valve base electronics, DC capacitor, series reactor and all accessories | [7 empty] | Included | 0 | 0 | 0 | 0 | 0
1.1.1 | Valve complete with all accessories for STATCOM Unit | 85413090 |  | 18 |  | Lot | 1 |  | Included | 0 | 0 | 0 | 0 | 0
1.1.2 | Series reactor for STATCOM Unit | 85334090 |  | 18 |  | Lot | 1 |  | Included | 0 | 0 | 0 | 0 | 0
1.1.3 | MV Switchgear for STATCOM Unit | 85372000 |  | 18 |  | Lot | 1 |  | Included | 0 | 0 | 0 | 0 | 0
1.1.4 | MV Switchgear for STATCOM Unit including bypass switch | 85372000 |  | 18 |  | Lot | 1 |  | Included | 0 | 0 | 0 | 0 | 0
1.1.5 | Charging Resistor | 85334090 |  | 18 |  | Lot | 1 |  | Included | 0 | 0 | 0 | 0 | 0
1.1.6 | Instrument Transformers for STATCOM Unit | 85359090 |  | 18 |  | Lot | 1 |  | Included | 0 | 0 | 0 | 0 | 0
1.1.7 | Bus work for STATCOM Unit | 85389000 |  | 18 |  | Lot | 1 |  | Included | 0 | 0 | 0 | 0 | 0
1.1.8 | Wall Bushings | 85389000 |  | 18 |  | Lot | 1 |  | Included | 0 | 0 | 0 | 0 | 0
1.1.9 | Other misc. item , accessories etc. | 85389000 |  | 18 |  | Lot | 1 |  | Included | 0 | 0 | 0 | 0 | 0
[9 empty] | Included | 0 | 0 | 0 | 0 | 0
1.2 | Mechanically switched Reactor bank (3-ph) (-125MVAR as per Technical Specification) including all accessories (MSR Branches) (As per Technical Specification) | [7 empty] | Included | 0 | 0 | 0 | 0 | 0
1.2.1 | Air Core Reactor | 85334090 |  | 18 |  | Set | 2 |  | Included | 0 | 0 | 0 | 0 | 0
1.2.2 | MV Switchgear | 85321000 |  | 18 |  | Set | 2 |  | Included | 0 | 0 | 0 | 0 | 0
1.2.3 | Instrument Transformers | 85321000 |  | 18 |  | Set | 2 |  | Included | 0 | 0 | 0 | 0 | 0
1.2.4 | Bus work for MSR | 85389000 |  | 18 |  | Set | 2 |  | Included | 0 | 0 | 0 | 0 | 0
[9 empty] | Included | 0 | 0 | 0 | 0 | 0
1.3 | Mechanically switched Capacitor bank(3-ph) (125MVAR as per Technical Specification) including all accessories (MSC Branches) (As per Technical Specification) | [7 empty] | Included | 0 | 0 | 0 | 0 | 0
1.3.1 | Capacitor Bank | 85321000 |  | 18 |  | Set | 1 |  | Included | 0 | 0 | 0 | 0 | 0
1.3.2 | Series Air core reactor | 85334090 |  | 18 |  | Set | 1 |  | Included | 0 | 0 | 0 | 0 | 0
1.3.3 | MV Switchgear | 85321000 |  | 18 |  | Set | 1 |  | Included | 0 | 0 | 0 | 0 | 0
1.3.4 | Instrument Transformers | 85321000 |  | 18 |  | Set | 1 |  | Included | 0 | 0 | 0 | 0 | 0
1.3.5 | Bus work for MSC | 85389000 |  | 18 |  | Set | 1 |  | Included | 0 | 0 | 0 | 0 | 0
[9 empty] | Included | 0 | 0 | 0 | 0 | 0
2# | STATCOM STATION as per Option 2 of clause 2.1 of Section Project Technical Specification | [7 empty] | Included | 0 | 0 | 0 | 0 | 0
[9 empty] | Included | 0 | 0 | 0 | 0 | 0
2.1 | STATCOM( +425/-300MVAR as per Technical Specification) including Valve, valve base electronics, DC capacitor, series reactor and all accessories | [7 empty] | Included | 0 | 0 | 0 | 0 | 0
2.1.1 | Valve complete with all accessories for STATCOM Unit | 85413090 |  | 18 |  | Lot | 1 |  | Included | 0 | 0 | 0 | 0 | 0
2.1.2 | Series reactor for STATCOM Unit | 85334090 |  | 18 |  | Lot | 1 |  | Included | 0 | 0 | 0 | 0 | 0
2.1.3 | MV Switchgear for STATCOM Unit | 85372000 |  | 18 |  | Lot | 1 |  | Included | 0 | 0 | 0 | 0 | 0
2.1.4 | MV Switchgear for STATCOM Unit including bypass switch | 85372000 |  | 18 |  | Lot | 1 |  | Included | 0 | 0 | 0 | 0 | 0
2.1.5 | Charging Resistor | 85334090 |  | 18 |  | Lot | 1 |  | Included | 0 | 0 | 0 | 0 | 0
2.1.6 | Instrument Transformers for STATCOM Unit | 85359090 |  | 18 |  | Lot | 1 |  | Included | 0 | 0 | 0 | 0 | 0
2.1.7 | Bus work for STATCOM Unit | 85389000 |  | 18 |  | Lot | 1 |  | Included | 0 | 0 | 0 | 0 | 0
2.1.8 | Wall Bushings | 85389000 |  | 18 |  | Lot | 1 |  | Included | 0 | 0 | 0 | 0 | 0
2.1.9 | Other misc. item , accessories etc. | 85389000 |  | 18 |  | Lot | 1 |  | Included | 0 | 0 | 0 | 0 | 0
[9 empty] | Included | 0 | 0 | 0 | 0 | 0
2.2 | Mechanically switched Reactor bank (3-ph) (-125MVAR as per Technical Specification) including all accessories (MSR Branches) (As per Technical Specification) | [7 empty] | Included | 0 | 0 | 0 | 0 | 0
2.2.1 | Air Core Reactor | 85334090 |  | 18 |  | Set | 2 |  | Included | 0 | 0 | 0 | 0 | 0
2.2.2 | MV Switchgear | 85321000 |  | 18 |  | Set | 2 |  | Included | 0 | 0 | 0 | 0 | 0
2.2.3 | Instrument Transformers | 85321000 |  | 18 |  | Set | 2 |  | Included | 0 | 0 | 0 | 0 | 0
2.2.4 | Bus work for MSR | 85389000 |  | 18 |  | Set | 2 |  | Included | 0 | 0 | 0 | 0 | 0
[9 empty] | Included | 0 | 0 | 0 | 0 | 0
3# | STATCOM STATION as per Option 3 of clause 2.1 of Section Project Technical Specification | [7 empty] | Included | 0 | 0 | 0 | 0 | 0
[9 empty] | Included | 0 | 0 | 0 | 0 | 0
3.1 | STATCOM( +300/-425MVAR as per Technical Specification) including Valve, valve base electronics, DC capacitor, series reactor and all accessories | [7 empty] | Included | 0 | 0 | 0 | 0 | 0
3.1.1 | Valve complete with all accessories for STATCOM Unit | 85413090 |  | 18 |  | Lot | 1 |  | Included | 0 | 0 | 0 | 0 | 0
3.1.2 | Series reactor for STATCOM Unit | 85334090 |  | 18 |  | Lot | 1 |  | Included | 0 | 0 | 0 | 0 | 0
3.1.3 | MV Switchgear for STATCOM Unit | 85372000 |  | 18 |  | Lot | 1 |  | Included | 0 | 0 | 0 | 0 | 0
3.1.4 | MV Switchgear for STATCOM Unit including bypass switch | 85372000 |  | 18 |  | Lot | 1 |  | Included | 0 | 0 | 0 | 0 | 0
3.1.5 | Charging Resistor | 85334090 |  | 18 |  | Lot | 1 |  | Included | 0 | 0 | 0 | 0 | 0
3.1.6 | Instrument Transformers for STATCOM Unit | 85359090 |  | 18 |  | Lot | 1 |  | Included | 0 | 0 | 0 | 0 | 0
3.1.7 | Bus work for STATCOM Unit | 85389000 |  | 18 |  | Lot | 1 |  | Included | 0 | 0 | 0 | 0 | 0
3.1.8 | Wall Bushings | 85389000 |  | 18 |  | Lot | 1 |  | Included | 0 | 0 | 0 | 0 | 0
3.1.9 | Other misc. item , accessories etc. | 85389000 |  | 18 |  | Lot | 1 |  | Included | 0 | 0 | 0 | 0 | 0
[9 empty] | Included | 0 | 0 | 0 | 0 | 0
3.2 | Mechanically switched Capacitor bank(3-ph) (125MVAR as per Technical Specification) including all accessories (MSC Branches) (As per Technical Specification) | [7 empty] | Included | 0 | 0 | 0 | 0 | 0
3.2.1 | Capacitor Bank | 85321000 |  | 18 |  | Set | 1 |  | Included | 0 | 0 | 0 | 0 | 0
3.2.2 | Series Air core reactor | 85334090 |  | 18 |  | Set | 1 |  | Included | 0 | 0 | 0 | 0 | 0
3.2.3 | MV Switchgear | 85321000 |  | 18 |  | Set | 1 |  | Included | 0 | 0 | 0 | 0 | 0
3.2.4 | Instrument Transformers | 85321000 |  | 18 |  | Set | 1 |  | Included | 0 | 0 | 0 | 0 | 0
3.2.5 | Bus work for MSC | 85389000 |  | 18 |  | Set | 1 |  | Included | 0 | 0 | 0 | 0 | 0
[9 empty] | Included | 0 | 0 | 0 | 0 | 0
3.3 | Mechanically switched Reactor bank (3-ph) (-125MVAR as per Technical Specification) including all accessories (MSR Branches) (As per Technical Specification) | [7 empty] | Included | 0 | 0 | 0 | 0 | 0
3.3.1 | Air Core Reactor | 85334090 |  | 18 |  | Set | 1 |  | Included | 0 | 0 | 0 | 0 | 0
3.3.2 | MV Switchgear | 85321000 |  | 18 |  | Set | 1 |  | Included | 0 | 0 | 0 | 0 | 0
3.3.3 | Instrument Transformers | 85321000 |  | 18 |  | Set | 1 |  | Included | 0 | 0 | 0 | 0 | 0
3.3.4 | Bus work for MSR | 85389000 |  | 18 |  | Set | 1 |  | Included | 0 | 0 | 0 | 0 | 0
[9 empty] | Included | 0 | 0 | 0 | 0 | 0
4# | STATCOM STATION as per Option 4 of clause 2.1 of Section Project Technical Specification | [7 empty] | Included | 0 | 0 | 0 | 0 | 0
[9 empty] | Included | 0 | 0 | 0 | 0 | 0
4.1 | STATCOM( ±425MVAR as per Technical Specification) including Valve, valve base electronics, DC capacitor, series reactor and all accessories | [7 empty] | Included | 0 | 0 | 0 | 0 | 0
4.1.1 | Valve complete with all accessories for STATCOM Unit | 85413090 |  | 18 |  | Lot | 1 |  | Included | 0 | 0 | 0 | 0 | 0
4.1.2 | Series reactor for STATCOM Unit | 85334090 |  | 18 |  | Lot | 1 |  | Included | 0 | 0 | 0 | 0 | 0
4.1.3 | MV Switchgear for STATCOM Unit | 85372000 |  | 18 |  | Lot | 1 |  | Included | 0 | 0 | 0 | 0 | 0
4.1.4 | MV Switchgear for STATCOM Unit including bypass switch | 85372000 |  | 18 |  | Lot | 1 |  | Included | 0 | 0 | 0 | 0 | 0
4.1.5 | Charging Resistor | 85334090 |  | 18 |  | Lot | 1 |  | Included | 0 | 0 | 0 | 0 | 0
4.1.6 | Instrument Transformers for STATCOM Unit | 85359090 |  | 18 |  | Lot | 1 |  | Included | 0 | 0 | 0 | 0 | 0
4.1.7 | Bus work for STATCOM Unit | 85389000 |  | 18 |  | Lot | 1 |  | Included | 0 | 0 | 0 | 0 | 0
4.1.8 | Wall Bushings | 85389000 |  | 18 |  | Lot | 1 |  | Included | 0 | 0 | 0 | 0 | 0
4.1.9 | Other misc. item , accessories etc. | 85389000 |  | 18 |  | Lot | 1 |  | Included | 0 | 0 | 0 | 0 | 0
[9 empty] | Included | 0 | 0 | 0 | 0 | 0
4.2 | Mechanically switched Reactor bank (3-ph) (-125MVAR as per Technical Specification) including all accessories (MSR Branches) (As per Technical Specification) | [7 empty] | Included | 0 | 0 | 0 | 0 | 0
4.2.1 | Air Core Reactor | 85334090 |  | 18 |  | Set | 1 |  | Included | 0 | 0 | 0 | 0 | 0
4.2.2 | MV Switchgear | 85321000 |  | 18 |  | Set | 1 |  | Included | 0 | 0 | 0 | 0 | 0
4.2.3 | Instrument Transformers | 85321000 |  | 18 |  | Set | 1 |  | Included | 0 | 0 | 0 | 0 | 0
4.2.4 | Bus work for MSR | 85389000 |  | 18 |  | Set | 1 |  | Included | 0 | 0 | 0 | 0 | 0
[9 empty] | Included | 0 | 0 | 0 | 0 | 0
5# | STATCOM STATION as per Option 5 of clause 2.1 of Section Project Technical Specification | [7 empty] | Included | 0 | 0 | 0 | 0 | 0
[9 empty] | Included | 0 | 0 | 0 | 0 | 0
5.1 | STATCOM( +425/-550 MVAR as per Technical Specification) including Valve, valve base electronics, DC capacitor, series reactor and all accessories | [7 empty] | Included | 0 | 0 | 0 | 0 | 0
5.1.1 | Valve complete with all accessories for STATCOM Unit | 85413090 |  | 18 |  | Lot | 1 |  | Included | 0 | 0 | 0 | 0 | 0
5.1.2 | Series reactor for STATCOM Unit | 85334090 |  | 18 |  | Lot | 1 |  | Included | 0 | 0 | 0 | 0 | 0
5.1.3 | MV Switchgear for STATCOM Unit | 85372000 |  | 18 |  | Lot | 1 |  | Included | 0 | 0 | 0 | 0 | 0
5.1.4 | MV Switchgear for STATCOM Unit including bypass switch | 85372000 |  | 18 |  | Lot | 1 |  | Included | 0 | 0 | 0 | 0 | 0
5.1.5 | Charging Resistor | 85334090 |  | 18 |  | Lot | 1 |  | Included | 0 | 0 | 0 | 0 | 0
5.1.6 | Instrument Transformers for STATCOM Unit | 85359090 |  | 18 |  | Lot | 1 |  | Included | 0 | 0 | 0 | 0 | 0
5.1.7 | Bus work for STATCOM Unit | 85389000 |  | 18 |  | Lot | 1 |  | Included | 0 | 0 | 0 | 0 | 0
5.1.8 | Wall Bushings | 85389000 |  | 18 |  | Lot | 1 |  | Included | 0 | 0 | 0 | 0 | 0
5.1.9 | Other misc. item , accessories etc. | 85389000 |  | 18 |  | Lot | 1 |  | Included | 0 | 0 | 0 | 0 | 0
[9 empty] | Included | 0 | 0 | 0 | 0 | 0
6 | STATCOM Valve cooling system | [7 empty] | Included | 0 | 0 | 0 | 0 | 0
6.1 | Cooling system pump skid (with UMD) | 85389000 |  | 18 |  | Lot | 1 |  | Included | 0 | 0 | 0 | 0 | 0
6.2 | Water to air Heat Exchanger | 85389000 |  | 18 |  | Lot | 1 |  | Included | 0 | 0 | 0 | 0 | 0
6.3 | Cooling system pipes, valves etc. | 85389000 |  | 18 |  | Lot | 1 |  | Included | 0 | 0 | 0 | 0 | 0
[9 empty] | Included | 0 | 0 | 0 | 0 | 0
7 | Coupling Transformer Bank | [7 empty] | Included | 0 | 0 | 0 | 0 | 0
7.1 | Coupling Transformer Single phase unit | 85321000 |  | 18 |  | Set | 4 |  | Included | 0 | 0 | 0 | 0 | 0
7.2 | Insulating oil for above | 85049010 |  | 18 |  | Set | 4 |  | Included | 0 | 0 | 0 | 0 | 0
[9 empty] | Included | 0 | 0 | 0 | 0 | 0
8 | STATCOM STATION Control, Protection, Monitoring & Automation system (As per Specification) | 85321000 |  | 18 |  | Lot | 1 |  | Included | 0 | 0 | 0 | 0 | 0
[9 empty] | Included | 0 | 0 | 0 | 0 | 0
9 | Bus work | [7 empty] | Included | 0 | 0 | 0 | 0 | 0
9.1 | MV Bus work Including Neutral Grounding Transformer (if applicable), Surge Capacitor, Swithgear, Post Insulators, Bus Bar Material, Clamps ,Connectors, Earthing Material etc including all accessories. | 85389000 |  | 18 |  | Lot | 1 |  | Included | 0 | 0 | 0 | 0 | 0
[9 empty] | Included | 0 | 0 | 0 | 0 | 0
10 | Erection hardware items & other miscellaneous item for STATCOM Station installation (if not covered under any head) | 72169990 |  | 18 |  | Lot | 1 |  | Included | 0 | 0 | 0 | 0 | 0
[9 empty] | Included | 0 | 0 | 0 | 0 | 0
11 | Lattice & pipe structures for STATCOM Station installations including pack plates/ packwashers and gusset plates, fasteners and foundation bolts. | [7 empty] | Included | 0 | 0 | 0 | 0 | 0
11.1 | Lattice Strctures | 73082011 |  | 18 |  | Lot | 1 |  | Included | 0 | 0 | 0 | 0 | 0
11.2 | Pipe Structures | 73045930 |  | 18 |  | Lot | 1 |  | Included | 0 | 0 | 0 | 0 | 0
[9 empty] | Included | 0 | 0 | 0 | 0 | 0
12 | Special Tools and Tackles as per Technical Specification (excluding those covered T&P listed in Section-Project of TS) | [7 empty] | Included | 0 | 0 | 0 | 0 | 0
i | Custom Tansport Trolley for STATCOM Power Module | 85413090 |  | 18 |  | Set | 1 |  | Included | 0 | 0 | 0 | 0 | 0
ii | Secisor Lift | 85413090 |  | 18 |  | Set | 1 |  | Included | 0 | 0 | 0 | 0 | 0
[9 empty] | Included | 0 | 0 | 0 | 0 | 0
13 | Special Tools and Tackles as per Technical Specification section project Annexure-III | [7 empty] | Included | 0 | 0 | 0 | 0 | 0
i | Clip on meter | 85413090 |  | 18 |  | Set | 1 |  | Included | 0 | 0 | 0 | 0 | 0
ii | Thermovision Camera | 85413090 |  | 18 |  | Set | 1 |  | Included | 0 | 0 | 0 | 0 | 0
iii | Capacitance bridge For detecting faulty capacitor units | 85413090 |  | 18 |  | Set | 1 |  | Included | 0 | 0 | 0 | 0 | 0
iv | Micro Ohm Meter for contact resistance measurement | 85413090 |  | 18 |  | Set | 1 |  | Included | 0 | 0 | 0 | 0 | 0
v | Battery Operated 5 KV Insulation Tester | 85413090 |  | 18 |  | Set | 1 |  | Included | 0 | 0 | 0 | 0 | 0
vi | Phase sequence meter | 85413090 |  | 18 |  | Set | 1 |  | Included | 0 | 0 | 0 | 0 | 0
vii | Transformer Winding Resistance Testing Kit | 85413090 |  | 18 |  | Set | 1 |  | Included | 0 | 0 | 0 | 0 | 0
viii | Digital Oscilloscope | 85413090 |  | 18 |  | Set | 1 |  | Included | 0 | 0 | 0 | 0 | 0
ix | Capacitance Inductance and resistance meter | 85413090 |  | 18 |  | Set | 1 |  | Included | 0 | 0 | 0 | 0 | 0
x | Automatic Relay testing unit | 85413090 |  | 18 |  | Set | 1 |  | Included | 0 | 0 | 0 | 0 | 0
xi | Frequency Counter | 85413090 |  | 18 |  | Set | 1 |  | Included | 0 | 0 | 0 | 0 | 0
xii | HARMONIC ANALYSER | 85413090 |  | 18 |  | Set | 1 |  | Included | 0 | 0 | 0 | 0 | 0
xiii | Variac (single phase & three phase) power supply | 85413090 |  | 18 |  | Set | 1 |  | Included | 0 | 0 | 0 | 0 | 0
xiv | Digital Multimeter | 85413090 |  | 18 |  | Set | 1 |  | Included | 0 | 0 | 0 | 0 | 0
xv | Function generator | 85413090 |  | 18 |  | Set | 1 |  | Included | 0 | 0 | 0 | 0 | 0
xvi | CT secondary winding magnetization kit | 85413090 |  | 18 |  | Set | 1 |  | Included | 0 | 0 | 0 | 0 | 0
xvii | Impendence Analyser | 85413090 |  | 18 |  | Set | 1 |  | Included | 0 | 0 | 0 | 0 | 0
xviii | Phase angle meter | 85413090 |  | 18 |  | Set | 1 |  | Included | 0 | 0 | 0 | 0 | 0
xix | Vibration cum noise level meter | 85413090 |  | 18 |  | Set | 1 |  | Included | 0 | 0 | 0 | 0 | 0
xx | Portable Earthing kit | 85413090 |  | 18 |  | Set | 1 |  | Included | 0 | 0 | 0 | 0 | 0
xxi | Earth fault locator for floating dc system. | 85413090 |  | 18 |  | Set | 1 |  | Included | 0 | 0 | 0 | 0 | 0
xxii | Precision Multi-meter | 85413090 |  | 18 |  | Set | 1 |  | Included | 0 | 0 | 0 | 0 | 0
xxiii | Automatic Third Harmonic Resistance Measurement Kit for Gapless Surge Arrestor (LCM Kit) | 85413090 |  | 18 |  | Set | 1 |  | Included | 0 | 0 | 0 | 0 | 0
xxiv | Test Equipment for Semiconductor power module | 85413090 |  | 18 |  | Set | 1 |  | Included | 0 | 0 | 0 | 0 | 0
xxv | Toolkit to replace the Power module of STATCOM Valve | 85413090 |  | 18 |  | Set | 1 |  | Included | 0 | 0 | 0 | 0 | 0
xxvi | Instrument for measuring ground resistance and soil resistivity. | 85413090 |  | 18 |  | Set | 1 |  | Included | 0 | 0 | 0 | 0 | 0
[9 empty] | Included | 0 | 0 | 0 | 0 | 0
14 | Erection Hardware (400 kV Switchyard upto SF6 to Air Bushing) | [7 empty] | Included | 0 | 0 | 0 | 0 | 0
14.1 | Insulator strings, Disc Insulators, Hardware, Spacers, conductor(s), bus-bar material, cable trays, Bay MB, clamps, connectors including equipment connectors, junction box, earthwire, earthing material,insulating mat, risers, auxiliary earthmat (excluding main earthmat), pipes for equipment & lighting, all accessories etc. for the following | [7 empty] | Included | 0 | 0 | 0 | 0 | 0
| Layout Type (400kV I-type) | [7 empty] | Included | 0 | 0 | 0 | 0 | 0
i) | Coupling Transformer bay | 72169990 |  | 18 |  | Set | 1 |  | Included | 0 | 0 | 0 | 0 | 0
14.2 | Bus Post Insulator including support structures | 85462040 |  | 18 |  | Nos. | 4 |  | Included | 0 | 0 | 0 | 0 | 0
[9 empty] | Included | 0 | 0 | 0 | 0 | 0
15 | Illumination system | [7 empty] | Included | 0 | 0 | 0 | 0 | 0
15.1 | Illumination for STATCOM Station installation | 94059900 |  | 18 |  | Lot | 1 |  | Included | 0 | 0 | 0 | 0 | 0
15.2 | Illumination for STATCOM Station buildings | 94059900 |  | 18 |  | Lot | 1 |  | Included | 0 | 0 | 0 | 0 | 0
15.3 | Illumination system for 400kV switchyard extension area | 94059900 |  | 18 |  | Lot | 1 |  | Included | 0 | 0 | 0 | 0 | 0
[9 empty] | Included | 0 | 0 | 0 | 0 | 0
16 | Electrical station services & auxiliaries systems | [7 empty] | Included | 0 | 0 | 0 | 0 | 0
16.1 | 415V Main switchboard | 85371000 |  | 18 |  | Set | 1 |  | Included | 0 | 0 | 0 | 0 | 0
16.2 | 415V AC distribution board | 85371000 |  | 18 |  | Set | 1 |  | Included | 0 | 0 | 0 | 0 | 0
16.3 | 220V DC distribution board | 85371000 |  | 18 |  | Set | 2 |  | Included | 0 | 0 | 0 | 0 | 0
16.4 | 220V Battery system | 85072000 |  | 28 |  | Set | 2 |  | Included | 0 | 0 | 0 | 0 | 0
16.5 | 220V Battery charger | 85044030 |  | 18 |  | Set | 2 |  | Included | 0 | 0 | 0 | 0 | 0
16.8 | UPS/UMD for STATCOM Station systems | 85413090 |  | 18 |  | Set | 1 |  | Included | 0 | 0 | 0 | 0 | 0
16.9 | Auxiliary supply system as per technical specification | 85371000 |  | 18 |  | Set | 1 |  | Included | 0 | 0 | 0 | 0 | 0
16.1 | Erection hardware items, Bus post insulators, clamps and Connectors, Structures & other miscellaneous item for LT transformer(s) installation | 85049010 |  | 18 |  | Set | 1 |  | Included | 0 | 0 | 0 | 0 | 0
16.11 | DG Set | 85022090 |  | 18 |  | Set | 1 |  | Included | 0 | 0 | 0 | 0 | 0
[9 empty] | Included | 0 | 0 | 0 | 0 | 0
17 | LT Cabling along with associated like clamps, glands, lugs and straight joints etc. | [7 empty] | Included | 0 | 0 | 0 | 0 | 0
a) | 1.1kV Grade Power Cables (PVC/XLPE insulated ) | 85446020 |  | 18 |  | Set | 1 |  | Included | 0 | 0 | 0 | 0 | 0
b) | 1.1kV Grade Control Cable (PVC insulated) | 85446020 |  | 18 |  | Set | 1 |  | Included | 0 | 0 | 0 | 0 | 0
[9 empty] | Included | 0 | 0 | 0 | 0 | 0
18 | 40 mm MS rod for Earth mat | 72159090 |  | 18 |  | LS | 1 |  | Included | 0 | 0 | 0 | 0 | 0
[9 empty] | Included | 0 | 0 | 0 | 0 | 0
19 | Mechanical station services & auxiliaries systems | [7 empty] | Included | 0 | 0 | 0 | 0 | 0
19.1 | Fire protection system | [7 empty] | Included | 0 | 0 | 0 | 0 | 0
a) | Fire protection system (HVW spray & Hydrant system) for Coupling transformers | 84248990 |  | 18 |  | Lot | 1 |  | Included | 0 | 0 | 0 | 0 | 0
b) | Hydrant system for STATCOM Station including buildings | 84248990 |  | 18 |  | Lot | 1 |  | Included | 0 | 0 | 0 | 0 | 0
c) | Smoke detection system for STATCOM building | 85311020 |  | 18 |  | Lot | 1 |  | Included | 0 | 0 | 0 | 0 | 0
19.2 | Air conditioning & ventilation system | [7 empty] | Included | 0 | 0 | 0 | 0 | 0
a) | Air conditioning & ventilation system for STATCOM Station Buildings | 84151090 |  | 28 |  | Lot | 1 |  | Included | 0 | 0 | 0 | 0 | 0
19.3 | Castle Key Interlock System for STATCOM Station as per Tech Spec. | 85389000 |  | 18 |  | Lot | 1 |  | Included | 0 | 0 | 0 | 0 | 0
[9 empty] | Included | 0 | 0 | 0 | 0 | 0
20 | VMS for STATCOM Station | 85287390 |  | 28 |  | Lot | 1 |  | Included | 0 | 0 | 0 | 0 | 0
[9 empty] | Included | 0 | 0 | 0 | 0 | 0
21 | Mandatory Spares for STATCOM & 400 kV Bay Equipment | [7 empty] | Included | 0 | 0 | 0 | 0 | 0
I. | STATCOM Valve based on Semiconductor based Power module | [7 empty] | Included | 0 | 0 | 0 | 0 | 0
a) | “Semiconductor based Power module (sub-module) of Multimodule valve (10% of total population of STATCOM Valves, subject to minimum 20nos) | 85413090 |  | 18 |  | Set | 1 |  | Included | 0 | 0 | 0 | 0 | 0
b) | Gate control units of each type & rating | 85413090 |  | 18 |  | Set | 5 |  | Included | 0 | 0 | 0 | 0 | 0
c) | Optical fiber signal cable to the power module ( each length & type) | 85413090 |  | 18 |  | Set | 1 |  | Included | 0 | 0 | 0 | 0 | 0
d) | Insulators of each type and rating ( each length & type) | 85413090 |  | 18 |  | Set | 5 |  | Included | 0 | 0 | 0 | 0 | 0
e) | Gaskets (Complete replacement for STATCOM Station) | 85413090 |  | 18 |  | LS | 1 |  | Included | 0 | 0 | 0 | 0 | 0
f) | Epoxy bolts/nuts of each type (10% of each type) At least for replacement of 1-phase of STATCOM Branch | 85413090 |  | 18 |  | LS | 1 |  | Included | 0 | 0 | 0 | 0 | 0
II. | Module for Control, Protection, Communication, Annunciation, Alarm, SCADA & Monitoring, Disturbance Recorder including Power Supply Module (of each type and function.) | 85389000 |  | 18 |  | Set | 1 |  | Included | 0 | 0 | 0 | 0 | 0
III. | STATCOM Protection system Relays. | [7 empty] | Included | 0 | 0 | 0 | 0 | 0
a) | Protection Relay(IED)of each type | 85389000 |  | 18 |  | Nos. | 2 |  | Included | 0 | 0 | 0 | 0 | 0
b) | Bay Control Unit(IED) of each type | 85389000 |  | 18 |  | Nos. | 2 |  | Included | 0 | 0 | 0 | 0 | 0
IV. | 400 kV bay Protection system Spares. | [7 empty] | Included | 0 | 0 | 0 | 0 | 0
a) | Protection Relay(IED)of each type | 85389000 |  | 18 |  | Nos. | 1 |  | Included | 0 | 0 | 0 | 0 | 0
b) | Bay Control Unit(IED) of each type | 85389000 |  | 18 |  | Nos. | 1 |  | Included | 0 | 0 | 0 | 0 | 0
V. | STATCOM other equipments | [7 empty] | Included | 0 | 0 | 0 | 0 | 0
a) | Arrestor across Valve module (if applicable) | 85413090 |  | 18 |  | Nos. | 2 |  | Included | 0 | 0 | 0 | 0 | 0
b) | Arrestor across Valve (if applicable) | 85413090 |  | 18 |  | Nos. | 2 |  | Included | 0 | 0 | 0 | 0 | 0
c) | Grounding switch contact kit | 85413090 |  | 18 |  | Set | 1 |  | Included | 0 | 0 | 0 | 0 | 0
d) | Support porcelain of each type | 85413090 |  | 18 |  | Set | 4 |  | Included | 0 | 0 | 0 | 0 | 0
e) | Wall bushing of each type | 85413090 |  | 18 |  | Set | 1 |  | Included | 0 | 0 | 0 | 0 | 0
f) | Bypass Resistor, if applicable | 85413090 |  | 18 |  | Nos. | 1 |  | Included | 0 | 0 | 0 | 0 | 0
g) | Series Air core Reactor (no. of each type & rating) | 85413090 |  | 18 |  | Set | 1 |  | Included | 0 | 0 | 0 | 0 | 0
h) | Control cards, fuses, Semiconductor module etc. for Uninterrupted Power Supply (UPS) | 85413090 |  | 18 |  | Nos. | 1 |  | Included | 0 | 0 | 0 | 0 | 0
VI. | Coupling Transformer | [7 empty] | Included | 0 | 0 | 0 | 0 | 0
a | 420kV bushing with metal partsand Gaskets | 85049010 |  | 18 |  | Set | 1 |  | Included | 0 | 0 | 0 | 0 | 0
b | MV bushing with metal parts and gaskets | 85049010 |  | 18 |  | Set | 1 |  | Included | 0 | 0 | 0 | 0 | 0
c | Winding temp. indicator with contacts | 85049010 |  | 18 |  | Nos. | 1 |  | Included | 0 | 0 | 0 | 0 | 0
d | Oil temp. indicator with contacts | 85049010 |  | 18 |  | Nos. | 1 |  | Included | 0 | 0 | 0 | 0 | 0
e | Pressure relief device/safety valve | 85049010 |  | 18 |  | Nos. | 1 |  | Included | 0 | 0 | 0 | 0 | 0
f | Magnetic oil level gauge | 85049010 |  | 18 |  | Nos. | 1 |  | Included | 0 | 0 | 0 | 0 | 0
g | Bucholz relay | 85049010 |  | 18 |  | Nos. | 1 |  | Included | 0 | 0 | 0 | 0 | 0
h | Set of gaskets | 85049010 |  | 18 |  | Set | 1 |  | Included | 0 | 0 | 0 | 0 | 0
i | Set of valves | 85049010 |  | 18 |  | Set | 1 |  | Included | 0 | 0 | 0 | 0 | 0
j | Set of pressure gauges | 85049010 |  | 18 |  | Set | 1 |  | Included | 0 | 0 | 0 | 0 | 0
k | Set of pressure switches | 85049010 |  | 18 |  | Set | 1 |  | Included | 0 | 0 | 0 | 0 | 0
l | Set of hydraulic jacks suitable for lifting coupling transformer. | 85049010 |  | 18 |  | Set | 1 |  | Included | 0 | 0 | 0 | 0 | 0
m | Nitrogen sealing equipment | 85049010 |  | 18 |  | Set | 1 |  | Included | 0 | 0 | 0 | 0 | 0
n | Set of magnetic contactor, switches, fuses relays for electric control panel | 85049010 |  | 18 |  | Set | 1 |  | Included | 0 | 0 | 0 | 0 | 0
o | Insulating Oil | 85049010 |  | 18 |  | Kl | 10 |  | Included | 0 | 0 | 0 | 0 | 0
VII | Filter Bank, If applicable | [7 empty] | Included | 0 | 0 | 0 | 0 | 0
a) | Capacitor cans (10% of Each type and rating subject to minimum 5 units) | 85389000 |  | 18 |  | Set | 1 |  | Included | 0 | 0 | 0 | 0 | 0
b) | Resistor Element (if applicable)10 elements of each type and rating | 85389000 |  | 18 |  | Set | 1 |  | Included | 0 | 0 | 0 | 0 | 0
c) | Reactors of each type and rating | 85389000 |  | 18 |  | Set | 1 |  | Included | 0 | 0 | 0 | 0 | 0
d) | Arrestor of each type and rating | 85389000 |  | 18 |  | Set | 1 |  | Included | 0 | 0 | 0 | 0 | 0
e) | Support Insulator (5 nos. of each type and rating) | 85389000 |  | 18 |  | Set | 1 |  | Included | 0 | 0 | 0 | 0 | 0
VIII. | MSC Bank (if applicable) | [7 empty] | Included | 0 | 0 | 0 | 0 | 0
a) | Capacitor cans (10% of Each type and rating subject to minimum 5 units) | 85329000 |  | 18 |  | Set | 1 |  | Included | 0 | 0 | 0 | 0 | 0
b) | Series Reactor (Air Core) of Each type and rating | 85329000 |  | 18 |  | Set | 1 |  | Included | 0 | 0 | 0 | 0 | 0
c) | Support Insulator (5 nos. of each type and rating) | 85329000 |  | 18 |  | Set | 1 |  | Included | 0 | 0 | 0 | 0 | 0
IX. | MSR Bank (if applicable) | [7 empty] | Included | 0 | 0 | 0 | 0 | 0
a) | Aiir core reactor coil complete for 1-phase (one no. of each type & rating) | 85339000 |  | 18 |  | Set | 1 |  | Included | 0 | 0 | 0 | 0 | 0
b) | Support Insulator (5 nos. of each type) | 85339000 |  | 18 |  | Set | 1 |  | Included | 0 | 0 | 0 | 0 | 0
X. | MV AC System | [7 empty] | Included | 0 | 0 | 0 | 0 | 0
a) | CTs for one phase of each type and rating | 85329000 |  | 18 |  | Set | 1 |  | Included | 0 | 0 | 0 | 0 | 0
b) | Surge arrestor each type and rating | 85354010 |  | 18 |  | Set | 1 |  | Included | 0 | 0 | 0 | 0 | 0
c) | Voltage transformers (single phase) each type and rating | 85359090 |  | 18 |  | Set | 1 |  | Included | 0 | 0 | 0 | 0 | 0
d) | Contact kit for grounding switch each type and rating | 73079210 |  | 18 |  | Set | 1 |  | Included | 0 | 0 | 0 | 0 | 0
e) | Set of contact fingers for isolators for 3 phase each type and rating | 85389000 |  | 18 |  | Set | 1 |  | Included | 0 | 0 | 0 | 0 | 0
f) | Complete 3 phase isolator with operating mechanism each type and rating | 85389000 |  | 18 |  | Set | 1 |  | Included | 0 | 0 | 0 | 0 | 0
i. | Set of Insulator for above (Complete replacement for two isolator (3 ph)) | 85389000 |  | 18 |  | Set | 2 |  | Included | 0 | 0 | 0 | 0 | 0
g) | Set of relays, power contactors& switch fuses for electrical Control ckt. (Complete replacement for one isolator (3 ph)) | 85389000 |  | 18 |  | Set | 1 |  | Included | 0 | 0 | 0 | 0 | 0
h) | Rotary bearing for isolator (Complete replacement for one isolator (3 ph)) | 85389000 |  | 18 |  | Set | 1 |  | Included | 0 | 0 | 0 | 0 | 0
i) | MV Bus support insulators (10 nos. of each type and rating) | 85389000 |  | 18 |  | Set | 1 |  | Included | 0 | 0 | 0 | 0 | 0
j) | Surge Capacitor (if applicable) | 85354010 |  | 18 |  | Set | 1 |  | Included | 0 | 0 | 0 | 0 | 0
k) | One set of Spares consisting of following items for MV Circuit Breaker of each type | [7 empty] | Included | 0 | 0 | 0 | 0 | 0
i. | One complete Pole of CB including Interrupter, pole column, with operating mechanism and MB but without support structure. | 85352913 |  | 18 |  | No. | 1 |  | Included | 0 | 0 | 0 | 0 | 0
ii. | Rubber gaskets, O rings and seals (complete replacement for one breaker) | 85389000 |  | 18 |  | No. | 1 |  | Included | 0 | 0 | 0 | 0 | 0
iii. | Trip coils with resistor | 85389000 |  | 18 |  | No. | 2 |  | Included | 0 | 0 | 0 | 0 | 0
iv. | Closing coils with resistor | 85389000 |  | 18 |  | Sets | 1 |  | Included | 0 | 0 | 0 | 0 | 0
v. | Molecular filter for SF6 Circuit for 1 Pole of CB( If applicable) | 85389000 |  | 18 |  | No | 2 |  | Included | 0 | 0 | 0 | 0 | 0
vi. | Terminal pads and connectors | 85389000 |  | 18 |  | Nos | 2 |  | Included | 0 | 0 | 0 | 0 | 0
vii. | Relays, power contactors, switch-fuse units, limit switches, push buttons, timers and MCBs etc as applicable | 85389000 |  | 18 |  | Set | 1 |  | Included | 0 | 0 | 0 | 0 | 0
viii. | Pressure switches, if applicable | 85389000 |  | 18 |  | Set | 1 |  | Included | 0 | 0 | 0 | 0 | 0
ix. | Auxiliary Switch Assembly | 85389000 |  | 18 |  | Set | 1 |  | Included | 0 | 0 | 0 | 0 | 0
x. | Controlled switching device | 85389000 |  | 18 |  | No. | 1 |  | Included | 0 | 0 | 0 | 0 | 0
XI. | Valve Cooling System : | [7 empty] | Included | 0 | 0 | 0 | 0 | 0
a) | Fine Water Pump complete with Motor of each type | 85389000 |  | 18 |  | Set | 1 |  | Included | 0 | 0 | 0 | 0 | 0
b) | Resin (For one complete replacement of STATCOM Station) | 85389000 |  | 18 |  | Set | 1 |  | Included | 0 | 0 | 0 | 0 | 0
c) | Pump with motor except covered under serial no. a) above of each type and rating | 85389000 |  | 18 |  | Set | 1 |  | Included | 0 | 0 | 0 | 0 | 0
d) | Flex Pipes for complete replacement of STATCOM Station | 85389000 |  | 18 |  | Set | 1 |  | Included | 0 | 0 | 0 | 0 | 0
e) | Gaskets and “O” Ring of each type | 85389000 |  | 18 |  | Set | 1 |  | Included | 0 | 0 | 0 | 0 | 0
f) | Fan unit of Water to air heat exchanger | 85389000 |  | 18 |  | Nos. | 2 |  | Included | 0 | 0 | 0 | 0 | 0
g) | Set of Contactor, MCB, fuses,Control Card, Batteries etc for UMD/UPS (of each type & rating) | 85389000 |  | 18 |  | Set | 1 |  | Included | 0 | 0 | 0 | 0 | 0
XII. | AIR CONDITIONING & VENTILATION SYSTEM | [7 empty] | Included | 0 | 0 | 0 | 0 | 0
a) | AC Unit of each type and rating | 84151090 |  | 28 |  | Nos. | 1 |  | Included | 0 | 0 | 0 | 0 | 0
b) | Ventilation system motor of each type and rating | 84151090 |  | 28 |  | Set | 1 |  | Included | 0 | 0 | 0 | 0 | 0
XIII. | UPS | [7 empty] | Included | 0 | 0 | 0 | 0 | 0
a) | Set of Control Cards | 85389000 |  | 18 |  | Set | 1 |  | Included | 0 | 0 | 0 | 0 | 0
b) | Set of fuses & Switches | 85389000 |  | 18 |  | Set | 1 |  | Included | 0 | 0 | 0 | 0 | 0
c) | Spare Battery cell | 85389000 |  | 18 |  | Nos. | 2 |  | Included | 0 | 0 | 0 | 0 | 0
XIV. | Clamps and connectors of each type and rating | 76169990 |  | 18 |  | Set | 1 |  | Included | 0 | 0 | 0 | 0 | 0
XV. | 400 kV IVT-1 phase | 85359090 |  | 18 |  | Nos. | 1 |  | Included | 0 | 0 | 0 | 0 | 0
XVI. | Power PT along with accessories for complete replacement in one phase (if Applicable) | 85359090 |  | 18 |  | Nos. | 1 |  | Included | 0 | 0 | 0 | 0 | 0
# Marked Quantities | Bidders must fill only 1 of the 5 options. Bidders shall not fill more than 1 option. | [7 empty] | Included | 0 | 0 | 0 | 0 | 0
[9 empty] | Included | 0 | 0 | 0 | 0 | 0
Part-B | MAIN 400kV Switchyard Equipments/ systems (POWERGRID ASSESED QUANTITIES) | [7 empty] | Included | 0 | 0 | 0 | 0 | 0
1 | 400kV Potential Transformer (Single Phase) | 85359090 |  | 18 |  | No. | 4 |  | Included | 0 | 0 | 0 | 0 | 0
[9 empty] | Included | 0 | 0 | 0 | 0 | 0
2 | Surge Arrester (Gapless-336kV) (1-phase) | 85353090 |  | 18 |  | Nos. | 4 |  | Included | 0 | 0 | 0 | 0 | 0
[9 empty] | Included | 0 | 0 | 0 | 0 | 0
3 | 420kV, 3000A/3150, 63kA, Single phase, SF6 Gas Insulated Bus Duct (GIB) outsideGIS Hall along with associated support structure | 85389000 |  | 18 |  | Mtr. | 60 |  | Included | 0 | 0 | 0 | 0 | 0
[9 empty] | Included | 0 | 0 | 0 | 0 | 0
4 | 420kV, SF6 to Air Bushing alongwithassociated support structure for 3150A,63 kA for 1 sec. Single Phase | 85389000 |  | 18 |  | Nos. | 4 |  | Included | 0 | 0 | 0 | 0 | 0
[9 empty] | Included | 0 | 0 | 0 | 0 | 0
4.1 | 420kV, 3150 A, 63 kA, SF6 GIS Auxiliary Bus module Extension for Spare ICT connection (For 400kV side of 765/400kV ICT) as per Section-Project, Technical specification | 85359030 |  | 18 |  | Set | 1 |  | Included | 0 | 0 | 0 | 0 | 0
[9 empty] | Included | 0 | 0 | 0 | 0 | 0
5 | Substation automation system | [7 empty] | Included | 0 | 0 | 0 | 0 | 0
5.1 | Interfacing of Relays with SAS as per TS | 85371000 |  | 18 |  | Set | 1 |  | Included | 0 | 0 | 0 | 0 | 0
[9 empty] | Included | 0 | 0 | 0 | 0 | 0
6 | Controlled switching device for 420kV, 3-Ph Circuit Breaker | 85389000 |  | 18 |  | Nos. | 2 |  | Included | 0 | 0 | 0 | 0 | 0
[9 empty] | Included | 0 | 0 | 0 | 0 | 0
7 | Structure | [7 empty] | Included | 0 | 0 | 0 | 0 | 0
a | Fabrication, galvanising and supply of Lattice Structures (MS Steel), to be designed during detailed engineering, for towers, beams and equipment support structure including pack plates/ packwashers and gusset plates excluding fastners and foundation bolts. | 73045930 |  | 18 |  | MT | 38 |  | Included | 0 | 0 | 0 | 0 | 0
b | Fabrication, galvanising and supply of fastners (nuts, bolts and washers), including step bolts for lattice and pipe structures to be designed during detailed engineering | 73045930 |  | 18 |  | MT | 2 |  | Included | 0 | 0 | 0 | 0 | 0
c | Fabrication, galvanising and supply of foundtion bolts including nuts, check nut and wshers for lattice and pipe structures to be designed during detailed engineering | 73045930 |  | 18 |  | MT | 3 |  | Included | 0 | 0 | 0 | 0 | 0
[9 empty] | Included | 0 | 0 | 0 | 0 | 0
8 | Electrical auxiliaries supply systems (from existing ICT Tertiary) | [7 empty] | Included | 0 | 0 | 0 | 0 | 0
8.1 | Auxiliary Service transformer 33 kV / 433 V; XXX kVA | 85042100 |  | 18 |  | Nos. | 1 |  | Included | 0 | 0 | 0 | 0 | 0
8.2 | 66kV Circuit breaker (3-Phase) including support structure | 85352113 |  | 18 |  | Nos. | 1 |  | Included | 0 | 0 | 0 | 0 | 0
8.3 | 66kV Isolator without earth switch (3-phase) | 85359090 |  | 18 |  | Nos. | 1 |  | Included | 0 | 0 | 0 | 0 | 0
8.4 | 66kV Current transformer (1-phase) | 85359090 |  | 18 |  | Nos. | 3 |  | Included | 0 | 0 | 0 | 0 | 0
8.5 | 66kV Potential transformer (1-phase) | 85359090 |  | 18 |  | Nos. | 3 |  | Included | 0 | 0 | 0 | 0 | 0
8.6 | 72.5kV BPI | 85359090 |  | 18 |  | Nos. | 9 |  | Included | 0 | 0 | 0 | 0 | 0
8.7 | Erection hardware (Al tube, clamps, spacers, connectors, earthing material risers, auxiliary earthmat, buried cable trenches/pipes, BPIs all accessories etc for extension of 52kV teritary bus of 765/400/33kV autotransformer) | 72169990 |  | 18 |  | Set | 1 |  | Included | 0 | 0 | 0 | 0 | 0
[9 empty] | Included | 0 | 0 | 0 | 0 | 0
9 | PMU | [7 empty] | Included | 0 | 0 | 0 | 0 | 0
9.1 | PMU with GPS Clock (clock can be either internal or external) | 85371000 |  | 18 |  | EA | 1 |  | Included | 0 | 0 | 0 | 0 | 0
9.2 | WAMS Hardware - Time System (GPS receiver) | 85371000 |  | 18 |  | EA | 1 |  | Included | 0 | 0 | 0 | 0 | 0
9.3 | SUBSTATION GRADE LAYER 2 LAN SWITCH | 85371000 |  | 18 |  | EA | 1 |  | Included | 0 | 0 | 0 | 0 | 0
9.4 | SUBSTATION GRADE LAYER 3 LAN SWITCH | 85371000 |  | 18 |  | EA | 1 |  | Included | 0 | 0 | 0 | 0 | 0
9.5 | WAMS Miscellaneous - Armored Fibre Optic Cable and associated termination (e.g. L2 Switch) for connecting PMU panels located | 85371000 |  | 18 |  | EA | 1 |  | Included | 0 | 0 | 0 | 0 | 0
9.6 | LIU - FO PATCH PANEL-12 PORT | 85371000 |  | 18 |  | EA | 2
|  |  |  | Total Ex-works Price |  |  |  |  | 0 |  | 0 |  |  | 0
|  |  |  | Total Type Test charges as per Schedule-7 |  |  |  |  | 0
|  |  |  | Total Ex-works Price including Type Test charges |  |  |  |  | 0
|  |  |  | Total GST Tax as confirmed by Bidder |  |  |  |  | 0
Note : | Specify amount of GST on the transaction between the Contractor and the Employer.
* | In case the bidder leaves the cell for confirmation of the HSN code and/or GST rate “blank”, the HSN code and corresponding GST rate indicated by the Employer shall be deemed to be the one confirmed by the Bidder.
Date : | --
Place : | [6 empty] | Printed Name :
Designation :
Click for Sch-2

## Sch-2
Specification No: CC/T/W-STAT/DOM/A06/24/14931 |  |  |  |  | Schedule - 2
STATCOM Package - ST-01T for (a) STATCOM Station at Khavda Pooling Station 1 (KPS1) and (b) STATCOM Station at Khavda Pooling Station 3 (KPS3) associated with “Provision of Dynamic Reactive Compensation at Khavda Pooling Station 1 (KPS1) and Khavda Pooling Station 3 (KPS3)"
(SCHEDULE OF RATES AND PRICES)
Bidder’s Name and Address (Sole Bidder) : |  |  |  | To:
Contracts Services, 3rd Floor
Name : |  |  |  | Power Grid Corporation of India Ltd.,
Address : |  |  |  | "Saudamini", Plot No.-2
Sector-29,
Gurugram (Haryana) - 122001
Local Transportation, In-transit insurance, loading and unloading
All Prices are in Indian Rupees.
SI. No. | Item Description | Unit | Quantity | Unit Freight, In-transit Insurance, loading & unloading Charges | Total Freight, In-transit Insurance, loading & unloading Charges
1 | 2 | 5 | 6 | 7 | 8= 6 x 7
# | BIDDERS MUST QUOTE ONLY IN 01 (ONE) OUT OF THE 5 (FIVE) STATCOM OPTIONS GIVEN BELOW. BIDDERS SHALL NOT QUOTE IN MORE THAN 01 (ONE) OPTION. ACCORDINGLY, BIDDER SHALL QUOTE FOR THE SAME OPTION IN SCHEDULE 2 AND 3.
I | STATCOM at 400kV Bus Section-I of 765/400kV KPS-1 S/S
Part-A | MAIN ITEMS (As per Technical Specification) (VENDOR ASSESED QUANTITIES)
1# | STATCOM STATION as per Option 1 of clause 2.1 of Section Project Technical Specification
1.1 | STATCOM( ±300MVAR as per Technical Specification) including Valve, valve base electronics, DC capacitor, series reactor and all accessories
1.1.1 | Valve complete with all accessories for STATCOM Unit | Lot | 1 |  | Included
1.1.2 | Series reactor for STATCOM Unit | Lot | 1 |  | Included
1.1.3 | MV Switchgear for STATCOM Unit | Lot | 1 |  | Included
1.1.4 | MV Switchgear for STATCOM Unit including bypass switch | Lot | 1 |  | Included
1.1.5 | Charging Resistor | Lot | 1 |  | Included
1.1.6 | Instrument Transformers for STATCOM Unit | Lot | 1 |  | Included
1.1.7 | Bus work for STATCOM Unit | Lot | 1 |  | Included
1.1.8 | Wall Bushings | Lot | 1 |  | Included
1.1.9 | Other misc. item , accessories etc. | Lot | 1 |  | Included
Included
1.2 | Mechanically switched Reactor bank (3-ph) (-125MVAR as per Technical Specification) including all accessories (MSR Branches) (As per Technical Specification) |  |  |  | Included
1.2.1 | Air Core Reactor | Set | 2 |  | Included
1.2.2 | MV Switchgear | Set | 2 |  | Included
1.2.3 | Instrument Transformers | Set | 2 |  | Included
1.2.4 | Bus work for MSR | Set | 2 |  | Included
Included
1.3 | Mechanically switched Capacitor bank(3-ph) (125MVAR as per Technical Specification) including all accessories (MSC Branches) (As per Technical Specification) |  |  |  | Included
1.3.1 | Capacitor Bank | Set | 1 |  | Included
1.3.2 | Series Air core reactor | Set | 1 |  | Included
1.3.3 | MV Switchgear | Set | 1 |  | Included
1.3.4 | Instrument Transformers | Set | 1 |  | Included
1.3.5 | Bus work for MSC | Set | 1 |  | Included
Included
2# | STATCOM STATION as per Option 2 of clause 2.1 of Section Project Technical Specification |  |  |  | Included
Included
2.1 | STATCOM( +425/-300MVAR as per Technical Specification) including Valve, valve base electronics, DC capacitor, series reactor and all accessories |  |  |  | Included
2.1.1 | Valve complete with all accessories for STATCOM Unit | Lot | 1 |  | Included
2.1.2 | Series reactor for STATCOM Unit | Lot | 1 |  | Included
2.1.3 | MV Switchgear for STATCOM Unit | Lot | 1 |  | Included
2.1.4 | MV Switchgear for STATCOM Unit including bypass switch | Lot | 1 |  | Included
2.1.5 | Charging Resistor | Lot | 1 |  | Included
2.1.6 | Instrument Transformers for STATCOM Unit | Lot | 1 |  | Included
2.1.7 | Bus work for STATCOM Unit | Lot | 1 |  | Included
2.1.8 | Wall Bushings | Lot | 1 |  | Included
2.1.9 | Other misc. item , accessories etc. | Lot | 1 |  | Included
Included
2.2 | Mechanically switched Reactor bank (3-ph) (-125MVAR as per Technical Specification) including all accessories (MSR Branches) (As per Technical Specification) |  |  |  | Included
2.2.1 | Air Core Reactor | Set | 2 |  | Included
2.2.2 | MV Switchgear | Set | 2 |  | Included
2.2.3 | Instrument Transformers | Set | 2 |  | Included
2.2.4 | Bus work for MSR | Set | 2 |  | Included
Included
3# | STATCOM STATION as per Option 3 of clause 2.1 of Section Project Technical Specification |  |  |  | Included
Included
3.1 | STATCOM( +300/-425MVAR as per Technical Specification) including Valve, valve base electronics, DC capacitor, series reactor and all accessories |  |  |  | Included
3.1.1 | Valve complete with all accessories for STATCOM Unit | Lot | 1 |  | Included
3.1.2 | Series reactor for STATCOM Unit | Lot | 1 |  | Included
3.1.3 | MV Switchgear for STATCOM Unit | Lot | 1 |  | Included
3.1.4 | MV Switchgear for STATCOM Unit including bypass switch | Lot | 1 |  | Included
3.1.5 | Charging Resistor | Lot | 1 |  | Included
3.1.6 | Instrument Transformers for STATCOM Unit | Lot | 1 |  | Included
3.1.7 | Bus work for STATCOM Unit | Lot | 1 |  | Included
3.1.8 | Wall Bushings | Lot | 1 |  | Included
3.1.9 | Other misc. item , accessories etc. | Lot | 1 |  | Included
Included
3.2 | Mechanically switched Capacitor bank(3-ph) (125MVAR as per Technical Specification) including all accessories (MSC Branches) (As per Technical Specification) |  |  |  | Included
3.2.1 | Capacitor Bank | Set | 1 |  | Included
3.2.2 | Series Air core reactor | Set | 1 |  | Included
3.2.3 | MV Switchgear | Set | 1 |  | Included
3.2.4 | Instrument Transformers | Set | 1 |  | Included
3.2.5 | Bus work for MSC | Set | 1 |  | Included
Included
3.3 | Mechanically switched Reactor bank (3-ph) (-125MVAR as per Technical Specification) including all accessories (MSR Branches) (As per Technical Specification) |  |  |  | Included
3.3.1 | Air Core Reactor | Set | 1 |  | Included
3.3.2 | MV Switchgear | Set | 1 |  | Included
3.3.3 | Instrument Transformers | Set | 1 |  | Included
3.3.4 | Bus work for MSR | Set | 1 |  | Included
Included
4# | STATCOM STATION as per Option 4 of clause 2.1 of Section Project Technical Specification |  |  |  | Included
Included
4.1 | STATCOM( ±425MVAR as per Technical Specification) including Valve, valve base electronics, DC capacitor, series reactor and all accessories |  |  |  | Included
4.1.1 | Valve complete with all accessories for STATCOM Unit | Lot | 1 |  | Included
4.1.2 | Series reactor for STATCOM Unit | Lot | 1 |  | Included
4.1.3 | MV Switchgear for STATCOM Unit | Lot | 1 |  | Included
4.1.4 | MV Switchgear for STATCOM Unit including bypass switch | Lot | 1 |  | Included
4.1.5 | Charging Resistor | Lot | 1 |  | Included
4.1.6 | Instrument Transformers for STATCOM Unit | Lot | 1 |  | Included
4.1.7 | Bus work for STATCOM Unit | Lot | 1 |  | Included
4.1.8 | Wall Bushings | Lot | 1 |  | Included
4.1.9 | Other misc. item , accessories etc. | Lot | 1 |  | Included
Included
4.2 | Mechanically switched Reactor bank (3-ph) (-125MVAR as per Technical Specification) including all accessories (MSR Branches) (As per Technical Specification) |  |  |  | Included
4.2.1 | Air Core Reactor | Set | 1 |  | Included
4.2.2 | MV Switchgear | Set | 1 |  | Included
4.2.3 | Instrument Transformers | Set | 1 |  | Included
4.2.4 | Bus work for MSR | Set | 1 |  | Included
Included
5# | STATCOM STATION as per Option 5 of clause 2.1 of Section Project Technical Specification |  |  |  | Included
Included
5.1 | STATCOM( +425/-550 MVAR as per Technical Specification) including Valve, valve base electronics, DC capacitor, series reactor and all accessories |  |  |  | Included
5.1.1 | Valve complete with all accessories for STATCOM Unit | Lot | 1 |  | Included
5.1.2 | Series reactor for STATCOM Unit | Lot | 1 |  | Included
5.1.3 | MV Switchgear for STATCOM Unit | Lot | 1 |  | Included
5.1.4 | MV Switchgear for STATCOM Unit including bypass switch | Lot | 1 |  | Included
5.1.5 | Charging Resistor | Lot | 1 |  | Included
5.1.6 | Instrument Transformers for STATCOM Unit | Lot | 1 |  | Included
5.1.7 | Bus work for STATCOM Unit | Lot | 1 |  | Included
5.1.8 | Wall Bushings | Lot | 1 |  | Included
5.1.9 | Other misc. item , accessories etc. | Lot | 1 |  | Included
Included
6 | STATCOM Valve cooling system |  |  |  | Included
6.1 | Cooling system pump skid (with UMD) | Lot | 1 |  | Included
6.2 | Water to air Heat Exchanger | Lot | 1 |  | Included
6.3 | Cooling system pipes, valves etc. | Lot | 1 |  | Included
Included
7 | Coupling Transformer Bank |  |  |  | Included
7.1 | Coupling Transformer Single phase unit | Set | 4 |  | Included
7.2 | Insulating oil for above | Set | 4 |  | Included
Included
8 | STATCOM STATION Control, Protection, Monitoring & Automation system (As per Specification) | Lot | 1 |  | Included
Included
9 | Bus work |  |  |  | Included
9.1 | MV Bus work Including Neutral Grounding Transformer (if applicable), Surge Capacitor, Swithgear, Post Insulators, Bus Bar Material, Clamps ,Connectors, Earthing Material etc including all accessories. | Lot | 1 |  | Included
Included
10 | Erection hardware items & other miscellaneous item for STATCOM Station installation (if not covered under any head) | Lot | 1 |  | Included
Included
11 | Lattice & pipe structures for STATCOM Station installations including pack plates/ packwashers and gusset plates, fasteners and foundation bolts. |  |  |  | Included
11.1 | Lattice Strctures | Lot | 1 |  | Included
11.2 | Pipe Structures | Lot | 1 |  | Included
Included
13 | Erection Hardware (400 kV Switchyard upto SF6 to Air Bushing) |  |  |  | Included
13.1 | Insulator strings, Disc Insulators, Hardware, Spacers, conductor(s), bus-bar material, cable trays, Bay MB, clamps, connectors including equipment connectors, junction box, earthwire, earthing material,insulating mat, risers, auxiliary earthmat (excluding main earthmat), pipes for equipment & lighting, all accessories etc. for the following |  |  |  | Included
| Layout Type (400kV I-type) |  |  |  | Included
i) | Coupling Transformer bay | Set | 1 |  | Included
13.2 | Bus Post Insulator including support structures | Nos. | 4 |  | Included
Included
14 | Illumination system |  |  |  | Included
14.1 | Illumination for STATCOM Station installation | Lot | 1 |  | Included
14.2 | Illumination for STATCOM Station buildings | Lot | 1 |  | Included
14.3 | Illumination system for 400kV switchyard extension area | Lot | 1 |  | Included
14.4 | Illumination system for 400kV GIS Hall Extension | Lot | 1 |  | Included
Included
15 | Electrical station services & auxiliaries systems |  |  |  | Included
15.1 | 415V Main switchboard | Set | 1 |  | Included
15.2 | 415V AC distribution board | Set | 1 |  | Included
15.3 | 220V DC distribution board | Set | 2 |  | Included
15.4 | 220V Battery system | Set | 2 |  | Included
15.5 | 220V Battery charger | Set | 2 |  | Included
15.8 | UPS/UMD for STATCOM Station systems | Set | 1 |  | Included
15.9 | Auxiliary supply system as per technical specification | Set | 1 |  | Included
15.1 | Erection hardware items, Bus post insulators, clamps and Connectors, Structures & other miscellaneous item for LT transformer(s) installation | Set | 1 |  | Included
15.11 | DG Set | Set | 1 |  | Included
Included
16 | LT Cabling along with associated like clamps, glands, lugs and straight joints etc. |  |  |  | Included
a) | 1.1kV Grade Power Cables (PVC/XLPE insulated ) | Set | 1 |  | Included
b) | 1.1kV Grade Control Cable (PVC insulated) | Set | 1 |  | Included
Included
17 | 40 mm MS rod for Earth mat | LS | 1 |  | Included
Included
18 | Mechanical station services & auxiliaries systems |  |  |  | Included
18.1 | Fire protection system |  |  |  | Included
a) | Fire protection system (HVW spray & Hydrant system) for Coupling transformers | Lot | 1 |  | Included
b) | Hydrant system for STATCOM Station including buildings | Lot | 1 |  | Included
c) | Smoke detection system for STATCOM building | Lot | 1 |  | Included
d) | Smoke detection system for GIS Hall EXTENSION | Lot | 1 |  | Included
Included
18.2 | Air conditioning & ventilation system |  |  |  | Included
a) | Air conditioning & ventilation system for STATCOM Station Buildings | Lot | 1 |  | Included
b) | Air conditioning for LCR Room in GIS Hall extesnion | Lot | 1 |  | Included
c) | ventilation system for GIS HALL Extesnion | Lot | 1 |  | Included
Included
18.3 | Castle Key Interlock System for STATCOM Station as per Tech Spec. | Lot | 1 |  | Included
Included
19 | VMS for STATCOM Station & GIS Hall Extension | Lot | 1 |  | Included
# Marked Quantities | Bidders must fill only 1 of the 5 options. Bidders shall not fill more than 1 option. |  |  |  | Included
Included
Part-B | MAIN 400kV Switchyard Equipments/ systems (POWERGRID ASSESED QUANTITIES) |  |  |  | Included
1 | 400kV Potential Transformer (Single Phase) | No. | 4 |  | Included
Included
2 | Surge Arrester (Gapless-336kV) (1-phase) | Nos. | 4 |  | Included
Included
3 | 420kV, 3000A/3150, 63kA, Single phase, SF6 Gas Insulated Bus Duct (GIB) outsideGIS Hall along with associated support structure | Mtr. | 400 |  | Included
Included
4 | 420kV, SF6 to Air Bushing along with associated support structure for 3150A,63 kA for 1 sec. Single Phase | Nos. | 4 |  | Included
Included
5 | 420kV, 3150 A, 63 kA, SF6 GIS ICT bay module(For 400kV side of 765/400kV ICT) as per Section-Project, Technical specification | Set | 2 |  | Included
Included
6 | 420kV, 3150 A, 63 kA, SF6 GIS Tie bay module(without PIR) as per Section-Project, Technical specification | Set | 1 |  | Included
Included
7 | 420kV, 3150 A, 63 kA, SF6 GIS Auxiliary Bus module Extension for Spare ICT connection (For 400kV side of 765/400kV ICT) as per Section-Project, Technical specification | Set | 1 |  | Included
Included
8 | Control & Relay Panels |  |  |  | Included
8.1 | Circuit Breaker Relay Panel |  |  |  | Included
a) | With Auto Reclose | Nos. | 3 |  | Included
b) | Augmentation of existing Bus bar protection scheme for complete diameter | Set | 1 |  | Included
Included
9 | Substation automation system |  |  |  | Included
9.1 | Augmentation of existing Substation automation system for the STATCOM Station and associated 3 no. 400kV bays under present scope , upgradation of hardware and sofware and updation of dabase etc for completion of SAS augmentationas per technical specification | Set | 1 |  | Included
Included
10 | Controlled switching device for 420kV, 3-Ph Circuit Breaker | No. | 3 |  | Included
Included
11 | Structure |  |  |  | Included
11.1 | Fabrication, galvanising and supply of Lattice Structures (MS Steel), to be designed during detailed engineering, for towers, beams and equipment support structure including pack plates/ packwashers and gusset plates excluding fastners and foundation bolts. | MT | 38 |  | Included
11.2 | Fabrication, galvanising and supply of fastners (nuts, bolts and washers), including step bolts for lattice and pipe structures to be designed during detailed engineering | MT | 2 |  | Included
11.3 | Fabrication, galvanising and supply of foundtion bolts including nuts, check nut and wshers for lattice and pipe structures to be designed during detailed engineering | MT | 3 |  | Included
Included
12 | Electrical auxiliaries supply systems (from existing ICT Tertiary) |  |  |  | Included
12.1 | Auxiliary Service transformer 33 kV / 433 V; XX kVA | Nos. | 1 |  | Included
12.2 | 66kV Circuit breaker (3-Phase) including support structure | Nos. | 1 |  | Included
12.3 | 66kV Isolator without earth switch (3-phase) | Nos. | 1 |  | Included
12.4 | 66kV Current transformer (1-phase) | Nos. | 3 |  | Included
12.5 | 66kV Potential transformer (1-phase) | Nos. | 3 |  | Included
12.6 | 72.5kV BPI | Nos. | 9 |  | Included
12.7 | Erection hardware (Al tube, clamps, spacers, connectors, earthing material risers, auxiliary earthmat, buried cable trenches/pipes, BPIs all accessories etc for extension of 52kV teritary bus of 765/400/33kV autotransformer) | Set | 1 |  | Included
Included
13 | PMU |  |  |  | Included
13.1 | PMU with GPS Clock (clock can be either internal or external) | EA | 1 |  | Included
13.2 | WAMS Hardware - Time System (GPS receiver) | EA | 1 |  | Included
13.3 | SUBSTATION GRADE LAYER 2 LAN SWITCH | EA | 1 |  | Included
13.4 | SUBSTATION GRADE LAYER 3 LAN SWITCH | EA | 1 |  | Included
13.5 | WAMS Miscellaneous - Armored Fibre Optic Cable and associated termination (e.g. L2 Switch) for connecting PMU panels located | EA | 1 |  | Included
13.6 | LIU - FO PATCH PANEL-12 PORT | EA | 2 |  | Included
Included
# Marked Quantities | Bidders must fill only 1 of the 5 options. Bidders shall not fill more than 1 option. |  |  |  | Included
II | STATCOM at 400kV Bus Section-II of 765/400kV KPS-1 S/S |  |  |  | Included
Part-A | MAIN ITEMS (As per Technical Specification) (VENDOR ASSESED QUANTITIES) |  |  |  | Included
1# | STATCOM STATION as per Option 1 of clause 2.1 of Section Project Technical Specification |  |  |  | Included
1.1 | STATCOM( ±300MVAR as per Technical Specification) including Valve, valve base electronics, DC capacitor, series reactor and all accessories |  |  |  | Included
1.1.1 | Valve complete with all accessories for STATCOM Unit | Lot | 1 |  | Included
1.1.2 | Series reactor for STATCOM Unit | Lot | 1 |  | Included
1.1.3 | MV Switchgear for STATCOM Unit | Lot | 1 |  | Included
1.1.4 | MV Switchgear for STATCOM Unit including bypass switch | Lot | 1 |  | Included
1.1.5 | Charging Resistor | Lot | 1 |  | Included
1.1.6 | Instrument Transformers for STATCOM Unit | Lot | 1 |  | Included
1.1.7 | Bus work for STATCOM Unit | Lot | 1 |  | Included
1.1.8 | Wall Bushings | Lot | 1 |  | Included
1.1.9 | Other misc. item , accessories etc. | Lot | 1 |  | Included
Included
1.2 | Mechanically switched Reactor bank (3-ph) (-125MVAR as per Technical Specification) including all accessories (MSR Branches) (As per Technical Specification) |  |  |  | Included
1.2.1 | Air Core Reactor | Set | 2 |  | Included
1.2.2 | MV Switchgear | Set | 2 |  | Included
1.2.3 | Instrument Transformers | Set | 2 |  | Included
1.2.4 | Bus work for MSR | Set | 2 |  | Included
Included
1.3 | Mechanically switched Capacitor bank(3-ph) (125MVAR as per Technical Specification) including all accessories (MSC Branches) (As per Technical Specification) |  |  |  | Included
1.3.1 | Capacitor Bank | Set | 1 |  | Included
1.3.2 | Series Air core reactor | Set | 1 |  | Included
1.3.3 | MV Switchgear | Set | 1 |  | Included
1.3.4 | Instrument Transformers | Set | 1 |  | Included
1.3.5 | Bus work for MSC | Set | 1 |  | Included
Included
2# | STATCOM STATION as per Option 2 of clause 2.1 of Section Project Technical Specification |  |  |  | Included
Included
2.1 | STATCOM( +425/-300MVAR as per Technical Specification) including Valve, valve base electronics, DC capacitor, series reactor and all accessories |  |  |  | Included
2.1.1 | Valve complete with all accessories for STATCOM Unit | Lot | 1 |  | Included
2.1.2 | Series reactor for STATCOM Unit | Lot | 1 |  | Included
2.1.3 | MV Switchgear for STATCOM Unit | Lot | 1 |  | Included
2.1.4 | MV Switchgear for STATCOM Unit including bypass switch | Lot | 1 |  | Included
2.1.5 | Charging Resistor | Lot | 1 |  | Included
2.1.6 | Instrument Transformers for STATCOM Unit | Lot | 1 |  | Included
2.1.7 | Bus work for STATCOM Unit | Lot | 1 |  | Included
2.1.8 | Wall Bushings | Lot | 1 |  | Included
2.1.9 | Other misc. item , accessories etc. | Lot | 1 |  | Included
Included
2.2 | Mechanically switched Reactor bank (3-ph) (-125MVAR as per Technical Specification) including all accessories (MSR Branches) (As per Technical Specification) |  |  |  | Included
2.2.1 | Air Core Reactor | Set | 2 |  | Included
2.2.2 | MV Switchgear | Set | 2 |  | Included
2.2.3 | Instrument Transformers | Set | 2 |  | Included
2.2.4 | Bus work for MSR | Set | 2 |  | Included
Included
3# | STATCOM STATION as per Option 3 of clause 2.1 of Section Project Technical Specification |  |  |  | Included
Included
3.1 | STATCOM( +300/-425MVAR as per Technical Specification) including Valve, valve base electronics, DC capacitor, series reactor and all accessories |  |  |  | Included
3.1.1 | Valve complete with all accessories for STATCOM Unit | Lot | 1 |  | Included
3.1.2 | Series reactor for STATCOM Unit | Lot | 1 |  | Included
3.1.3 | MV Switchgear for STATCOM Unit | Lot | 1 |  | Included
3.1.4 | MV Switchgear for STATCOM Unit including bypass switch | Lot | 1 |  | Included
3.1.5 | Charging Resistor | Lot | 1 |  | Included
3.1.6 | Instrument Transformers for STATCOM Unit | Lot | 1 |  | Included
3.1.7 | Bus work for STATCOM Unit | Lot | 1 |  | Included
3.1.8 | Wall Bushings | Lot | 1 |  | Included
3.1.9 | Other misc. item , accessories etc. | Lot | 1 |  | Included
Included
3.2 | Mechanically switched Capacitor bank(3-ph) (125MVAR as per Technical Specification) including all accessories (MSC Branches) (As per Technical Specification) |  |  |  | Included
3.2.1 | Capacitor Bank | Set | 1 |  | Included
3.2.2 | Series Air core reactor | Set | 1 |  | Included
3.2.3 | MV Switchgear | Set | 1 |  | Included
3.2.4 | Instrument Transformers | Set | 1 |  | Included
3.2.5 | Bus work for MSC | Set | 1 |  | Included
Included
3.3 | Mechanically switched Reactor bank (3-ph) (-125MVAR as per Technical Specification) including all accessories (MSR Branches) (As per Technical Specification) |  |  |  | Included
3.3.1 | Air Core Reactor | Set | 1 |  | Included
3.3.2 | MV Switchgear | Set | 1 |  | Included
3.3.3 | Instrument Transformers | Set | 1 |  | Included
3.3.4 | Bus work for MSR | Set | 1 |  | Included
Included
4# | STATCOM STATION as per Option 4 of clause 2.1 of Section Project Technical Specification |  |  |  | Included
Included
4.1 | STATCOM( ±425MVAR as per Technical Specification) including Valve, valve base electronics, DC capacitor, series reactor and all accessories |  |  |  | Included
4.1.1 | Valve complete with all accessories for STATCOM Unit | Lot | 1 |  | Included
4.1.2 | Series reactor for STATCOM Unit | Lot | 1 |  | Included
4.1.3 | MV Switchgear for STATCOM Unit | Lot | 1 |  | Included
4.1.4 | MV Switchgear for STATCOM Unit including bypass switch | Lot | 1 |  | Included
4.1.5 | Charging Resistor | Lot | 1 |  | Included
4.1.6 | Instrument Transformers for STATCOM Unit | Lot | 1 |  | Included
4.1.7 | Bus work for STATCOM Unit | Lot | 1 |  | Included
4.1.8 | Wall Bushings | Lot | 1 |  | Included
4.1.9 | Other misc. item , accessories etc. | Lot | 1 |  | Included
Included
4.2 | Mechanically switched Reactor bank (3-ph) (-125MVAR as per Technical Specification) including all accessories (MSR Branches) (As per Technical Specification) |  |  |  | Included
4.2.1 | Air Core Reactor | Set | 1 |  | Included
4.2.2 | MV Switchgear | Set | 1 |  | Included
4.2.3 | Instrument Transformers | Set | 1 |  | Included
4.2.4 | Bus work for MSR | Set | 1 |  | Included
Included
5# | STATCOM STATION as per Option 5 of clause 2.1 of Section Project Technical Specification |  |  |  | Included
Included
5.1 | STATCOM( +425/-550 MVAR as per Technical Specification) including Valve, valve base electronics, DC capacitor, series reactor and all accessories |  |  |  | Included
5.1.1 | Valve complete with all accessories for STATCOM Unit | Lot | 1 |  | Included
5.1.2 | Series reactor for STATCOM Unit | Lot | 1 |  | Included
5.1.3 | MV Switchgear for STATCOM Unit | Lot | 1 |  | Included
5.1.4 | MV Switchgear for STATCOM Unit including bypass switch | Lot | 1 |  | Included
5.1.5 | Charging Resistor | Lot | 1 |  | Included
5.1.6 | Instrument Transformers for STATCOM Unit | Lot | 1 |  | Included
5.1.7 | Bus work for STATCOM Unit | Lot | 1 |  | Included
5.1.8 | Wall Bushings | Lot | 1 |  | Included
5.1.9 | Other misc. item , accessories etc. | Lot | 1 |  | Included
Included
6 | STATCOM Valve cooling system |  |  |  | Included
6.1 | Cooling system pump skid (with UMD) | Lot | 1 |  | Included
6.2 | Water to air Heat Exchanger | Lot | 1 |  | Included
6.3 | Cooling system pipes, valves etc. | Lot | 1 |  | Included
Included
7 | Coupling Transformer Bank |  |  |  | Included
7.1 | Coupling Transformer Single phase unit | Set | 3 |  | Included
7.2 | Insulating oil for above | Set | 3 |  | Included
Included
8 | STATCOM STATION Control, Protection, Monitoring & Automation system (As per Specification) | Lot | 1 |  | Included
Included
9 | Bus work |  |  |  | Included
9.1 | MV Bus work Including Neutral Grounding Transformer (if applicable), Surge Capacitor, Swithgear, Post Insulators, Bus Bar Material, Clamps ,Connectors, Earthing Material etc including all accessories. | Lot | 1 |  | Included
Included
10 | Erection hardware items & other miscellaneous item for STATCOM Station installation (if not covered under any head) | Lot | 1 |  | Included
Included
11 | Lattice & pipe structures for STATCOM Station installations including pack plates/ packwashers and gusset plates, fasteners and foundation bolts. |  |  |  | Included
11.1 | Lattice Strctures | Lot | 1 |  | Included
11.2 | Pipe Structures | Lot | 1 |  | Included
Included
12 | Erection Hardware (400 kV Switchyard upto SF6 to Air Bushing) |  |  |  | Included
12.1 | Insulator strings, Disc Insulators, Hardware, Spacers, conductor(s), bus-bar material, cable trays, Bay MB, clamps, connectors including equipment connectors, junction box, earthwire, earthing material,insulating mat, risers, auxiliary earthmat (excluding main earthmat), pipes for equipment & lighting, all accessories etc. for the following |  |  |  | Included
| Layout Type (400kV I-type) |  |  |  | Included
i) | Coupling Transformer bay | Set | 1 |  | Included
12.2 | Bus Post Insulator including support structures | Nos. | 3 |  | Included
Included
13 | Illumination system |  |  |  | Included
13.1 | Illumination for STATCOM Station installation | Lot | 1 |  | Included
13.2 | Illumination for STATCOM Station buildings | Lot | 1 |  | Included
13.3 | Illumination system for 400kV switchyard extension area | Lot | 1 |  | Included
13.4 | Illumination system for 400kV GIS Hall Extension | Lot | 1 |  | Included
Included
14 | LT Cabling along with associated like clamps, glands, lugs and straight joints etc. |  |  |  | Included
a) | 1.1kV Grade Power Cables (PVC/XLPE insulated ) | Set | 1 |  | Included
b) | 1.1kV Grade Control Cable (PVC insulated) | Set | 1 |  | Included
Included
15 | 40 mm MS rod for Earth mat | LS | 1 |  | Included
Included
16 | Mechanical station services & auxiliaries systems |  |  |  | Included
16.1 | Fire protection system |  |  |  | Included
a) | Fire protection system (HVW spray & Hydrant system) for Coupling transformers | Lot | 1 |  | Included
b) | Hydrant system for STATCOM Station including buildings | Lot | 1 |  | Included
c) | Smoke detection system for STATCOM building | Lot | 1 |  | Included
d) | Smoke detection system for GIS Hall EXTENSION | Lot | 1 |  | Included
16.2 | Air conditioning & ventilation system |  |  |  | Included
a) | Air conditioning & ventilation system for STATCOM Station Buildings | Lot | 1 |  | Included
b) | Air conditioning for LCR Room in GIS Hall extesnion | Lot | 1 |  | Included
c) | ventilation system for GIS HALL Extesnion | Lot | 1 |  | Included
Included
16.3 | Castle Key Interlock System for STATCOM Station as per Tech Spec. | Lot | 1 |  | Included
Included
17 | VMS for STATCOM Station & GIS Hall Extension | Lot | 1 |  | Included
# Marked Quantities | Bidders must fill only 1 of the 5 options. Bidders shall not fill more than 1 option. |  |  |  | Included
Included
Part-B | MAIN 400kV Switchyard Equipments/ systems (POWERGRID ASSESED QUANTITIES) |  |  |  | Included
1 | 400kV Potential Transformer (Single Phase) | No. | 3 |  | Included
Included
2 | Surge Arrester (Gapless-336kV) (1-phase) | Nos. | 3 |  | Included
Included
3 | 420kV, 3000A/3150, 63kA, Single phase, SF6 Gas Insulated Bus Duct (GIB) outsideGIS Hall along with associated support structure | Mtr. | 400 |  | Included
Included
4 | 420kV, SF6 to Air Bushing along with associated support structure for 3150A,63 kA for 1 sec. Single Phase | Nos. | 4 |  | Included
Included
5 | 420kV, 3150 A, 63 kA, SF6 GIS ICT bay module(For 400kV side of 765/400kV ICT) as per Section-Project, Technical specification | Set | 2 |  | Included
Included
6 | 420kV, 3150 A, 63 kA, SF6 GIS Tie bay module(without PIR) as per Section-Project, Technical specification | Set | 1 |  | Included
Included
7 | 420kV, 3150 A, 63 kA, SF6 GIS Auxiliary Bus module Extension for Spare ICT connection (For 400kV side of 765/400kV ICT) as per Section-Project, Technical specification | Set | 1 |  | Included
Included
8 | Control & Relay Panels |  |  |  | Included
8.1 | Circuit Breaker Relay Panel |  |  |  | Included
a) | With Auto Reclose | Nos. | 3 |  | Included
b) | Augmentation of existing Bus bar protection scheme for complete diameter | Set | 1 |  | Included
Included
9 | Substation automation system |  |  |  | Included
9.1 | Augmentation of existing Substation automation system for the STATCOM Station and associated 3 no. 400kV bays under present scope , upgradation of hardware and sofware and updation of dabase etc for completion of SAS augmentationas per technical specification | Set | 1 |  | Included
Included
10 | Controlled switching device for 420kV, 3-Ph Circuit Breaker | No. | 3 |  | Included
Included
11 | Structure |  |  |  | Included
11.1 | Fabrication, galvanising and supply of Lattice Structures (MS Steel), to be designed during detailed engineering, for towers, beams and equipment support structure including pack plates/ packwashers and gusset plates excluding fastners and foundation bolts. | MT | 34 |  | Included
11.2 | Fabrication, galvanising and supply of fastners (nuts, bolts and washers), including step bolts for lattice and pipe structures to be designed during detailed engineering | MT | 1 |  | Included
11.3 | Fabrication, galvanising and supply of foundtion bolts including nuts, check nut and wshers for lattice and pipe structures to be designed during detailed engineering | MT | 3 |  | Included
Included
12 | PMU |  |  |  | Included
12.1 | PMU with GPS Clock (clock can be either internal or external) | EA | 1 |  | Included
12.2 | WAMS Hardware - Time System (GPS receiver) | EA | 1 |  | Included
12.3 | SUBSTATION GRADE LAYER 2 LAN SWITCH | EA | 1 |  | Included
12.4 | SUBSTATION GRADE LAYER 3 LAN SWITCH | EA | 1 |  | Included
12.5 | WAMS Miscellaneous - Armored Fibre Optic Cable and associated termination (e.g. L2 Switch) for connecting PMU panels located | EA | 1 |  | Included
12.6 | LIU - FO PATCH PANEL-12 PORT | EA | 2 |  | Included
Included
# | BIDDERS MUST QUOTE ONLY IN 01 (ONE) OUT OF THE 5 (FIVE) STATCOM OPTIONS GIVEN BELOW. BIDDERS SHALL NOT QUOTE IN MORE THAN 01 (ONE) OPTION. ACCORDINGLY, BIDDER SHALL QUOTE FOR THE SAME OPTION IN SCHEDULE 2 AND 3. |  |  |  | Included
III | STATCOM at 400kV Bus Section-I of 765/400kV KPS-3 S/S |  |  |  | Included
Part-A | MAIN ITEMS (As per Technical Specification) (VENDOR ASSESED QUANTITIES) |  |  |  | Included
1# | STATCOM STATION as per Option 1 of clause 2.1 of Section Project Technical Specification |  |  |  | Included
1.1 | STATCOM( ±300MVAR as per Technical Specification) including Valve, valve base electronics, DC capacitor, series reactor and all accessories |  |  |  | Included
1.1.1 | Valve complete with all accessories for STATCOM Unit | Lot | 1 |  | Included
1.1.2 | Series reactor for STATCOM Unit | Lot | 1 |  | Included
1.1.3 | MV Switchgear for STATCOM Unit | Lot | 1 |  | Included
1.1.4 | MV Switchgear for STATCOM Unit including bypass switch | Lot | 1 |  | Included
1.1.5 | Charging Resistor | Lot | 1 |  | Included
1.1.6 | Instrument Transformers for STATCOM Unit | Lot | 1 |  | Included
1.1.7 | Bus work for STATCOM Unit | Lot | 1 |  | Included
1.1.8 | Wall Bushings | Lot | 1 |  | Included
1.1.9 | Other misc. item , accessories etc. | Lot | 1 |  | Included
Included
1.2 | Mechanically switched Reactor bank (3-ph) (-125MVAR as per Technical Specification) including all accessories (MSR Branches) (As per Technical Specification) |  |  |  | Included
1.2.1 | Air Core Reactor | Set | 2 |  | Included
1.2.2 | MV Switchgear | Set | 2 |  | Included
1.2.3 | Instrument Transformers | Set | 2 |  | Included
1.2.4 | Bus work for MSR | Set | 2 |  | Included
Included
1.3 | Mechanically switched Capacitor bank(3-ph) (125MVAR as per Technical Specification) including all accessories (MSC Branches) (As per Technical Specification) |  |  |  | Included
1.3.1 | Capacitor Bank | Set | 1 |  | Included
1.3.2 | Series Air core reactor | Set | 1 |  | Included
1.3.3 | MV Switchgear | Set | 1 |  | Included
1.3.4 | Instrument Transformers | Set | 1 |  | Included
1.3.5 | Bus work for MSC | Set | 1 |  | Included
Included
2# | STATCOM STATION as per Option 2 of clause 2.1 of Section Project Technical Specification |  |  |  | Included
Included
2.1 | STATCOM( +425/-300MVAR as per Technical Specification) including Valve, valve base electronics, DC capacitor, series reactor and all accessories |  |  |  | Included
2.1.1 | Valve complete with all accessories for STATCOM Unit | Lot | 1 |  | Included
2.1.2 | Series reactor for STATCOM Unit | Lot | 1 |  | Included
2.1.3 | MV Switchgear for STATCOM Unit | Lot | 1 |  | Included
2.1.4 | MV Switchgear for STATCOM Unit including bypass switch | Lot | 1 |  | Included
2.1.5 | Charging Resistor | Lot | 1 |  | Included
2.1.6 | Instrument Transformers for STATCOM Unit | Lot | 1 |  | Included
2.1.7 | Bus work for STATCOM Unit | Lot | 1 |  | Included
2.1.8 | Wall Bushings | Lot | 1 |  | Included
2.1.9 | Other misc. item , accessories etc. | Lot | 1 |  | Included
Included
2.2 | Mechanically switched Reactor bank (3-ph) (-125MVAR as per Technical Specification) including all accessories (MSR Branches) (As per Technical Specification) |  |  |  | Included
2.2.1 | Air Core Reactor | Set | 2 |  | Included
2.2.2 | MV Switchgear | Set | 2 |  | Included
2.2.3 | Instrument Transformers | Set | 2 |  | Included
2.2.4 | Bus work for MSR | Set | 2 |  | Included
Included
3# | STATCOM STATION as per Option 3 of clause 2.1 of Section Project Technical Specification |  |  |  | Included
Included
3.1 | STATCOM( +300/-425MVAR as per Technical Specification) including Valve, valve base electronics, DC capacitor, series reactor and all accessories |  |  |  | Included
3.1.1 | Valve complete with all accessories for STATCOM Unit | Lot | 1 |  | Included
3.1.2 | Series reactor for STATCOM Unit | Lot | 1 |  | Included
3.1.3 | MV Switchgear for STATCOM Unit | Lot | 1 |  | Included
3.1.4 | MV Switchgear for STATCOM Unit including bypass switch | Lot | 1 |  | Included
3.1.5 | Charging Resistor | Lot | 1 |  | Included
3.1.6 | Instrument Transformers for STATCOM Unit | Lot | 1 |  | Included
3.1.7 | Bus work for STATCOM Unit | Lot | 1 |  | Included
3.1.8 | Wall Bushings | Lot | 1 |  | Included
3.1.9 | Other misc. item , accessories etc. | Lot | 1 |  | Included
Included
3.2 | Mechanically switched Capacitor bank(3-ph) (125MVAR as per Technical Specification) including all accessories (MSC Branches) (As per Technical Specification) |  |  |  | Included
3.2.1 | Capacitor Bank | Set | 1 |  | Included
3.2.2 | Series Air core reactor | Set | 1 |  | Included
3.2.3 | MV Switchgear | Set | 1 |  | Included
3.2.4 | Instrument Transformers | Set | 1 |  | Included
3.2.5 | Bus work for MSC | Set | 1 |  | Included
Included
3.3 | Mechanically switched Reactor bank (3-ph) (-125MVAR as per Technical Specification) including all accessories (MSR Branches) (As per Technical Specification) |  |  |  | Included
3.3.1 | Air Core Reactor | Set | 1 |  | Included
3.3.2 | MV Switchgear | Set | 1 |  | Included
3.3.3 | Instrument Transformers | Set | 1 |  | Included
3.3.4 | Bus work for MSR | Set | 1 |  | Included
Included
4# | STATCOM STATION as per Option 4 of clause 2.1 of Section Project Technical Specification |  |  |  | Included
Included
4.1 | STATCOM( ±425MVAR as per Technical Specification) including Valve, valve base electronics, DC capacitor, series reactor and all accessories |  |  |  | Included
4.1.1 | Valve complete with all accessories for STATCOM Unit | Lot | 1 |  | Included
4.1.2 | Series reactor for STATCOM Unit | Lot | 1 |  | Included
4.1.3 | MV Switchgear for STATCOM Unit | Lot | 1 |  | Included
4.1.4 | MV Switchgear for STATCOM Unit including bypass switch | Lot | 1 |  | Included
4.1.5 | Charging Resistor | Lot | 1 |  | Included
4.1.6 | Instrument Transformers for STATCOM Unit | Lot | 1 |  | Included
4.1.7 | Bus work for STATCOM Unit | Lot | 1 |  | Included
4.1.8 | Wall Bushings | Lot | 1 |  | Included
4.1.9 | Other misc. item , accessories etc. | Lot | 1 |  | Included
Included
4.2 | Mechanically switched Reactor bank (3-ph) (-125MVAR as per Technical Specification) including all accessories (MSR Branches) (As per Technical Specification) |  |  |  | Included
4.2.1 | Air Core Reactor | Set | 1 |  | Included
4.2.2 | MV Switchgear | Set | 1 |  | Included
4.2.3 | Instrument Transformers | Set | 1 |  | Included
4.2.4 | Bus work for MSR | Set | 1 |  | Included
Included
5# | STATCOM STATION as per Option 5 of clause 2.1 of Section Project Technical Specification |  |  |  | Included
Included
5.1 | STATCOM( +425/-550 MVAR as per Technical Specification) including Valve, valve base electronics, DC capacitor, series reactor and all accessories |  |  |  | Included
5.1.1 | Valve complete with all accessories for STATCOM Unit | Lot | 1 |  | Included
5.1.2 | Series reactor for STATCOM Unit | Lot | 1 |  | Included
5.1.3 | MV Switchgear for STATCOM Unit | Lot | 1 |  | Included
5.1.4 | MV Switchgear for STATCOM Unit including bypass switch | Lot | 1 |  | Included
5.1.5 | Charging Resistor | Lot | 1 |  | Included
5.1.6 | Instrument Transformers for STATCOM Unit | Lot | 1 |  | Included
5.1.7 | Bus work for STATCOM Unit | Lot | 1 |  | Included
5.1.8 | Wall Bushings | Lot | 1 |  | Included
5.1.9 | Other misc. item , accessories etc. | Lot | 1 |  | Included
Included
6 | STATCOM Valve cooling system |  |  |  | Included
6.1 | Cooling system pump skid (with UMD) | Lot | 1 |  | Included
6.2 | Water to air Heat Exchanger | Lot | 1 |  | Included
6.3 | Cooling system pipes, valves etc. | Lot | 1 |  | Included
Included
7 | Coupling Transformer Bank |  |  |  | Included
7.1 | Coupling Transformer Single phase unit | Set | 4 |  | Included
7.2 | Insulating oil for above | Set | 4 |  | Included
Included
8 | STATCOM STATION Control, Protection, Monitoring & Automation system (As per Specification) | Lot | 1 |  | Included
Included
9 | Bus work |  |  |  | Included
9.1 | MV Bus work Including Neutral Grounding Transformer (if applicable), Surge Capacitor, Swithgear, Post Insulators, Bus Bar Material, Clamps ,Connectors, Earthing Material etc including all accessories. | Lot | 1 |  | Included
Included
10 | Erection hardware items & other miscellaneous item for STATCOM Station installation (if not covered under any head) | Lot | 1 |  | Included
Included
11 | Lattice & pipe structures for STATCOM Station installations including pack plates/ packwashers and gusset plates, fasteners and foundation bolts. |  |  |  | Included
11.1 | Lattice Strctures | Lot | 1 |  | Included
11.2 | Pipe Structures | Lot | 1 |  | Included
Included
12 | Special Tools and Tackles as per Technical Specification (excluding those covered T&P listed in Section-Project of TS) |  |  |  | Included
i | Custom Tansport Trolley for STATCOM Power Module | Set | 1 |  | Included
ii | Secisor Lift | Set | 1 |  | Included
Included
13 | Special Tools and Tackles as per Technical Specification section project Annexure-III |  |  |  | Included
i | Clip on meter | Set | 1 |  | Included
ii | Thermovision Camera | Set | 1 |  | Included
iii | Capacitance bridge For detecting faulty capacitor units | Set | 1 |  | Included
iv | Micro Ohm Meter for contact resistance measurement | Set | 1 |  | Included
v | Battery Operated 5 KV Insulation Tester | Set | 1 |  | Included
vi | Phase sequence meter | Set | 1 |  | Included
vii | Transformer Winding Resistance Testing Kit | Set | 1 |  | Included
viii | Digital Oscilloscope | Set | 1 |  | Included
ix | Capacitance Inductance and resistance meter | Set | 1 |  | Included
x | Automatic Relay testing unit | Set | 1 |  | Included
xi | Frequency Counter | Set | 1 |  | Included
xii | HARMONIC ANALYSER | Set | 1 |  | Included
xiii | Variac (single phase & three phase) power supply | Set | 1 |  | Included
xiv | Digital Multimeter | Set | 1 |  | Included
xv | Function generator | Set | 1 |  | Included
xvi | CT secondary winding magnetization kit | Set | 1 |  | Included
xvii | Impendence Analyser | Set | 1 |  | Included
xviii | Phase angle meter | Set | 1 |  | Included
xix | Vibration cum noise level meter | Set | 1 |  | Included
xx | Portable Earthing kit | Set | 1 |  | Included
xxi | Earth fault locator for floating dc system. | Set | 1 |  | Included
xxii | Precision Multi-meter | Set | 1 |  | Included
xxiii | Automatic Third Harmonic Resistance Measurement Kit for Gapless Surge Arrestor (LCM Kit) | Set | 1 |  | Included
xxiv | Test Equipment for Semiconductor power module | Set | 1 |  | Included
xxv | Toolkit to replace the Power module of STATCOM Valve | Set | 1 |  | Included
xxvi | Instrument for measuring ground resistance and soil resistivity. | Set | 1 |  | Included
Included
14 | Erection Hardware (400 kV Switchyard upto SF6 to Air Bushing) |  |  |  | Included
14.1 | Insulator strings, Disc Insulators, Hardware, Spacers, conductor(s), bus-bar material, cable trays, Bay MB, clamps, connectors including equipment connectors, junction box, earthwire, earthing material,insulating mat, risers, auxiliary earthmat (excluding main earthmat), pipes for equipment & lighting, all accessories etc. for the following |  |  |  | Included
| Layout Type (400kV I-type) |  |  |  | Included
i) | Coupling Transformer bay | Set | 1 |  | Included
14.2 | Bus Post Insulator including support structures | Nos. | 4 |  | Included
Included
15 | Illumination system |  |  |  | Included
15.1 | Illumination for STATCOM Station installation | Lot | 1 |  | Included
15.2 | Illumination for STATCOM Station buildings | Lot | 1 |  | Included
15.3 | Illumination system for 400kV switchyard extension area | Lot | 1 |  | Included
Included
16 | Electrical station services & auxiliaries systems |  |  |  | Included
16.1 | 415V Main switchboard | Set | 1 |  | Included
16.2 | 415V AC distribution board | Set | 1 |  | Included
16.3 | 220V DC distribution board | Set | 2 |  | Included
16.4 | 220V Battery system | Set | 2 |  | Included
16.5 | 220V Battery charger | Set | 2 |  | Included
16.8 | UPS/UMD for STATCOM Station systems | Set | 1 |  | Included
16.9 | Auxiliary supply system as per technical specification | Set | 1 |  | Included
16.1 | Erection hardware items, Bus post insulators, clamps and Connectors, Structures & other miscellaneous item for LT transformer(s) installation | Set | 1 |  | Included
16.11 | DG Set | Set | 1 |  | Included
Included
17 | LT Cabling along with associated like clamps, glands, lugs and straight joints etc. |  |  |  | Included
a) | 1.1kV Grade Power Cables (PVC/XLPE insulated ) | Set | 1 |  | Included
b) | 1.1kV Grade Control Cable (PVC insulated) | Set | 1 |  | Included
Included
18 | 40 mm MS rod for Earth mat | LS | 1 |  | Included
Included
19 | Mechanical station services & auxiliaries systems |  |  |  | Included
19.1 | Fire protection system |  |  |  | Included
a) | Fire protection system (HVW spray & Hydrant system) for Coupling transformers | Lot | 1 |  | Included
b) | Hydrant system for STATCOM Station including buildings | Lot | 1 |  | Included
c) | Smoke detection system for STATCOM building | Lot | 1 |  | Included
19.2 | Air conditioning & ventilation system |  |  |  | Included
a) | Air conditioning & ventilation system for STATCOM Station Buildings | Lot | 1 |  | Included
19.3 | Castle Key Interlock System for STATCOM Station as per Tech Spec. | Lot | 1 |  | Included
Included
20 | VMS for STATCOM Station | Lot | 1 |  | Included
Included
21 | Mandatory Spares for STATCOM & 400 kV Bay Equipment |  |  |  | Included
I. | STATCOM Valve based on Semiconductor based Power module |  |  |  | Included
a) | “Semiconductor based Power module (sub-module) of Multimodule valve (10% of total population of STATCOM Valves, subject to minimum 20nos) | Set | 1 |  | Included
b) | Gate control units of each type & rating | Set | 5 |  | Included
c) | Optical fiber signal cable to the power module ( each length & type) | Set | 1 |  | Included
d) | Insulators of each type and rating ( each length & type) | Set | 5 |  | Included
e) | Gaskets (Complete replacement for STATCOM Station) | LS | 1 |  | Included
f) | Epoxy bolts/nuts of each type (10% of each type) At least for replacement of 1-phase of STATCOM Branch | LS | 1 |  | Included
II. | Module for Control, Protection, Communication, Annunciation, Alarm, SCADA & Monitoring, Disturbance Recorder including Power Supply Module (of each type and function.) | Set | 1 |  | Included
III. | STATCOM Protection system Relays. |  |  |  | Included
a) | Protection Relay(IED)of each type | Nos. | 2 |  | Included
b) | Bay Control Unit(IED) of each type | Nos. | 2 |  | Included
IV. | 400 kV bay Protection system Spares. |  |  |  | Included
a) | Protection Relay(IED)of each type | Nos. | 1 |  | Included
b) | Bay Control Unit(IED) of each type | Nos. | 1 |  | Included
V. | STATCOM other equipments |  |  |  | Included
a) | Arrestor across Valve module (if applicable) | Nos. | 2 |  | Included
b) | Arrestor across Valve (if applicable) | Nos. | 2 |  | Included
c) | Grounding switch contact kit | Set | 1 |  | Included
d) | Support porcelain of each type | Set | 4 |  | Included
e) | Wall bushing of each type | Set | 1 |  | Included
f) | Bypass Resistor, if applicable | Nos. | 1 |  | Included
g) | Series Air core Reactor (no. of each type & rating) | Set | 1 |  | Included
h) | Control cards, fuses, Semiconductor module etc. for Uninterrupted Power Supply (UPS) | Nos. | 1 |  | Included
VI. | Coupling Transformer |  |  |  | Included
a | 420kV bushing with metal partsand Gaskets | Set | 1 |  | Included
b | MV bushing with metal parts and gaskets | Set | 1 |  | Included
c | Winding temp. indicator with contacts | Nos. | 1 |  | Included
d | Oil temp. indicator with contacts | Nos. | 1 |  | Included
e | Pressure relief device/safety valve | Nos. | 1 |  | Included
f | Magnetic oil level gauge | Nos. | 1 |  | Included
g | Bucholz relay | Nos. | 1 |  | Included
h | Set of gaskets | Set | 1 |  | Included
i | Set of valves | Set | 1 |  | Included
j | Set of pressure gauges | Set | 1 |  | Included
k | Set of pressure switches | Set | 1 |  | Included
l | Set of hydraulic jacks suitable for lifting coupling transformer. | Set | 1 |  | Included
m | Nitrogen sealing equipment | Set | 1 |  | Included
n | Set of magnetic contactor, switches, fuses relays for electric control panel | Set | 1 |  | Included
o | Insulating Oil | Kl | 10 |  | Included
VII | Filter Bank, If applicable |  |  |  | Included
a) | Capacitor cans (10% of Each type and rating subject to minimum 5 units) | Set | 1 |  | Included
b) | Resistor Element (if applicable)10 elements of each type and rating | Set | 1 |  | Included
c) | Reactors of each type and rating | Set | 1 |  | Included
d) | Arrestor of each type and rating | Set | 1 |  | Included
e) | Support Insulator (5 nos. of each type and rating) | Set | 1 |  | Included
VIII. | MSC Bank (if applicable) |  |  |  | Included
a) | Capacitor cans (10% of Each type and rating subject to minimum 5 units) | Set | 1 |  | Included
b) | Series Reactor (Air Core) of Each type and rating | Set | 1 |  | Included
c) | Support Insulator (5 nos. of each type and rating) | Set | 1 |  | Included
IX. | MSR Bank (if applicable) |  |  |  | Included
a) | Aiir core reactor coil complete for 1-phase (one no. of each type & rating) | Set | 1 |  | Included
b) | Support Insulator (5 nos. of each type) | Set | 1 |  | Included
X. | MV AC System |  |  |  | Included
a) | CTs for one phase of each type and rating | Set | 1 |  | Included
b) | Surge arrestor each type and rating | Set | 1 |  | Included
c) | Voltage transformers (single phase) each type and rating | Set | 1 |  | Included
d) | Contact kit for grounding switch each type and rating | Set | 1 |  | Included
e) | Set of contact fingers for isolators for 3 phase each type and rating | Set | 1 |  | Included
f) | Complete 3 phase isolator with operating mechanism each type and rating | Set | 1 |  | Included
i. | Set of Insulator for above (Complete replacement for two isolator (3 ph)) | Set | 2 |  | Included
g) | Set of relays, power contactors& switch fuses for electrical Control ckt. (Complete replacement for one isolator (3 ph)) | Set | 1 |  | Included
h) | Rotary bearing for isolator (Complete replacement for one isolator (3 ph)) | Set | 1 |  | Included
i) | MV Bus support insulators (10 nos. of each type and rating) | Set | 1 |  | Included
j) | Surge Capacitor (if applicable) | Set | 1 |  | Included
k) | One set of Spares consisting of following items for MV Circuit Breaker of each type |  |  |  | Included
i. | One complete Pole of CB including Interrupter, pole column, with operating mechanism and MB but without support structure. | No. | 1 |  | Included
ii. | Rubber gaskets, O rings and seals (complete replacement for one breaker) | No. | 1 |  | Included
iii. | Trip coils with resistor | No. | 2 |  | Included
iv. | Closing coils with resistor | Sets | 1 |  | Included
v. | Molecular filter for SF6 Circuit for 1 Pole of CB( If applicable) | No | 2 |  | Included
vi. | Terminal pads and connectors | Nos | 2 |  | Included
vii. | Relays, power contactors, switch-fuse units, limit switches, push buttons, timers and MCBs etc as applicable | Set | 1 |  | Included
viii. | Pressure switches, if applicable | Set | 1 |  | Included
ix. | Auxiliary Switch Assembly | Set | 1 |  | Included
x. | Controlled switching device | No. | 1 |  | Included
XI. | Valve Cooling System : |  |  |  | Included
a) | Fine Water Pump complete with Motor of each type | Set | 1 |  | Included
b) | Resin (For one complete replacement of STATCOM Station) | Set | 1 |  | Included
c) | Pump with motor except covered under serial no. a) above of each type and rating | Set | 1 |  | Included
d) | Flex Pipes for complete replacement of STATCOM Station | Set | 1 |  | Included
e) | Gaskets and “O” Ring of each type | Set | 1 |  | Included
f) | Fan unit of Water to air heat exchanger | Nos. | 2 |  | Included
g) | Set of Contactor, MCB, fuses,Control Card, Batteries etc for UMD/UPS (of each type & rating) | Set | 1 |  | Included
XII. | AIR CONDITIONING & VENTILATION SYSTEM |  |  |  | Included
a) | AC Unit of each type and rating | Nos. | 1 |  | Included
b) | Ventilation system motor of each type and rating | Set | 1 |  | Included
XIII. | UPS |  |  |  | Included
a) | Set of Control Cards | Set | 1 |  | Included
b) | Set of fuses & Switches | Set | 1 |  | Included
c) | Spare Battery cell | Nos. | 2 |  | Included
XIV. | Clamps and connectors of each type and rating | Set | 1 |  | Included
XV. | 400 kV IVT-1 phase | Nos. | 1 |  | Included
XVI. | Power PT along with accessories for complete replacement in one phase (if Applicable) | Nos. | 1 |  | Included
# Marked Quantities | Bidders must fill only 1 of the 5 options. Bidders shall not fill more than 1 option. |  |  |  | Included
Included
Part-B | MAIN 400kV Switchyard Equipments/ systems (POWERGRID ASSESED QUANTITIES) |  |  |  | Included
1 | 400kV Potential Transformer (Single Phase) | No. | 4 |  | Included
Included
2 | Surge Arrester (Gapless-336kV) (1-phase) | Nos. | 4 |  | Included
Included
3 | 420kV, 3000A/3150, 63kA, Single phase, SF6 Gas Insulated Bus Duct (GIB) outsideGIS Hall along with associated support structure | Mtr. | 60 |  | Included
Included
4 | 420kV, SF6 to Air Bushing alongwithassociated support structure for 3150A,63 kA for 1 sec. Single Phase | Nos. | 4 |  | Included
Included
4.1 | 420kV, 3150 A, 63 kA, SF6 GIS Auxiliary Bus module Extension for Spare ICT connection (For 400kV side of 765/400kV ICT) as per Section-Project, Technical specification | Set | 1 |  | Included
Included
5 | Substation automation system |  |  |  | Included
5.1 | Interfacing of Relays with SAS as per TS | Set | 1 |  | Included
Included
6 | Controlled switching device for 420kV, 3-Ph Circuit Breaker | Nos. | 2 |  | Included
Included
7 | Structure |  |  |  | Included
a | Fabrication, galvanising and supply of Lattice Structures (MS Steel), to be designed during detailed engineering, for towers, beams and equipment support structure including pack plates/ packwashers and gusset plates excluding fastners and foundation bolts. | MT | 38 |  | Included
b | Fabrication, galvanising and supply of fastners (nuts, bolts and washers), including step bolts for lattice and pipe structures to be designed during detailed engineering | MT | 2 |  | Included
c | Fabrication, galvanising and supply of foundtion bolts including nuts, check nut and wshers for lattice and pipe structures to be designed during detailed engineering | MT | 3 |  | Included
Included
8 | Electrical auxiliaries supply systems (from existing ICT Tertiary) |  |  |  | Included
8.1 | Auxiliary Service transformer 33 kV / 433 V; XXX kVA | Nos. | 1 |  | Included
8.2 | 66kV Circuit breaker (3-Phase) including support structure | Nos. | 1 |  | Included
8.3 | 66kV Isolator without earth switch (3-phase) | Nos. | 1 |  | Included
8.4 | 66kV Current transformer (1-phase) | Nos. | 3 |  | Included
8.5 | 66kV Potential transformer (1-phase) | Nos. | 3 |  | Included
8.6 | 72.5kV BPI | Nos. | 9 |  | Included
8.7 | Erection hardware (Al tube, clamps, spacers, connectors, earthing material risers, auxiliary earthmat, buried cable trenches/pipes, BPIs all accessories etc for extension of 52kV teritary bus of 765/400/33kV autotransformer) | Set | 1 |  | Included
Included
9 | PMU |  |  |  | Included
9.1 | PMU with GPS Clock (clock can be either internal or external) | EA | 1 |  | Included
9.2 | WAMS Hardware - Time System (GPS receiver) | EA | 1 |  | Included
9.3 | SUBSTATION GRADE LAYER 2 LAN SWITCH | EA | 1 |  | Included
9.4 | SUBSTATION GRADE LAYER 3 LAN SWITCH | EA | 1 |  | Included
9.5 | WAMS Miscellaneous - Armored Fibre Optic Cable and associated termination (e.g. L2 Switch) for connecting PMU panels located | EA | 1 |  | Included
9.6 | LIU - FO PATCH PANEL-12 PORT | EA | 2 |  | Included
[5 empty] | 0 | #REF!
# | Bidders to note that the item description under various schedules are through unique material ID for respective items under SAP ERP System and therefore, identical item description appears in schedule-1(Ex-works) & schedule-2(F&I). However, the prices to be quoted in Price Schedule-2(F&I) shall be towards Local Transportation, Insurance and other Incidental Services only in line with clause ITB 11.4(b).
Date: | --
Place: |  |  | Printed Name :
Designation :
Click for Sch-3

## Sch-3
Specification No: CC/T/W-STAT/DOM/A06/24/14931 | [9 empty] | Schedule - 3
STATCOM Package - ST-01T for (a) STATCOM Station at Khavda Pooling Station 1 (KPS1) and (b) STATCOM Station at Khavda Pooling Station 3 (KPS3) associated with “Provision of Dynamic Reactive Compensation at Khavda Pooling Station 1 (KPS1) and Khavda Pooling Station 3 (KPS3)" | [14 empty] | As per Lum-sum |  | 0%
(SCHEDULE OF RATES AND PRICES ) | [14 empty] | AS per Percent |  | #REF!
[15 empty] | As per lum-sum on Sch-3 |  | 0%
Bidder’s Name and Address (Sole Bidder) : | [6 empty] | To: | [7 empty] | As per Percent on Sch-3 |  | #REF!
[7 empty] | Contracts Services, 3rd Floor | [7 empty] | Total Discount |  | #REF!
Name : | [6 empty] | Power Grid Corporation of India Ltd.,
Address : | [6 empty] | "Saudamini", Plot No.-2
[7 empty] | Sector-29, | [7 empty] | Multipackage lum-sum |  | #REF!
Gurugram (Haryana) - 122001
Installation Charges : | [15 empty] | Amount after Discount (Rs.) |  | Dis Alert | Amount after MPD (Rs.)
All Prices are in Indian Rupees.
SI. No. | Description | Service Code | SAC (Service Accounting Codes) | Whether SAC in column '8’ is confirmed. If not indicate applicable the SAC * | Rate of GST applicable ( in %) | Whether rate of GST in column ‘4’ is confirmed. If not indicate applicable rate of GST * | Unit | Quantity | Unit Erection Charges | Total Erection Charges | Total GST as confirmed by Bidder |  |  |  |  | Unit Erection Charges | Total Erection Charges |  | Unit Erection Charges | Total Erection Charges
1 | 2 | 3 | 4 | 5 | 6 | 7 | 8 | 9 | 10 | 11 = 9 x 10 | 12 |  |  |  |  | 5 | 6 = 4 x 5 |  | 5 | 6 = 4 x 5
I | Communication Equipment For Ladakh | [10 empty] | 0 | 0 | 0 |  | Amount after Discount (Rs.) |  | Dis Alert | Amount after MPD (Rs.)
I | STATCOM at 400kV Bus Section-I of 765/400kV KPS-1 S/S | [10 empty] | 0 | 0 | 0
Part-A | MAIN ITEMS (As per Technical Specification) (VENDOR ASSESED QUANTITIES) | [10 empty] | 0 | 0 | 0
# | BIDDERS MUST QUOTE ONLY IN 01 (ONE) OUT OF THE 5 (FIVE) STATCOM OPTIONS IN LINE WITH OPTION CHOSEN IN SCHEDULE-1A OR SCHEDULE 1B. BIDDERS SHALL NOT QUOTE IN MORE THAN 01 (ONE) OPTION. | [10 empty] | 0 | 0 | 0
1# | STATCOM STATION as per Option 1 of clause 2.1 of Section Project Technical Specification | [10 empty] | 0 | 0 | 0
1.1 | STATCOM( ±300MVAR as per Technical Specification) including Valve, valve base electronics, DC capacitor, series reactor and all accessories | [10 empty] | 0 | 0 | 0
1.1.1 | Valve complete with all accessories for STATCOM Unit |  | 998736 |  | 18 |  | Lot | 1 |  | Included | 0 | 0 | 0 | 0
1.1.2 | Series reactor for STATCOM Unit |  | 998736 |  | 18 |  | Lot | 1 |  | Included | 0 | 0 | 0 | 0
1.1.3 | MV Switchgear for STATCOM Unit |  | 998736 |  | 18 |  | Lot | 1 |  | Included | 0 | 0 | 0 | 0
1.1.4 | MV Switchgear for STATCOM Unit including bypass switch |  | 998736 |  | 18 |  | Lot | 1 |  | Included | 0 | 0 | 0 | 0
1.1.5 | Charging Resistor |  | 998736 |  | 18 |  | Lot | 1 |  | Included | 0 | 0 | 0 | 0
1.1.6 | Instrument Transformers for STATCOM Unit |  | 998736 |  | 18 |  | Lot | 1 |  | Included | 0 | 0 | 0 | 0
1.1.7 | Bus work for STATCOM Unit |  | 998736 |  | 18 |  | Lot | 1 |  | Included | 0 | 0 | 0 | 0
1.1.8 | Wall Bushings |  | 998736 |  | 18 |  | Lot | 1 |  | Included | 0 | 0 | 0 | 0
1.1.9 | Other misc. item , accessories etc. |  | 998736 |  | 18 |  | Lot | 1 |  | Included | 0 | 0 | 0 | 0
[10 empty] | Included | 0 | 0 | 0 | 0
1.2 | Mechanically switched Reactor bank (3-ph) (-125MVAR as per Technical Specification) including all accessories (MSR Branches) (As per Technical Specification) | [8 empty] | Included | 0 | 0 | 0 | 0
1.2.1 | Air Core Reactor |  | 998736 |  | 18 |  | Set | 2 |  | Included | 0 | 0 | 0 | 0
1.2.2 | MV Switchgear |  | 998736 |  | 18 |  | Set | 2 |  | Included | 0 | 0 | 0 | 0
1.2.3 | Instrument Transformers |  | 998736 |  | 18 |  | Set | 2 |  | Included | 0 | 0 | 0 | 0
1.2.4 | Bus work for MSR |  | 998736 |  | 18 |  | Set | 2 |  | Included | 0 | 0 | 0 | 0
[10 empty] | Included | 0 | 0 | 0 | 0
1.3 | Mechanically switched Capacitor bank(3-ph) (125MVAR as per Technical Specification) including all accessories (MSC Branches) (As per Technical Specification) | [8 empty] | Included | 0 | 0 | 0 | 0
1.3.1 | Capacitor Bank |  | 998736 |  | 18 |  | Set | 1 |  | Included | 0 | 0 | 0 | 0
1.3.2 | Series Air core reactor |  | 998736 |  | 18 |  | Set | 1 |  | Included | 0 | 0 | 0 | 0
1.3.3 | MV Switchgear |  | 998736 |  | 18 |  | Set | 1 |  | Included | 0 | 0 | 0 | 0
1.3.4 | Instrument Transformers |  | 998736 |  | 18 |  | Set | 1 |  | Included | 0 | 0 | 0 | 0
1.3.5 | Bus work for MSC |  | 998736 |  | 18 |  | Set | 1 |  | Included | 0 | 0 | 0 | 0
[10 empty] | Included | 0 | 0 | 0 | 0
2# | STATCOM STATION as per Option 2 of clause 2.1 of Section Project Technical Specification | [8 empty] | Included | 0 | 0 | 0 | 0
2.1 | STATCOM( +425/-300MVAR as per Technical Specification) including Valve, valve base electronics, DC capacitor, series reactor and all accessories | [8 empty] | Included | 0 | 0 | 0 | 0
2.1.1 | Valve complete with all accessories for STATCOM Unit |  | 998736 |  | 18 |  | Lot | 1 |  | Included | 0 | 0 | 0 | 0
2.1.2 | Series reactor for STATCOM Unit |  | 998736 |  | 18 |  | Lot | 1 |  | Included | 0 | 0 | 0 | 0
2.1.3 | MV Switchgear for STATCOM Unit |  | 998736 |  | 18 |  | Lot | 1 |  | Included | 0 | 0 | 0 | 0
2.1.4 | MV Switchgear for STATCOM Unit including bypass switch |  | 998736 |  | 18 |  | Lot | 1 |  | Included | 0 | 0 | 0 | 0
2.1.5 | Charging Resistor |  | 998736 |  | 18 |  | Lot | 1 |  | Included | 0 | 0 | 0 | 0
2.1.6 | Instrument Transformers for STATCOM Unit |  | 998736 |  | 18 |  | Lot | 1 |  | Included | 0 | 0 | 0 | 0
2.1.7 | Bus work for STATCOM Unit |  | 998736 |  | 18 |  | Lot | 1 |  | Included | 0 | 0 | 0 | 0
2.1.8 | Wall Bushings |  | 998736 |  | 18 |  | Lot | 1 |  | Included | 0 | 0 | 0 | 0
2.1.9 | Other misc. item , accessories etc. |  | 998736 |  | 18 |  | Lot | 1 |  | Included | 0 | 0 | 0 | 0
[10 empty] | Included | 0 | 0 | 0 | 0
2.2 | Mechanically switched Reactor bank (3-ph) (-125MVAR as per Technical Specification) including all accessories (MSR Branches) (As per Technical Specification) | [8 empty] | Included | 0 | 0 | 0 | 0
2.2.1 | Air Core Reactor |  | 998736 |  | 18 |  | Set | 2 |  | Included | 0 | 0 | 0 | 0
2.2.2 | MV Switchgear |  | 998736 |  | 18 |  | Set | 2 |  | Included | 0 | 0 | 0 | 0
2.2.3 | Instrument Transformers |  | 998736 |  | 18 |  | Set | 2 |  | Included | 0 | 0 | 0 | 0
2.2.4 | Bus work for MSR |  | 998736 |  | 18 |  | Set | 2 |  | Included | 0 | 0 | 0 | 0
[10 empty] | Included | 0 | 0 | 0 | 0
3# | STATCOM STATION as per Option 3 of clause 2.1 of Section Project Technical Specification | [8 empty] | Included | 0 | 0 | 0 | 0
3.1 | STATCOM( +300/-425MVAR as per Technical Specification) including Valve, valve base electronics, DC capacitor, series reactor and all accessories | [8 empty] | Included | 0 | 0 | 0 | 0
3.1.1 | Valve complete with all accessories for STATCOM Unit |  | 998736 |  | 18 |  | Lot | 1 |  | Included | 0 | 0 | 0 | 0
3.1.2 | Series reactor for STATCOM Unit |  | 998736 |  | 18 |  | Lot | 1 |  | Included | 0 | 0 | 0 | 0
3.1.3 | MV Switchgear for STATCOM Unit |  | 998736 |  | 18 |  | Lot | 1 |  | Included | 0 | 0 | 0 | 0
3.1.4 | MV Switchgear for STATCOM Unit including bypass switch |  | 998736 |  | 18 |  | Lot | 1 |  | Included | 0 | 0 | 0 | 0
3.1.5 | Charging Resistor |  | 998736 |  | 18 |  | Lot | 1 |  | Included | 0 | 0 | 0 | 0
3.1.6 | Instrument Transformers for STATCOM Unit |  | 998736 |  | 18 |  | Lot | 1 |  | Included | 0 | 0 | 0 | 0
3.1.7 | Bus work for STATCOM Unit |  | 998736 |  | 18 |  | Lot | 1 |  | Included | 0 | 0 | 0 | 0
3.1.8 | Wall Bushings |  | 998736 |  | 18 |  | Lot | 1 |  | Included | 0 | 0 | 0 | 0
3.1.9 | Other misc. item , accessories etc. |  | 998736 |  | 18 |  | Lot | 1 |  | Included | 0 | 0 | 0 | 0
[10 empty] | Included | 0 | 0 | 0 | 0
3.2 | Mechanically switched Capacitor bank(3-ph) (125MVAR as per Technical Specification) including all accessories (MSC Branches) (As per Technical Specification) | [8 empty] | Included | 0 | 0 | 0 | 0
3.2.1 | Capacitor Bank |  | 998736 |  | 18 |  | Set | 1 |  | Included | 0 | 0 | 0 | 0
3.2.2 | Series Air core reactor |  | 998736 |  | 18 |  | Set | 1 |  | Included | 0 | 0 | 0 | 0
3.2.3 | MV Switchgear |  | 998736 |  | 18 |  | Set | 1 |  | Included | 0 | 0 | 0 | 0
3.2.4 | Instrument Transformers |  | 998736 |  | 18 |  | Set | 1 |  | Included | 0 | 0 | 0 | 0
3.2.5 | Bus work for MSC |  | 998736 |  | 18 |  | Set | 1 |  | Included | 0 | 0 | 0 | 0
[10 empty] | Included | 0 | 0 | 0 | 0
3.3 | Mechanically switched Reactor bank (3-ph) (-125MVAR as per Technical Specification) including all accessories (MSR Branches) (As per Technical Specification) | [8 empty] | Included | 0 | 0 | 0 | 0
3.3.1 | Air Core Reactor |  | 998736 |  | 18 |  | Set | 1 |  | Included | 0 | 0 | 0 | 0
3.3.2 | MV Switchgear |  | 998736 |  | 18 |  | Set | 1 |  | Included | 0 | 0 | 0 | 0
3.3.3 | Instrument Transformers |  | 998736 |  | 18 |  | Set | 1 |  | Included | 0 | 0 | 0 | 0
3.3.4 | Bus work for MSR |  | 998736 |  | 18 |  | Set | 1 |  | Included | 0 | 0 | 0 | 0
[10 empty] | Included | 0 | 0 | 0 | 0
4# | STATCOM STATION as per Option 4 of clause 2.1 of Section Project Technical Specification | [8 empty] | Included | 0 | 0 | 0 | 0
4.1 | STATCOM( ±425MVAR as per Technical Specification) including Valve, valve base electronics, DC capacitor, series reactor and all accessories | [8 empty] | Included | 0 | 0 | 0 | 0
4.1.1 | Valve complete with all accessories for STATCOM Unit |  | 998736 |  | 18 |  | Lot | 1 |  | Included | 0 | 0 | 0 | 0
4.1.2 | Series reactor for STATCOM Unit |  | 998736 |  | 18 |  | Lot | 1 |  | Included | 0 | 0 | 0 | 0
4.1.3 | MV Switchgear for STATCOM Unit |  | 998736 |  | 18 |  | Lot | 1 |  | Included | 0 | 0 | 0 | 0
4.1.4 | MV Switchgear for STATCOM Unit including bypass switch |  | 998736 |  | 18 |  | Lot | 1 |  | Included | 0 | 0 | 0 | 0
4.1.5 | Charging Resistor |  | 998736 |  | 18 |  | Lot | 1 |  | Included | 0 | 0 | 0 | 0
4.1.6 | Instrument Transformers for STATCOM Unit |  | 998736 |  | 18 |  | Lot | 1 |  | Included | 0 | 0 | 0 | 0
4.1.7 | Bus work for STATCOM Unit |  | 998736 |  | 18 |  | Lot | 1 |  | Included | 0 | 0 | 0 | 0
4.1.8 | Wall Bushings |  | 998736 |  | 18 |  | Lot | 1 |  | Included | 0 | 0 | 0 | 0
4.1.9 | Other misc. item , accessories etc. |  | 998736 |  | 18 |  | Lot | 1 |  | Included | 0 | 0 | 0 | 0
[10 empty] | Included | 0 | 0 | 0 | 0
4.2 | Mechanically switched Reactor bank (3-ph) (-125MVAR as per Technical Specification) including all accessories (MSR Branches) (As per Technical Specification) | [8 empty] | Included | 0 | 0 | 0 | 0
4.2.1 | Air Core Reactor |  | 998736 |  | 18 |  | Set | 1 |  | Included | 0 | 0 | 0 | 0
4.2.2 | MV Switchgear |  | 998736 |  | 18 |  | Set | 1 |  | Included | 0 | 0 | 0 | 0
4.2.3 | Instrument Transformers |  | 998736 |  | 18 |  | Set | 1 |  | Included | 0 | 0 | 0 | 0
4.2.4 | Bus work for MSR |  | 998736 |  | 18 |  | Set | 1 |  | Included | 0 | 0 | 0 | 0
[10 empty] | Included | 0 | 0 | 0 | 0
5# | STATCOM STATION as per Option 5 of clause 2.1 of Section Project Technical Specification | [8 empty] | Included | 0 | 0 | 0 | 0
5.1 | STATCOM( +425/-550 MVAR as per Technical Specification) including Valve, valve base electronics, DC capacitor, series reactor and all accessories | [8 empty] | Included | 0 | 0 | 0 | 0
5.1.1 | Valve complete with all accessories for STATCOM Unit |  | 998736 |  | 18 |  | Lot | 1 |  | Included | 0 | 0 | 0 | 0
5.1.2 | Series reactor for STATCOM Unit |  | 998736 |  | 18 |  | Lot | 1 |  | Included | 0 | 0 | 0 | 0
5.1.3 | MV Switchgear for STATCOM Unit |  | 998736 |  | 18 |  | Lot | 1 |  | Included | 0 | 0 | 0 | 0
5.1.4 | MV Switchgear for STATCOM Unit including bypass switch |  | 998736 |  | 18 |  | Lot | 1 |  | Included | 0 | 0 | 0 | 0
5.1.5 | Charging Resistor |  | 998736 |  | 18 |  | Lot | 1 |  | Included | 0 | 0 | 0 | 0
5.1.6 | Instrument Transformers for STATCOM Unit |  | 998736 |  | 18 |  | Lot | 1 |  | Included | 0 | 0 | 0 | 0
5.1.7 | Bus work for STATCOM Unit |  | 998736 |  | 18 |  | Lot | 1 |  | Included | 0 | 0 | 0 | 0
5.1.8 | Wall Bushings |  | 998736 |  | 18 |  | Lot | 1 |  | Included | 0 | 0 | 0 | 0
5.1.9 | Other misc. item , accessories etc. |  | 998736 |  | 18 |  | Lot | 1 |  | Included | 0 | 0 | 0 | 0
[10 empty] | Included | 0 | 0 | 0 | 0
6 | STATCOM Valve cooling system | [8 empty] | Included | 0 | 0 | 0 | 0
6.1 | Cooling system pump skid (with UMD) |  | 998736 |  | 18 |  | Lot | 1 |  | Included | 0 | 0 | 0 | 0
6.2 | Water to air Heat Exchanger |  | 998736 |  | 18 |  | Lot | 1 |  | Included | 0 | 0 | 0 | 0
6.3 | Cooling system pipes, valves etc. |  | 998736 |  | 18 |  | Lot | 1 |  | Included | 0 | 0 | 0 | 0
[10 empty] | Included | 0 | 0 | 0 | 0
7 | Coupling Transformer Bank | [8 empty] | Included | 0 | 0 | 0 | 0
7.1 | Coupling Transformer Single phase unit |  | 998736 |  | 18 |  | Set | 4 |  | Included | 0 | 0 | 0 | 0
7.2 | Insulating oil for above |  | 998736 |  | 18 |  | Set | 4 |  | Included | 0 | 0 | 0 | 0
[10 empty] | Included | 0 | 0 | 0 | 0
8 | STATCOM STATION Control, Protection, Monitoring & Automation system (As per Specification) |  | 998736 |  | 18 |  | Lot | 1 |  | Included | 0 | 0 | 0 | 0
[10 empty] | Included | 0 | 0 | 0 | 0
9 | Bus work | [8 empty] | Included | 0 | 0 | 0 | 0
9.1 | MV Bus work Including Neutral Grounding Transformer (if applicable), Surge Capacitor, Swithgear, Post Insulators, Bus Bar Material, Clamps ,Connectors, Earthing Material etc including all accessories. |  | 998736 |  | 18 |  | Lot | 1 |  | Included | 0 | 0 | 0 | 0
[10 empty] | Included | 0 | 0 | 0 | 0
10 | Erection hardware items & other miscellaneous item for STATCOM Station installation (if not covered under any head) |  | 998736 |  | 18 |  | Lot | 1 |  | Included | 0 | 0 | 0 | 0
[10 empty] | Included | 0 | 0 | 0 | 0
11 | Lattice & pipe structures for STATCOM Station installations including pack plates/ packwashers and gusset plates, fasteners and foundation bolts. | [8 empty] | Included | 0 | 0 | 0 | 0
11.1 | Lattice Strctures |  | 998736 |  | 18 |  | Lot | 1 |  | Included | 0 | 0 | 0 | 0
11.2 | Pipe Structures |  | 998736 |  | 18 |  | Lot | 1 |  | Included | 0 | 0 | 0 | 0
[10 empty] | Included | 0 | 0 | 0 | 0
12 | Erection Hardware (400 kV Switchyard upto SF6 to Air Bushing) | [8 empty] | Included | 0 | 0 | 0 | 0
12.1 | Insulator strings, Disc Insulators, Hardware, Spacers, conductor(s), bus-bar material, cable trays, Bay MB, clamps, connectors including equipment connectors, junction box, earthwire, earthing material,insulating mat, risers, auxiliary earthmat (excluding main earthmat), pipes for equipment & lighting, all accessories etc. for the following | [8 empty] | Included | 0 | 0 | 0 | 0
| Layout Type (400kV I-type) | [8 empty] | Included | 0 | 0 | 0 | 0
i) | Coupling Transformer bay |  | 998736 |  | 18 |  | Set | 1 |  | Included | 0 | 0 | 0 | 0
12.2 | Bus Post Insulator including support structures |  | 998736 |  | 18 |  | Nos. | 4 |  | Included | 0 | 0 | 0 | 0
[10 empty] | Included | 0 | 0 | 0 | 0
13 | Illumination system | [8 empty] | Included | 0 | 0 | 0 | 0
13.1 | Illumination for STATCOM Station installation |  | 998736 |  | 18 |  | Lot | 1 |  | Included | 0 | 0 | 0 | 0
13.2 | Illumination for STATCOM Station buildings |  | 998736 |  | 18 |  | Lot | 1 |  | Included | 0 | 0 | 0 | 0
13.3 | Illumination system for 400kV switchyard extension area |  | 998736 |  | 18 |  | Lot | 1 |  | Included | 0 | 0 | 0 | 0
13.4 | Illumination system for 400kV GIS Hall Extension |  | 998736 |  | 18 |  | Lot | 1 |  | Included | 0 | 0 | 0 | 0
[10 empty] | Included | 0 | 0 | 0 | 0
14 | Electrical station services & auxiliaries systems | [8 empty] | Included | 0 | 0 | 0 | 0
14.1 | 415V Main switchboard |  | 998736 |  | 18 |  | Set | 1 |  | Included | 0 | 0 | 0 | 0
14.2 | 415V AC distribution board |  | 998736 |  | 18 |  | Set | 1 |  | Included | 0 | 0 | 0 | 0
14.3 | 220V DC distribution board |  | 998736 |  | 18 |  | Set | 2 |  | Included | 0 | 0 | 0 | 0
14.4 | 220V Battery system |  | 998736 |  | 18 |  | Set | 2 |  | Included | 0 | 0 | 0 | 0
14.5 | 220V Battery charger |  | 998736 |  | 18 |  | Set | 2 |  | Included | 0 | 0 | 0 | 0
14.8 | UPS/UMD for STATCOM Station systems |  | 998736 |  | 18 |  | Set | 1 |  | Included | 0 | 0 | 0 | 0
14.9 | Auxiliary supply system as per technical specification |  | 998736 |  | 18 |  | Set | 1 |  | Included | 0 | 0 | 0 | 0
14.1 | Erection hardware items, Bus post insulators, clamps and Connectors, Structures & other miscellaneous item for LT transformer(s) installation |  | 998736 |  | 18 |  | Set | 1 |  | Included | 0 | 0 | 0 | 0
14.11 | DG Set |  | 998736 |  | 18 |  | Set | 1 |  | Included | 0 | 0 | 0 | 0
[10 empty] | Included | 0 | 0 | 0 | 0
15 | LT Cabling along with associated like clamps, glands, lugs and straight joints etc. | [8 empty] | Included | 0 | 0 | 0 | 0
a) | 1.1kV Grade Power Cables (PVC/XLPE insulated ) |  | 998736 |  | 18 |  | Set | 1 |  | Included | 0 | 0 | 0 | 0
b) | 1.1kV Grade Control Cable (PVC insulated) |  | 998736 |  | 18 |  | Set | 1 |  | Included | 0 | 0 | 0 | 0
[10 empty] | Included | 0 | 0 | 0 | 0
16 | 40 mm MS rod for Earth mat |  | 998736 |  | 18 |  | LS | 1 |  | Included | 0 | 0 | 0 | 0
[10 empty] | Included | 0 | 0 | 0 | 0
17 | Mechanical station services & auxiliaries systems | [8 empty] | Included | 0 | 0 | 0 | 0
17.1 | Fire protection system | [8 empty] | Included | 0 | 0 | 0 | 0
a) | Fire protection system (HVW spray & Hydrant system) for Coupling transformers |  | 998736 |  | 18 |  | Lot | 1 |  | Included | 0 | 0 | 0 | 0
b) | Hydrant system for STATCOM Station including buildings |  | 998736 |  | 18 |  | Lot | 1 |  | Included | 0 | 0 | 0 | 0
c) | Smoke detection system for STATCOM building |  | 998736 |  | 18 |  | Lot | 1 |  | Included | 0 | 0 | 0 | 0
d) | Smoke detection system for GIS Hall EXTENSION |  | 998736 |  | 18 |  | Lot | 1 |  | Included | 0 | 0 | 0 | 0
[10 empty] | Included | 0 | 0 | 0 | 0
17.2 | Air conditioning & ventilation system | [8 empty] | Included | 0 | 0 | 0 | 0
a) | Air conditioning & ventilation system for STATCOM Station Buildings |  | 998736 |  | 18 |  | Lot | 1 |  | Included | 0 | 0 | 0 | 0
b) | Air conditioning for LCR Room in GIS Hall extesnion |  | 998736 |  | 18 |  | Lot | 1 |  | Included | 0 | 0 | 0 | 0
c) | ventilation system for GIS HALL Extesnion |  | 998736 |  | 18 |  | Lot | 1 |  | Included | 0 | 0 | 0 | 0
[10 empty] | Included | 0 | 0 | 0 | 0
17.3 | Castle Key Interlock System for STATCOM Station as per Tech Spec. |  | 998736 |  | 18 |  | Lot | 1 |  | Included | 0 | 0 | 0 | 0
[10 empty] | Included | 0 | 0 | 0 | 0
18 | VMS for STATCOM Station & GIS Hall Extension |  | 998736 |  | 18 |  | Lot | 1 |  | Included | 0 | 0 | 0 | 0
[10 empty] | Included | 0 | 0 | 0 | 0
19 | Civil Works (AS PER CONTRACTOR DRAWING) | [8 empty] | Included | 0 | 0 | 0 | 0
| The rates shall be inclusive of designs, drawings, engineering, civil works/steel works including excavation in all type soils, PCC, RCC, Reinforcement, structural steel, internal and external cable trenches, internal and external finishes, floorings, doors & windows, electrical conduit, etc. complete in all respects as per requirement of technical specification and tender documents (excluding ground improvement using stone columns). Walkways, rail, foundation bolts, crane, internal and external water supply, drains, sewerage system, soak pit & septic tank etc. if any required for completion of work shall also be included in the rates. Nothing extra shall be payable on this account. | [8 empty] | Included | 0 | 0 | 0 | 0
19.1 | STATCOM Buildings |  | 995414 |  | 18 |  | LS | 1 |  | Included | 0 | 0 | 0 | 0
19.2 | Coupling transformers including rail track, fire barrier wall, jacking pad etc |  | 995454 |  | 18 |  | Lot | 1 |  | Included | 0 | 0 | 0 | 0
19.3 | Mechanically switched Reactor Branches |  | 995454 |  | 18 |  | Lot | 1 |  | Included | 0 | 0 | 0 | 0
19.4 | Mechanically switched Capacitor Branches |  | 995454 |  | 18 |  | Lot | 1 |  | Included | 0 | 0 | 0 | 0
19.5 | STATCOM Station yard equipments |  | 995454 |  | 18 |  | Lot | 1 |  | Included | 0 | 0 | 0 | 0
19.6 | Supplying and laying of HDPE pipe including Pull pits for outdoor cable laying, as per Technical Specifications. |  | 995454 |  | 18 |  | Lot | 1 |  | Included | 0 | 0 | 0 | 0
19.7 | Drains in the proposed area of STATCOM, using standard sections of POWERGRID including connecting, dismantling and re routing of existing drains if required. |  | 995454 |  | 18 |  | Lot | 1 |  | Included | 0 | 0 | 0 | 0
19.8 | Other STATCOM Station associated auxiliary systems |  | 995451 |  | 18 |  | Lot | 1 |  | Included | 0 | 0 | 0 | 0
19.9 | XX/0.415kV LT transformer and all other XX kV equipment and BPI foundations |  | 995451 |  | 18 |  | Lot | 1 |  | Included | 0 | 0 | 0 | 0
19.1 | DG set foundation |  | 995451 |  | 18 |  | Lot | 1 |  | Included | 0 | 0 | 0 | 0
19.11 | Bitumen roads (3.75m wide) including all crossings for STATCOM station yard using POWERGRID standard sections and rerouting of existing roads and culverts if required |  | 995421 |  | 18 |  | Lot | 1 |  | Included | 0 | 0 | 0 | 0
19.12 | Stone filling (40 mm size) for transformer/reactor foundation |  | 995428 |  | 18 |  | Lot | 1 |  | Included | 0 | 0 | 0 | 0
19.13 | Stone spreading for STATCOM station yard and Anti weed Treatment |  | 995428 |  | 18 |  | Lot | 1 |  | Included | 0 | 0 | 0 | 0
19.14 | Electrified New Chain link fencing including gate in the STATCOM area including dismantling, re erection, re routing of the existing fence if required |  | 995477 |  | 18 |  | Lot | 1 |  | Included | 0 | 0 | 0 | 0
19.15 | New Chain link fencing including gate in the STATCOM area including dismantling, re erection, re routing of the existing fence if required |  | 995477 |  | 18 |  | Lot | 1 |  | Included | 0 | 0 | 0 | 0
[10 empty] | Included | 0 | 0 | 0 | 0
# Marked Quantities | Bidders must fill only 1 of the 5 options. Bidders shall not fill more than 1 option. | [8 empty] | Included | 0 | 0 | 0 | 0
[10 empty] | Included | 0 | 0 | 0 | 0
Part-B | MAIN 400kV Switchyard Equipments/ systems (POWERGRID ASSESED QUANTITIES) | [8 empty] | Included | 0 | 0 | 0 | 0
1 | 400kV Potential Transformer (Single Phase) |  | 998736 |  | 18 |  | No. | 4 |  | Included | 0 | 0 | 0 | 0
[10 empty] | Included | 0 | 0 | 0 | 0
2 | Surge Arrester (Gapless-336kV) (1-phase) |  | 998736 |  | 18 |  | Nos. | 4 |  | Included | 0 | 0 | 0 | 0
[10 empty] | Included | 0 | 0 | 0 | 0
3 | 420kV, 3000A/3150, 63kA, Single phase, SF6 Gas Insulated Bus Duct (GIB) outsideGIS Hall along with associated support structure |  | 998736 |  | 18 |  | Mtr. | 400 |  | Included | 0 | 0 | 0 | 0
[10 empty] | Included | 0 | 0 | 0 | 0
4 | 420kV, SF6 to Air Bushing along with associated support structure for 3150A,63 kA for 1 sec. Single Phase |  | 998736 |  | 18 |  | Nos. | 4 |  | Included | 0 | 0 | 0 | 0
[10 empty] | Included | 0 | 0 | 0 | 0
5 | 420kV, 3150 A, 63 kA, SF6 GIS ICT bay module(For 400kV side of 765/400kV ICT) as per Section-Project, Technical specification |  | 998736 |  | 18 |  | Set | 2 |  | Included | 0 | 0 | 0 | 0
[10 empty] | Included | 0 | 0 | 0 | 0
6 | 420kV, 3150 A, 63 kA, SF6 GIS Tie bay module(without PIR) as per Section-Project, Technical specification |  | 998736 |  | 18 |  | Set | 1 |  | Included | 0 | 0 | 0 | 0
[10 empty] | Included | 0 | 0 | 0 | 0
7 | 420kV, 3150 A, 63 kA, SF6 GIS Auxiliary Bus module Extension for Spare ICT connection (For 400kV side of 765/400kV ICT) as per Section-Project, Technical specification |  | 998736 |  | 18 |  | Set | 1 |  | Included | 0 | 0 | 0 | 0
[10 empty] | Included | 0 | 0 | 0 | 0
8 | Control & Relay Panels | [8 empty] | Included | 0 | 0 | 0 | 0
8.1 | Circuit Breaker Relay Panel | [8 empty] | Included | 0 | 0 | 0 | 0
a) | With Auto Reclose |  | 998736 |  | 18 |  | Nos. | 3 |  | Included | 0 | 0 | 0 | 0
b) | Augmentation of existing Bus bar protection scheme for complete diameter |  | 998736 |  | 18 |  | Set | 1 |  | Included | 0 | 0 | 0 | 0
[10 empty] | Included | 0 | 0 | 0 | 0
9 | Substation automation system | [8 empty] | Included | 0 | 0 | 0 | 0
9.1 | Augmentation of existing Substation automation system for the STATCOM Station and associated 3 no. 400kV bays under present scope , upgradation of hardware and sofware and updation of dabase etc for completion of SAS augmentationas per technical specification |  | 998736 |  | 18 |  | Set | 1 |  | Included | 0 | 0 | 0 | 0
[10 empty] | Included | 0 | 0 | 0 | 0
10 | Controlled switching device for 420kV, 3-Ph Circuit Breaker |  | 998736 |  | 18 |  | No. | 3 |  | Included | 0 | 0 | 0 | 0
[10 empty] | Included | 0 | 0 | 0 | 0
11 | Electrical auxiliaries supply systems (from existing ICT Tertiary) | [8 empty] | Included | 0 | 0 | 0 | 0
11.1 | Auxiliary Service transformer 33 kV / 433 V; XX kVA |  | 998736 |  | 18 |  | Nos. | 1 |  | Included | 0 | 0 | 0 | 0
11.2 | 66kV Circuit breaker (3-Phase) including support structure |  | 998736 |  | 18 |  | Nos. | 1 |  | Included | 0 | 0 | 0 | 0
11.3 | 66kV Isolator without earth switch (3-phase) |  | 998736 |  | 18 |  | Nos. | 1 |  | Included | 0 | 0 | 0 | 0
11.4 | 66kV Current transformer (1-phase) |  | 998736 |  | 18 |  | Nos. | 3 |  | Included | 0 | 0 | 0 | 0
11.5 | 66kV Potential transformer (1-phase) |  | 998736 |  | 18 |  | Nos. | 3 |  | Included | 0 | 0 | 0 | 0
[10 empty] | Included | 0 | 0 | 0 | 0
11.7 | 72.5kV BPI |  | 998736 |  | 18 |  | Nos. | 9 |  | Included | 0 | 0 | 0 | 0
11.8 | Erection hardware (Al tube, clamps, spacers, connectors, earthing material risers, auxiliary earthmat, buried cable trenches/pipes, BPIs all accessories etc for extension of 52kV teritary bus of 765/400/33kV autotransformer) |  | 998736 |  | 18 |  | Set | 1 |  | Included | 0 | 0 | 0 | 0
[10 empty] | Included | 0 | 0 | 0 | 0
12 | PMU | [8 empty] | Included | 0 | 0 | 0 | 0
a) | Service:- Phasor Measurement Unit (PMU) |  | 998736 |  | 18 |  | EA | 1 |  | Included | 0 | 0 | 0 | 0
b) | WAMS TIME SYSTEM(GPS RECEIVER) |  | 998736 |  | 18 |  | EA | 1 |  | Included | 0 | 0 | 0 | 0
c) | SUBSTATION GRADE Layer 2 LAN SWITCH |  | 998736 |  | 18 |  | EA | 1 |  | Included | 0 | 0 | 0 | 0
d) | SUBSTATION GRADE Layer 3 LAN SWITCH |  | 998736 |  | 18 |  | EA | 1 |  | Included | 0 | 0 | 0 | 0
e) | Services:- Armored Fibre Optic Cable and associated termination equipment |  | 998736 |  | 18 |  | LOT | 1 |  | Included | 0 | 0 | 0 | 0
f) | SUPPLY, INSTALLATION, TESTING AND COMMISSIONING OF LIU-FO PATCH PANEL-12 PORT |  | 998736 |  | 18 |  | EA | 2 |  | Included | 0 | 0 | 0 | 0
g) | Integration of PMU with the PDC (Phasor Data Concentrator) of RLDCs and respective SLDCs as required. |  | 998736 |  | 18 |  | LOT | 1 |  | Included | 0 | 0 | 0 | 0
[10 empty] | Included | 0 | 0 | 0 | 0
13 | Structure | [8 empty] | Included | 0 | 0 | 0 | 0
a | Erection of Lattice Structures (MS Steel), to be designed during detailed engineering, for towers, beams and equipment support structure including pack plates/ packwashers and gusset plates excluding fastners and foundation bolts |  | 998736 |  | 18 |  | MT | 38 |  | Included | 0 | 0 | 0 | 0
c | Erection of fastners (nuts, bolts and washers), including step bolts for lattice and pipe structures to be designed during detailed engineering |  | 998736 |  | 18 |  | MT | 2 |  | Included | 0 | 0 | 0 | 0
d | Erection of foundtion bolts including nuts, check nut and wshers for lattice and pipe structures to be designed during detailed engineering |  | 998736 |  | 18 |  | MT | 3 |  | Included | 0 | 0 | 0 | 0
[10 empty] | Included | 0 | 0 | 0 | 0
14 | Civil works | [8 empty] | Included | 0 | 0 | 0 | 0
14.1 | Excavation in all kind of soil including rock for all leads and lifts, backfilling, disposal of surplus earth within a lead up to 2 Km as per technical specification. The surplus earth shall be roughly graded. |  | 995433 |  | 18 |  | Cu.Mtr. | 3862 |  | Included | 0 | 0 | 0 | 0
14.2 | Providing and laying of Plain Cement Concrete (PCC) (1:4:8) |  | 995454 |  | 18 |  | Cu.Mtr. | 88 |  | Included | 0 | 0 | 0 | 0
14.3 | Providing and laying of Plain Cement Concrete (PCC) (1:2:4) |  | 995454 |  | 18 |  | Cu.Mtr. | 9 |  | Included | 0 | 0 | 0 | 0
14.4 | Providing and laying of Reinforced Cement Concrete M30 including pre cast, shuttering, Grouting of pockets & underpinning but excluding steel reinforcement |  | 995454 |  | 18 |  | Cu.Mtr. | 889 |  | Included | 0 | 0 | 0 | 0
14.5 | Reinforcement steel meeting corrossion resistance properties as per IS:1786 and manufacturer specification |  | 995454 |  | 18 |  | MT | 59 |  | Included | 0 | 0 | 0 | 0
14.6 | Misc. Structural steel including rails, embedments, edge protection angles, gratings etc. but excluding the reinforcement steel and steel for lattice and pipe structures. |  | 995455 |  | 18 |  | MT | 6 |  | Included | 0 | 0 | 0 | 0
14.7 | Stone spreading in switchyard excluding PCC |  | 995424 |  | 18 |  | Sq. m. | 5000 |  | Included | 0 | 0 | 0 | 0
14.8 | Antiweed treatment |  | 995428 |  | 18 |  | Sq. m. | 5500 |  | Included | 0 | 0 | 0 | 0
14.9 | Removing,cleaning and washing of existing stones and respreading of stones in switchyard after doing anti-weed treatment excluding PCC |  | 995428 |  | 18 |  | Sq. m. | 500 |  | Included | 0 | 0 | 0 | 0
14.1 | 3.75m wide Bitumen road with earthen shoulder including 100 mm dia RCC Hume Pipe @ 100 metre interval as per drawing and TS (as per DSR item no 16.35 and 16.30.1) and including 225 mm thick WBM in three equal layers of 75 mm each as per CPWD specification. |  | 995421 |  | 18 |  | Sq. m. | 300 |  | Included | 0 | 0 | 0 | 0
14.11 | Supplying and erecting dewatering pumps-5 HP |  | 995462 |  | 18 |  | Nos. | 1 |  | Included | 0 | 0 | 0 | 0
14.12 | Drain including culverts but excluding concrete & reinforcement steel-Section A-A |  | 995462 |  | 18 |  | RM | 50 |  | Included | 0 | 0 | 0 | 0
14.13 | Drain including culverts but excluding concrete & reinforcement steel-Section B-B |  | 995462 |  | 18 |  | RM | 50 |  | Included | 0 | 0 | 0 | 0
14.14 | Drain including culverts but excluding concrete & reinforcement steel-Section C-C |  | 995462 |  | 18 |  | RM | 30 |  | Included | 0 | 0 | 0 | 0
14.15 | Drain including culverts but excluding concrete & reinforcement steel-Section D-D |  | 995462 |  | 18 |  | RM | 30 |  | Included | 0 | 0 | 0 | 0
14.16 | RCC culverts and cable trench crossings including supplying and laying hume pipe 250mm dia of grade (NP-3) excluding concrete as per specification. |  | 995462 |  | 18 |  | RM | 20 |  | Included | 0 | 0 | 0 | 0
14.17 | RCC culverts and cable trench crossings including supplying and laying hume pipe 300mm dia of grade (NP-3) excluding concrete as per specification. |  | 995462 |  | 18 |  | RM | 20 |  | Included | 0 | 0 | 0 | 0
14.18 | RCC culverts and cable trench crossings including supplying and laying hume pipe 450mm dia of grade (NP-3) excluding concrete as per specification. |  | 995462 |  | 18 |  | RM | 20 |  | Included | 0 | 0 | 0 | 0
14.19 | Supplying, filling and compacting stone boulders mixed with sand under foundations, roads, cable trenches, drains etc in layers not exceeding 250mm thickness including ramming, watering, compacting etc. |  | 995428 |  | 18 |  | Cu.Mtr. | 100 |  | Included | 0 | 0 | 0 | 0
14.2 | Soil Investigation for 02 borehole locations: As per technical specification including all laboratory and field tests, report and recommendations. |  | 995435 |  | 18 |  | LOT | 1 |  | Included | 0 | 0 | 0 | 0
14.21 | Supply of earth (excluding rock & boulders) at site including royalty, carriage and filling in specified areas in layers not exceeding 200mm in depth, compacting under optimum moisture condition to achieve 95% of Proctor density, finishing etc. all complete, for all leads & lifts, with all labour, material, tools, tackles, equipments, safeguards & incidentals as necessary as per drawings, specification and direction of the Engineer- in- Charge. |  | 995432 |  | 18 |  | cum | 8750 |  | Included | 0 | 0 | 0 | 0
14.22 | PEB - 400 kV GIS - Civil Works. All civil works as per drawing and specifications complete, including - brickwork, finishing (external and internal), windows etc. However, excavation, PCC, RCC and reinforcement shall be paid separately as per BPS. |  | 995414 |  | 18 |  | Sq.m. | 500 |  | Included | 0 | 0 | 0 | 0
14.23 | 400 kV PEB Panel Room for GIS Hall - Civil Works All civil works complete as per TS, including - brickwork, finishing" (external and internal), windows etc. However, excavation, concrete (all types) and reinforcement steel shall be measured and paid separately as per respective item of BPS." |  | 995416 |  | 18 |  | Sq.m. | 20 |  | Included | 0 | 0 | 0 | 0
14.24 | 400 kV PEB AHU Room for GIS Hall - Civil Works All civil works complete as per TS, including - brickwork, finishing"(external and internal), windows etc. However, excavation, concrete (all types) and reinforcement steel shall be measured and paid separately as per respective item of BPS." |  | 995416 |  | 18 |  | Sq.m. | 20 |  | Included | 0 | 0 | 0 | 0
14.41 | Dry stone pitching 22.5 cm thick including supply of stones and preparing surface complete. |  | 995428 |  | 18 |  | M2 | 1120 |  | Included | 0 | 0 | 0 | 0
14.42 | Providing & making Gabion structure with Mechanically Woven Double Twisted Hexagonal Shaped Wire mesh Gabion Boxes as per IS 16014:2012,MORTH Clause 2500, of required size, Mesh Type 10x12(D=100 mm with tolerance of Â± 2%) Zinic+PVC coated, Mesh wire diameter2.7/3.7mm, mechanically edged/selvedged with partitions at every 1m interval and shall have minimum 10 numbers of openings per meter of mesh perpendicular to twist, tying with lacing wire of diameter 2.2/3.2mm(ID/OD), supplied @3% by weight of Gabion boxes, filled with boulders with least dimension of 200 mm, as per drawing, all complete as per directions of Engineer-incharge. |  | 995421 |  | 18 |  | M3 | 400 |  | Included | 0 | 0 | 0 | 0
| Supply and Installation of 800mm dia vibro stone columns as per approved drawing, using bottom feed method as per IS 15284 (PT-1), 2003 as per site requirements including all T&Ps, materials etc. complete in all respect. This includes setting up of column, supply of required stone aggregate, feeding of the stone from the stone stack, automatic real time monitoring of depth and compaction effect for each column, preparation of records, submission and preparation of as built drawings etc. The rates are inclusive of all materials, labour, T&P etc. required for completion of the work in all respect. Mode of Measurement - For payment purpose, length of boring shall be measured from Stone Column Cut-off Level to Termination level of Stone Column. |  | 995451 |  | 18 |  | RM | 20250 |  | Included | 0 | 0 | 0 | 0
| Providing and laying of granular material blanket by using clean medium to coarse sand, over the top of the stone column at cutoff level. The blanket material should be laid after ensuring complete removal of slush deposited during boring/charging operations etc.The granular blanket shall be compacted by suitable means such as rolling or tamping to densify the layer. The rates are inclusive of all materials, labour, T&P etc. required for completion of the work in all respect. The volume of compacted layer shall be measured for the payment purpose. |  | 995451 |  | 18 |  | CUM | 1620 |  | Included | 0 | 0 | 0 | 0
| Initial vertical load testing (Plate load test) of single stone column of 800 mm dia as per approved drawing andIS:15284(Pt.I):2003, complete with all labour, equipment, kentledge, material etc. |  | 995451 |  | 18 |  | EA | 1 |  | Included | 0 | 0 | 0 | 0
| Initial vertical load testing (Plate load test) of group of 3 stone columns of 800 mm dia as per approved drawing andIS:15284(Pt.I):2003, complete with all labour, equipment, kentledge, material etc. |  | 995451 |  | 18 |  | EA | 1 |  | Included | 0 | 0 | 0 | 0
| Conducting post installation/post improvement soil investigation using Boreholes as per drawing and as per Cl. no. 13.4 of IS: 15284 (Pt.-1):2003 |  | 995451 |  | 18 |  | EA | 1 |  | Included | 0 | 0 | 0 | 0
| Conducting pre improvement CPT test as per drawing and as per Cl. no. 13.4 of IS: 15284 (Pt.-1):2003 |  | 995451 |  | 18 |  | EA | 1 |  | Included | 0 | 0 | 0 | 0
| Conducting post improvement CPT test as per drawing and as per Cl. no. 13.4 of IS: 15284 (Pt.-1):2003 |  | 995451 |  | 18 |  | EA | 1 |  | Included | 0 | 0 | 0 | 0
| Routine vertical load testing (Plate load test) of single stone column of 800 mm dia as per approved drawing and IS:15284(Pt.I):2003, complete with all labour, equipment, kentledge, material etc. |  | 995451 |  | 18 |  | EA | 2 |  | Included | 0 | 0 | 0 | 0
| Routine vertical load testing (Plate load test) of group of 3 stone columns of 800 mm dia as per approved drawing and IS:15284(Pt.I):2003, complete with all labour, equipment, kentledge, material etc. |  | 995451 |  | 18 |  | EA | 2 |  | Included | 0 | 0 | 0 | 0
| Security Hut - Civil Works All civil works as per drawing and specifications complete, including - brickwork, finishing (external and internal), windows etc. However, excavation, PCC, RCC and reinforcement shall be paid separately as per BPS. |  | 995451 |  | 18 |  | Sq.m. | 18 |  | Included | 0 | 0 | 0 | 0
| SEPTIC TANK & SOAKPIT FOR SECURITY ROOM |  | 995451 |  | 18 |  | Nos. | 1 |  | Included | 0 | 0 | 0 | 0
| Providing and fixing Pre cast RCC Boundary wall as per drawings and specifications, including centring, shuttering, moulding,RCC, reinforcement, casting, curing, hoisting, carriage of precast cols/panels to site,Excavation, PCC, backfilling, steel gratings at required locations, MS angles and Concertina coil etc. complete. |  | 995451 |  | 18 |  | RM | 1550 |  | Included | 0 | 0 | 0 | 0
[10 empty] | Included | 0 | 0 | 0 | 0
II | STATCOM at 400kV Bus Section-II of 765/400kV KPS-1 S/S | [8 empty] | Included | 0 | 0 | 0 | 0
Part-A | MAIN ITEMS (As per Technical Specification) (VENDOR ASSESED QUANTITIES) | [8 empty] | Included | 0 | 0 | 0 | 0
# | BIDDERS MUST QUOTE ONLY IN 01 (ONE) OUT OF THE 5 (FIVE) STATCOM OPTIONS IN LINE WITH OPTION CHOSEN IN SCHEDULE-1A OR SCHEDULE 1B. BIDDERS SHALL NOT QUOTE IN MORE THAN 01 (ONE) OPTION. | [8 empty] | Included | 0 | 0 | 0 | 0
1# | STATCOM STATION as per Option 1 of clause 2.1 of Section Project Technical Specification | [8 empty] | Included | 0 | 0 | 0 | 0
1.1 | STATCOM( ±300MVAR as per Technical Specification) including Valve, valve base electronics, DC capacitor, series reactor and all accessories | [8 empty] | Included | 0 | 0 | 0 | 0
1.1.1 | Valve complete with all accessories for STATCOM Unit |  | 998736 |  | 18 |  | Lot | 1 |  | Included | 0 | 0 | 0 | 0
1.1.2 | Series reactor for STATCOM Unit |  | 998736 |  | 18 |  | Lot | 1 |  | Included | 0 | 0 | 0 | 0
1.1.3 | MV Switchgear for STATCOM Unit |  | 998736 |  | 18 |  | Lot | 1 |  | Included | 0 | 0 | 0 | 0
1.1.4 | MV Switchgear for STATCOM Unit including bypass switch |  | 998736 |  | 18 |  | Lot | 1 |  | Included | 0 | 0 | 0 | 0
1.1.5 | Charging Resistor |  | 998736 |  | 18 |  | Lot | 1 |  | Included | 0 | 0 | 0 | 0
1.1.6 | Instrument Transformers for STATCOM Unit |  | 998736 |  | 18 |  | Lot | 1 |  | Included | 0 | 0 | 0 | 0
1.1.7 | Bus work for STATCOM Unit |  | 998736 |  | 18 |  | Lot | 1 |  | Included | 0 | 0 | 0 | 0
1.1.8 | Wall Bushings |  | 998736 |  | 18 |  | Lot | 1 |  | Included | 0 | 0 | 0 | 0
1.1.9 | Other misc. item , accessories etc. |  | 998736 |  | 18 |  | Lot | 1 |  | Included | 0 | 0 | 0 | 0
[10 empty] | Included | 0 | 0 | 0 | 0
1.2 | Mechanically switched Reactor bank (3-ph) (-125MVAR as per Technical Specification) including all accessories (MSR Branches) (As per Technical Specification) | [8 empty] | Included | 0 | 0 | 0 | 0
1.2.1 | Air Core Reactor |  | 998736 |  | 18 |  | Set | 2 |  | Included | 0 | 0 | 0 | 0
1.2.2 | MV Switchgear |  | 998736 |  | 18 |  | Set | 2 |  | Included | 0 | 0 | 0 | 0
1.2.3 | Instrument Transformers |  | 998736 |  | 18 |  | Set | 2 |  | Included | 0 | 0 | 0 | 0
1.2.4 | Bus work for MSR |  | 998736 |  | 18 |  | Set | 2 |  | Included | 0 | 0 | 0 | 0
[10 empty] | Included | 0 | 0 | 0 | 0
1.3 | Mechanically switched Capacitor bank(3-ph) (125MVAR as per Technical Specification) including all accessories (MSC Branches) (As per Technical Specification) | [8 empty] | Included | 0 | 0 | 0 | 0
1.3.1 | Capacitor Bank |  | 998736 |  | 18 |  | Set | 1 |  | Included | 0 | 0 | 0 | 0
1.3.2 | Series Air core reactor |  | 998736 |  | 18 |  | Set | 1 |  | Included | 0 | 0 | 0 | 0
1.3.3 | MV Switchgear |  | 998736 |  | 18 |  | Set | 1 |  | Included | 0 | 0 | 0 | 0
1.3.4 | Instrument Transformers |  | 998736 |  | 18 |  | Set | 1 |  | Included | 0 | 0 | 0 | 0
1.3.5 | Bus work for MSC |  | 998736 |  | 18 |  | Set | 1 |  | Included | 0 | 0 | 0 | 0
[10 empty] | Included | 0 | 0 | 0 | 0
2# | STATCOM STATION as per Option 2 of clause 2.1 of Section Project Technical Specification | [8 empty] | Included | 0 | 0 | 0 | 0
2.1 | STATCOM( +425/-300MVAR as per Technical Specification) including Valve, valve base electronics, DC capacitor, series reactor and all accessories | [8 empty] | Included | 0 | 0 | 0 | 0
2.1.1 | Valve complete with all accessories for STATCOM Unit |  | 998736 |  | 18 |  | Lot | 1 |  | Included | 0 | 0 | 0 | 0
2.1.2 | Series reactor for STATCOM Unit |  | 998736 |  | 18 |  | Lot | 1 |  | Included | 0 | 0 | 0 | 0
2.1.3 | MV Switchgear for STATCOM Unit |  | 998736 |  | 18 |  | Lot | 1 |  | Included | 0 | 0 | 0 | 0
2.1.4 | MV Switchgear for STATCOM Unit including bypass switch |  | 998736 |  | 18 |  | Lot | 1 |  | Included | 0 | 0 | 0 | 0
2.1.5 | Charging Resistor |  | 998736 |  | 18 |  | Lot | 1 |  | Included | 0 | 0 | 0 | 0
2.1.6 | Instrument Transformers for STATCOM Unit |  | 998736 |  | 18 |  | Lot | 1 |  | Included | 0 | 0 | 0 | 0
2.1.7 | Bus work for STATCOM Unit |  | 998736 |  | 18 |  | Lot | 1 |  | Included | 0 | 0 | 0 | 0
2.1.8 | Wall Bushings |  | 998736 |  | 18 |  | Lot | 1 |  | Included | 0 | 0 | 0 | 0
2.1.9 | Other misc. item , accessories etc. |  | 998736 |  | 18 |  | Lot | 1 |  | Included | 0 | 0 | 0 | 0
[10 empty] | Included | 0 | 0 | 0 | 0
2.2 | Mechanically switched Reactor bank (3-ph) (-125MVAR as per Technical Specification) including all accessories (MSR Branches) (As per Technical Specification) | [8 empty] | Included | 0 | 0 | 0 | 0
2.2.1 | Air Core Reactor |  | 998736 |  | 18 |  | Set | 2 |  | Included | 0 | 0 | 0 | 0
2.2.2 | MV Switchgear |  | 998736 |  | 18 |  | Set | 2 |  | Included | 0 | 0 | 0 | 0
2.2.3 | Instrument Transformers |  | 998736 |  | 18 |  | Set | 2 |  | Included | 0 | 0 | 0 | 0
2.2.4 | Bus work for MSR |  | 998736 |  | 18 |  | Set | 2 |  | Included | 0 | 0 | 0 | 0
[10 empty] | Included | 0 | 0 | 0 | 0
3# | STATCOM STATION as per Option 3 of clause 2.1 of Section Project Technical Specification | [8 empty] | Included | 0 | 0 | 0 | 0
3.1 | STATCOM( +300/-425MVAR as per Technical Specification) including Valve, valve base electronics, DC capacitor, series reactor and all accessories | [8 empty] | Included | 0 | 0 | 0 | 0
3.1.1 | Valve complete with all accessories for STATCOM Unit |  | 998736 |  | 18 |  | Lot | 1 |  | Included | 0 | 0 | 0 | 0
3.1.2 | Series reactor for STATCOM Unit |  | 998736 |  | 18 |  | Lot | 1 |  | Included | 0 | 0 | 0 | 0
3.1.3 | MV Switchgear for STATCOM Unit |  | 998736 |  | 18 |  | Lot | 1 |  | Included | 0 | 0 | 0 | 0
3.1.4 | MV Switchgear for STATCOM Unit including bypass switch |  | 998736 |  | 18 |  | Lot | 1 |  | Included | 0 | 0 | 0 | 0
3.1.5 | Charging Resistor |  | 998736 |  | 18 |  | Lot | 1 |  | Included | 0 | 0 | 0 | 0
3.1.6 | Instrument Transformers for STATCOM Unit |  | 998736 |  | 18 |  | Lot | 1 |  | Included | 0 | 0 | 0 | 0
3.1.7 | Bus work for STATCOM Unit |  | 998736 |  | 18 |  | Lot | 1 |  | Included | 0 | 0 | 0 | 0
3.1.8 | Wall Bushings |  | 998736 |  | 18 |  | Lot | 1 |  | Included | 0 | 0 | 0 | 0
3.1.9 | Other misc. item , accessories etc. |  | 998736 |  | 18 |  | Lot | 1 |  | Included | 0 | 0 | 0 | 0
[10 empty] | Included | 0 | 0 | 0 | 0
3.2 | Mechanically switched Capacitor bank(3-ph) (125MVAR as per Technical Specification) including all accessories (MSC Branches) (As per Technical Specification) | [8 empty] | Included | 0 | 0 | 0 | 0
3.2.1 | Capacitor Bank |  | 998736 |  | 18 |  | Set | 1 |  | Included | 0 | 0 | 0 | 0
3.2.2 | Series Air core reactor |  | 998736 |  | 18 |  | Set | 1 |  | Included | 0 | 0 | 0 | 0
3.2.3 | MV Switchgear |  | 998736 |  | 18 |  | Set | 1 |  | Included | 0 | 0 | 0 | 0
3.2.4 | Instrument Transformers |  | 998736 |  | 18 |  | Set | 1 |  | Included | 0 | 0 | 0 | 0
3.2.5 | Bus work for MSC |  | 998736 |  | 18 |  | Set | 1 |  | Included | 0 | 0 | 0 | 0
[10 empty] | Included | 0 | 0 | 0 | 0
3.3 | Mechanically switched Reactor bank (3-ph) (-125MVAR as per Technical Specification) including all accessories (MSR Branches) (As per Technical Specification) | [8 empty] | Included | 0 | 0 | 0 | 0
3.3.1 | Air Core Reactor |  | 998736 |  | 18 |  | Set | 1 |  | Included | 0 | 0 | 0 | 0
3.3.2 | MV Switchgear |  | 998736 |  | 18 |  | Set | 1 |  | Included | 0 | 0 | 0 | 0
3.3.3 | Instrument Transformers |  | 998736 |  | 18 |  | Set | 1 |  | Included | 0 | 0 | 0 | 0
3.3.4 | Bus work for MSR |  | 998736 |  | 18 |  | Set | 1 |  | Included | 0 | 0 | 0 | 0
[10 empty] | Included | 0 | 0 | 0 | 0
4# | STATCOM STATION as per Option 4 of clause 2.1 of Section Project Technical Specification | [8 empty] | Included | 0 | 0 | 0 | 0
4.1 | STATCOM( ±425MVAR as per Technical Specification) including Valve, valve base electronics, DC capacitor, series reactor and all accessories | [8 empty] | Included | 0 | 0 | 0 | 0
4.1.1 | Valve complete with all accessories for STATCOM Unit |  | 998736 |  | 18 |  | Lot | 1 |  | Included | 0 | 0 | 0 | 0
4.1.2 | Series reactor for STATCOM Unit |  | 998736 |  | 18 |  | Lot | 1 |  | Included | 0 | 0 | 0 | 0
4.1.3 | MV Switchgear for STATCOM Unit |  | 998736 |  | 18 |  | Lot | 1 |  | Included | 0 | 0 | 0 | 0
4.1.4 | MV Switchgear for STATCOM Unit including bypass switch |  | 998736 |  | 18 |  | Lot | 1 |  | Included | 0 | 0 | 0 | 0
4.1.5 | Charging Resistor |  | 998736 |  | 18 |  | Lot | 1 |  | Included | 0 | 0 | 0 | 0
4.1.6 | Instrument Transformers for STATCOM Unit |  | 998736 |  | 18 |  | Lot | 1 |  | Included | 0 | 0 | 0 | 0
4.1.7 | Bus work for STATCOM Unit |  | 998736 |  | 18 |  | Lot | 1 |  | Included | 0 | 0 | 0 | 0
4.1.8 | Wall Bushings |  | 998736 |  | 18 |  | Lot | 1 |  | Included | 0 | 0 | 0 | 0
4.1.9 | Other misc. item , accessories etc. |  | 998736 |  | 18 |  | Lot | 1 |  | Included | 0 | 0 | 0 | 0
[10 empty] | Included | 0 | 0 | 0 | 0
4.2 | Mechanically switched Reactor bank (3-ph) (-125MVAR as per Technical Specification) including all accessories (MSR Branches) (As per Technical Specification) | [8 empty] | Included | 0 | 0 | 0 | 0
4.2.1 | Air Core Reactor |  | 998736 |  | 18 |  | Set | 1 |  | Included | 0 | 0 | 0 | 0
4.2.2 | MV Switchgear |  | 998736 |  | 18 |  | Set | 1 |  | Included | 0 | 0 | 0 | 0
4.2.3 | Instrument Transformers |  | 998736 |  | 18 |  | Set | 1 |  | Included | 0 | 0 | 0 | 0
4.2.4 | Bus work for MSR |  | 998736 |  | 18 |  | Set | 1 |  | Included | 0 | 0 | 0 | 0
[10 empty] | Included | 0 | 0 | 0 | 0
5# | STATCOM STATION as per Option 5 of clause 2.1 of Section Project Technical Specification | [8 empty] | Included | 0 | 0 | 0 | 0
5.1 | STATCOM( +425/-550 MVAR as per Technical Specification) including Valve, valve base electronics, DC capacitor, series reactor and all accessories | [8 empty] | Included | 0 | 0 | 0 | 0
5.1.1 | Valve complete with all accessories for STATCOM Unit |  | 998736 |  | 18 |  | Lot | 1 |  | Included | 0 | 0 | 0 | 0
5.1.2 | Series reactor for STATCOM Unit |  | 998736 |  | 18 |  | Lot | 1 |  | Included | 0 | 0 | 0 | 0
5.1.3 | MV Switchgear for STATCOM Unit |  | 998736 |  | 18 |  | Lot | 1 |  | Included | 0 | 0 | 0 | 0
5.1.4 | MV Switchgear for STATCOM Unit including bypass switch |  | 998736 |  | 18 |  | Lot | 1 |  | Included | 0 | 0 | 0 | 0
5.1.5 | Charging Resistor |  | 998736 |  | 18 |  | Lot | 1 |  | Included | 0 | 0 | 0 | 0
5.1.6 | Instrument Transformers for STATCOM Unit |  | 998736 |  | 18 |  | Lot | 1 |  | Included | 0 | 0 | 0 | 0
5.1.7 | Bus work for STATCOM Unit |  | 998736 |  | 18 |  | Lot | 1 |  | Included | 0 | 0 | 0 | 0
5.1.8 | Wall Bushings |  | 998736 |  | 18 |  | Lot | 1 |  | Included | 0 | 0 | 0 | 0
5.1.9 | Other misc. item , accessories etc. |  | 998736 |  | 18 |  | Lot | 1 |  | Included | 0 | 0 | 0 | 0
[10 empty] | Included | 0 | 0 | 0 | 0
6 | STATCOM Valve cooling system | [8 empty] | Included | 0 | 0 | 0 | 0
6.1 | Cooling system pump skid (with UMD) |  | 998736 |  | 18 |  | Lot | 1 |  | Included | 0 | 0 | 0 | 0
6.2 | Water to air Heat Exchanger |  | 998736 |  | 18 |  | Lot | 1 |  | Included | 0 | 0 | 0 | 0
6.3 | Cooling system pipes, valves etc. |  | 998736 |  | 18 |  | Lot | 1 |  | Included | 0 | 0 | 0 | 0
[10 empty] | Included | 0 | 0 | 0 | 0
7 | Coupling Transformer Bank | [8 empty] | Included | 0 | 0 | 0 | 0
7.1 | Coupling Transformer Single phase unit |  | 998736 |  | 18 |  | Set | 3 |  | Included | 0 | 0 | 0 | 0
7.2 | Insulating oil for above |  | 998736 |  | 18 |  | Set | 3 |  | Included | 0 | 0 | 0 | 0
[10 empty] | Included | 0 | 0 | 0 | 0
8 | STATCOM STATION Control, Protection, Monitoring & Automation system (As per Specification) |  | 998736 |  | 18 |  | Lot | 1 |  | Included | 0 | 0 | 0 | 0
[10 empty] | Included | 0 | 0 | 0 | 0
9 | Bus work | [8 empty] | Included | 0 | 0 | 0 | 0
9.1 | MV Bus work Including Neutral Grounding Transformer (if applicable), Surge Capacitor, Swithgear, Post Insulators, Bus Bar Material, Clamps ,Connectors, Earthing Material etc including all accessories. |  | 998736 |  | 18 |  | Lot | 1 |  | Included | 0 | 0 | 0 | 0
[10 empty] | Included | 0 | 0 | 0 | 0
10 | Erection hardware items & other miscellaneous item for STATCOM Station installation (if not covered under any head) |  | 998736 |  | 18 |  | Lot | 1 |  | Included | 0 | 0 | 0 | 0
[10 empty] | Included | 0 | 0 | 0 | 0
11 | Lattice & pipe structures for STATCOM Station installations including pack plates/ packwashers and gusset plates, fasteners and foundation bolts. | [8 empty] | Included | 0 | 0 | 0 | 0
11.1 | Lattice Strctures |  | 998736 |  | 18 |  | Lot | 1 |  | Included | 0 | 0 | 0 | 0
11.2 | Pipe Structures |  | 998736 |  | 18 |  | Lot | 1 |  | Included | 0 | 0 | 0 | 0
[10 empty] | Included | 0 | 0 | 0 | 0
12 | Erection Hardware (400 kV Switchyard upto SF6 to Air Bushing) | [8 empty] | Included | 0 | 0 | 0 | 0
12.1 | Insulator strings, Disc Insulators, Hardware, Spacers, conductor(s), bus-bar material, cable trays, Bay MB, clamps, connectors including equipment connectors, junction box, earthwire, earthing material,insulating mat, risers, auxiliary earthmat (excluding main earthmat), pipes for equipment & lighting, all accessories etc. for the following | [8 empty] | Included | 0 | 0 | 0 | 0
| Layout Type (400kV I-type) | [8 empty] | Included | 0 | 0 | 0 | 0
i) | Coupling Transformer bay |  | 998736 |  | 18 |  | Set | 1 |  | Included | 0 | 0 | 0 | 0
12.2 | Bus Post Insulator including support structures |  | 998736 |  | 18 |  | Nos. | 3 |  | Included | 0 | 0 | 0 | 0
[10 empty] | Included | 0 | 0 | 0 | 0
13 | Illumination system | [8 empty] | Included | 0 | 0 | 0 | 0
13.1 | Illumination for STATCOM Station installation |  | 998736 |  | 18 |  | Lot | 1 |  | Included | 0 | 0 | 0 | 0
13.2 | Illumination for STATCOM Station buildings |  | 998736 |  | 18 |  | Lot | 1 |  | Included | 0 | 0 | 0 | 0
13.3 | Illumination system for 400kV switchyard extension area |  | 998736 |  | 18 |  | Lot | 1 |  | Included | 0 | 0 | 0 | 0
13.4 | Illumination system for 400kV GIS Hall Extension |  | 998736 |  | 18 |  | Lot | 1 |  | Included | 0 | 0 | 0 | 0
[10 empty] | Included | 0 | 0 | 0 | 0
14 | LT Cabling along with associated like clamps, glands, lugs and straight joints etc. | [8 empty] | Included | 0 | 0 | 0 | 0
a) | 1.1kV Grade Power Cables (PVC/XLPE insulated ) |  | 998736 |  | 18 |  | Set | 1 |  | Included | 0 | 0 | 0 | 0
b) | 1.1kV Grade Control Cable (PVC insulated) |  | 998736 |  | 18 |  | Set | 1 |  | Included | 0 | 0 | 0 | 0
[10 empty] | Included | 0 | 0 | 0 | 0
15 | 40 mm MS rod for Earth mat |  | 998736 |  | 18 |  | LS | 1 |  | Included | 0 | 0 | 0 | 0
[10 empty] | Included | 0 | 0 | 0 | 0
16 | Mechanical station services & auxiliaries systems | [8 empty] | Included | 0 | 0 | 0 | 0
16.1 | Fire protection system | [8 empty] | Included | 0 | 0 | 0 | 0
a) | Fire protection system (HVW spray & Hydrant system) for Coupling transformers |  | 998736 |  | 18 |  | Lot | 1 |  | Included | 0 | 0 | 0 | 0
b) | Hydrant system for STATCOM Station including buildings |  | 998736 |  | 18 |  | Lot | 1 |  | Included | 0 | 0 | 0 | 0
c) | Smoke detection system for STATCOM building |  | 998736 |  | 18 |  | Lot | 1 |  | Included | 0 | 0 | 0 | 0
d) | Smoke detection system for GIS Hall EXTENSION |  | 998736 |  | 18 |  | Lot | 1 |  | Included | 0 | 0 | 0 | 0
[10 empty] | Included | 0 | 0 | 0 | 0
16.2 | Air conditioning & ventilation system | [8 empty] | Included | 0 | 0 | 0 | 0
a) | Air conditioning & ventilation system for STATCOM Station Buildings |  | 998736 |  | 18 |  | Lot | 1 |  | Included | 0 | 0 | 0 | 0
b) | Air conditioning for LCR Room in GIS Hall extesnion |  | 998736 |  | 18 |  | Lot | 1 |  | Included | 0 | 0 | 0 | 0
c) | ventilation system for GIS HALL Extesnion |  | 998736 |  | 18 |  | Lot | 1 |  | Included | 0 | 0 | 0 | 0
[10 empty] | Included | 0 | 0 | 0 | 0
16.3 | Castle Key Interlock System for STATCOM Station as per Tech Spec. |  | 998736 |  | 18 |  | Lot | 1 |  | Included | 0 | 0 | 0 | 0
[10 empty] | Included | 0 | 0 | 0 | 0
17 | VMS for STATCOM Station & GIS Hall Extension |  | 998736 |  | 18 |  | Lot | 1 |  | Included | 0 | 0 | 0 | 0
[10 empty] | Included | 0 | 0 | 0 | 0
18 | Civil Works (AS PER CONTRACTOR DRAWING) | [8 empty] | Included | 0 | 0 | 0 | 0
| The rates shall be inclusive of designs, drawings, engineering, civil works/steel works including excavation in all type soils, PCC, RCC, Reinforcement, structural steel, internal and external cable trenches, internal and external finishes, floorings, doors & windows, electrical conduit, etc. complete in all respects as per requirement of technical specification and tender documents (excluding ground improvement using stone columns). Walkways, rail, foundation bolts, crane, internal and external water supply, drains, sewerage system, soak pit & septic tank etc. if any required for completion of work shall also be included in the rates. Nothing extra shall be payable on this account. | [8 empty] | Included | 0 | 0 | 0 | 0
18.1 | STATCOM Buildings |  | 995414 |  | 18 |  | LS | 1 |  | Included | 0 | 0 | 0 | 0
18.2 | Coupling transformers including rail track, fire barrier wall, jacking pad etc |  | 995454 |  | 18 |  | Lot | 1 |  | Included | 0 | 0 | 0 | 0
18.3 | Mechanically switched Reactor Branches |  | 995454 |  | 18 |  | Lot | 1 |  | Included | 0 | 0 | 0 | 0
18.4 | Mechanically switched Capacitor Branches |  | 995454 |  | 18 |  | Lot | 1 |  | Included | 0 | 0 | 0 | 0
18.5 | STATCOM Station yard equipments |  | 995454 |  | 18 |  | Lot | 1 |  | Included | 0 | 0 | 0 | 0
18.6 | Supplying and laying of HDPE pipe including Pull pits for outdoor cable laying, as per Technical Specifications. |  | 995454 |  | 18 |  | Lot | 1 |  | Included | 0 | 0 | 0 | 0
18.7 | Drains in the proposed area of STATCOM, using standard sections of POWERGRID including connecting, dismantling and re routing of existing drains if required. |  | 995454 |  | 18 |  | Lot | 1 |  | Included | 0 | 0 | 0 | 0
18.8 | Other STATCOM Station associated auxiliary systems |  | 995451 |  | 18 |  | Lot | 1 |  | Included | 0 | 0 | 0 | 0
18.9 | XX/0.415kV LT transformer and all other XX kV equipment and BPI foundations |  | 995451 |  | 18 |  | Lot | 1 |  | Included | 0 | 0 | 0 | 0
18.1 | DG set foundation |  | 995451 |  | 18 |  | Lot | 1 |  | Included | 0 | 0 | 0 | 0
18.11 | Bitumen roads (3.75m wide) including all crossings for STATCOM station yard using POWERGRID standard sections and rerouting of existing roads and culverts if required |  | 995421 |  | 18 |  | Lot | 1 |  | Included | 0 | 0 | 0 | 0
18.12 | Stone filling (40 mm size) for transformer/reactor foundation |  | 995428 |  | 18 |  | Lot | 1 |  | Included | 0 | 0 | 0 | 0
18.13 | Stone spreading for STATCOM station yard and Anti weed Treatment |  | 995428 |  | 18 |  | Lot | 1 |  | Included | 0 | 0 | 0 | 0
18.14 | Electrified New Chain link fencing including gate in the STATCOM area including dismantling, re erection, re routing of the existing fence if required |  | 995477 |  | 18 |  | Lot | 1 |  | Included | 0 | 0 | 0 | 0
18.15 | New Chain link fencing including gate in the STATCOM area including dismantling, re erection, re routing of the existing fence if required |  | 995477 |  | 18 |  | Lot | 1 |  | Included | 0 | 0 | 0 | 0
[10 empty] | Included | 0 | 0 | 0 | 0
# Marked Quantities | Bidders must fill only 1 of the 5 options. Bidders shall not fill more than 1 option. | [8 empty] | Included | 0 | 0 | 0 | 0
[10 empty] | Included | 0 | 0 | 0 | 0
Part-B | MAIN 400kV Switchyard Equipments/ systems (POWERGRID ASSESED QUANTITIES) | [8 empty] | Included | 0 | 0 | 0 | 0
1 | 400kV Potential Transformer (Single Phase) |  | 998736 |  | 18 |  | No. | 3 |  | Included | 0 | 0 | 0 | 0
[10 empty] | Included | 0 | 0 | 0 | 0
2 | Surge Arrester (Gapless-336kV) (1-phase) |  | 998736 |  | 18 |  | Nos. | 3 |  | Included | 0 | 0 | 0 | 0
[10 empty] | Included | 0 | 0 | 0 | 0
3 | 420kV, 3000A/3150, 63kA, Single phase, SF6 Gas Insulated Bus Duct (GIB) outsideGIS Hall along with associated support structure |  | 998736 |  | 18 |  | Mtr. | 400 |  | Included | 0 | 0 | 0 | 0
[10 empty] | Included | 0 | 0 | 0 | 0
4 | 420kV, SF6 to Air Bushing along with associated support structure for 3150A,63 kA for 1 sec. Single Phase |  | 998736 |  | 18 |  | Nos. | 4 |  | Included | 0 | 0 | 0 | 0
[10 empty] | Included | 0 | 0 | 0 | 0
5 | 420kV, 3150 A, 63 kA, SF6 GIS ICT bay module(For 400kV side of 765/400kV ICT) as per Section-Project, Technical specification |  | 998736 |  | 18 |  | Set | 2 |  | Included | 0 | 0 | 0 | 0
[10 empty] | Included | 0 | 0 | 0 | 0
6 | 420kV, 3150 A, 63 kA, SF6 GIS Tie bay module(without PIR) as per Section-Project, Technical specification |  | 998736 |  | 18 |  | Set | 1 |  | Included | 0 | 0 | 0 | 0
[10 empty] | Included | 0 | 0 | 0 | 0
7 | 420kV, 3150 A, 63 kA, SF6 GIS Auxiliary Bus module Extension for Spare ICT connection (For 400kV side of 765/400kV ICT) as per Section-Project, Technical specification |  | 998736 |  | 18 |  | Set | 1 |  | Included | 0 | 0 | 0 | 0
[10 empty] | Included | 0 | 0 | 0 | 0
8 | Control & Relay Panels | [8 empty] | Included | 0 | 0 | 0 | 0
8.1 | Circuit Breaker Relay Panel | [8 empty] | Included | 0 | 0 | 0 | 0
a) | With Auto Reclose |  | 998736 |  | 18 |  | Nos. | 3 |  | Included | 0 | 0 | 0 | 0
b) | Augmentation of existing Bus bar protection scheme for complete diameter |  | 998736 |  | 18 |  | Set | 1 |  | Included | 0 | 0 | 0 | 0
[10 empty] | Included | 0 | 0 | 0 | 0
9 | Substation automation system | [8 empty] | Included | 0 | 0 | 0 | 0
9.1 | Augmentation of existing Substation automation system for the STATCOM Station and associated 3 no. 400kV bays under present scope , upgradation of hardware and sofware and updation of dabase etc for completion of SAS augmentationas per technical specification |  | 998736 |  | 18 |  | Set | 1 |  | Included | 0 | 0 | 0 | 0
[10 empty] | Included | 0 | 0 | 0 | 0
10 | Controlled switching device for 420kV, 3-Ph Circuit Breaker |  | 998736 |  | 18 |  | No. | 3 |  | Included | 0 | 0 | 0 | 0
[10 empty] | Included | 0 | 0 | 0 | 0
11 | PMU | [8 empty] | Included | 0 | 0 | 0 | 0
a) | Service:- Phasor Measurement Unit (PMU) |  | 998736 |  | 18 |  | EA | 1 |  | Included | 0 | 0 | 0 | 0
b) | WAMS TIME SYSTEM(GPS RECEIVER) |  | 998736 |  | 18 |  | EA | 1 |  | Included | 0 | 0 | 0 | 0
c) | SUBSTATION GRADE Layer 2 LAN SWITCH |  | 998736 |  | 18 |  | EA | 1 |  | Included | 0 | 0 | 0 | 0
d) | SUBSTATION GRADE Layer 3 LAN SWITCH |  | 998736 |  | 18 |  | EA | 1 |  | Included | 0 | 0 | 0 | 0
e) | Services:- Armored Fibre Optic Cable and associated termination equipment |  | 998736 |  | 18 |  | LOT | 1 |  | Included | 0 | 0 | 0 | 0
f) | SUPPLY, INSTALLATION, TESTING AND COMMISSIONING OF LIU-FO PATCH PANEL-12 PORT |  | 998736 |  | 18 |  | EA | 2 |  | Included | 0 | 0 | 0 | 0
g) | Integration of PMU with the PDC (Phasor Data Concentrator) of RLDCs and respective SLDCs as required. |  | 998736 |  | 18 |  | LOT | 1 |  | Included | 0 | 0 | 0 | 0
[10 empty] | Included | 0 | 0 | 0 | 0
12 | Structure | [8 empty] | Included | 0 | 0 | 0 | 0
a | Erection of Lattice Structures (MS Steel), to be designed during detailed engineering, for towers, beams and equipment support structure including pack plates/ packwashers and gusset plates excluding fastners and foundation bolts |  | 998736 |  | 18 |  | MT | 34 |  | Included | 0 | 0 | 0 | 0
b | Erection of fastners (nuts, bolts and washers), including step bolts for lattice and pipe structures to be designed during detailed engineering |  | 998736 |  | 18 |  | MT | 1 |  | Included | 0 | 0 | 0 | 0
c | Erection of foundtion bolts including nuts, check nut and wshers for lattice and pipe structures to be designed during detailed engineering |  | 998736 |  | 18 |  | MT | 3 |  | Included | 0 | 0 | 0 | 0
[10 empty] | Included | 0 | 0 | 0 | 0
13 | Civil works | [8 empty] | Included | 0 | 0 | 0 | 0
13.1 | Excavation in all kind of soil including rock for all leads and lifts, backfilling, disposal of surplus earth within a lead up to 2 Km as per technical specification. The surplus earth shall be roughly graded . |  | 995433 |  | 18 |  | Cu.Mtr. | 3580 |  | Included | 0 | 0 | 0 | 0
13.2 | Providing and laying of Plain Cement Concrete (PCC) (1:4:8) |  | 995454 |  | 18 |  | Cu.Mtr. | 82 |  | Included | 0 | 0 | 0 | 0
13.3 | Providing and laying of Plain Cement Concrete (PCC) (1:2:4) |  | 995454 |  | 18 |  | Cu.Mtr. | 7 |  | Included | 0 | 0 | 0 | 0
13.4 | Providing and laying of Reinforced Cement Concrete M30 including pre cast, shuttering, Grouting of pockets & underpinning but excluding steel reinforcement |  | 995454 |  | 18 |  | Cu.Mtr. | 853 |  | Included | 0 | 0 | 0 | 0
13.5 | Reinforcement steel meeting corrossion resistance properties as per IS:1786 and manufacturer specification |  | 995454 |  | 18 |  | MT | 57 |  | Included | 0 | 0 | 0 | 0
13.6 | Misc. Structural steel including rails, embedments, edge protection angles, gratings etc. but excluding the reinforcement steel and steel for lattice and pipe structures. |  | 995455 |  | 18 |  | MT | 5 |  | Included | 0 | 0 | 0 | 0
13.7 | Stone spreading in switchyard excluding PCC |  | 995424 |  | 18 |  | Sq. m. | 5000 |  | Included | 0 | 0 | 0 | 0
13.8 | Antiweed treatment |  | 995428 |  | 18 |  | Sq. m. | 5500 |  | Included | 0 | 0 | 0 | 0
13.9 | Removing,cleaning and washing of existing stones and respreading of stones in switchyard after doing anti-weed treatment excluding PCC |  | 995428 |  | 18 |  | Sq. m. | 500 |  | Included | 0 | 0 | 0 | 0
13.1 | 3.75m wide Bitumen road with earthen shoulder including 100 mm dia RCC Hume Pipe @ 100 metre interval as per drawing and TS (as per DSR item no 16.35 and 16.30.1) and including 225 mm thick WBM in three equal layers of 75 mm each as per CPWD specification. |  | 995421 |  | 18 |  | Sq. m. | 300 |  | Included | 0 | 0 | 0 | 0
13.11 | Supplying and erecting dewatering pumps-5 HP |  |  |  | 18 |  | Nos. | 1 |  | Included | 0 | 0 | 0 | 0
13.12 | Drain including culverts but excluding concrete & reinforcement steel-Section A-A |  | 995462 |  | 18 |  | RM | 50 |  | Included | 0 | 0 | 0 | 0
13.13 | Drain including culverts but excluding concrete & reinforcement steel-Section B-B |  | 995462 |  | 18 |  | RM | 50 |  | Included | 0 | 0 | 0 | 0
13.14 | Drain including culverts but excluding concrete & reinforcement steel-Section C-C |  | 995462 |  | 18 |  | RM | 30 |  | Included | 0 | 0 | 0 | 0
13.15 | Drain including culverts but excluding concrete & reinforcement steel-Section D-D |  | 995462 |  | 18 |  | RM | 30 |  | Included | 0 | 0 | 0 | 0
13.16 | RCC culverts and cable trench crossings including supplying and laying hume pipe 250mm dia of grade (NP-3) excluding concrete as per specification. |  | 995462 |  | 18 |  | RM | 20 |  | Included | 0 | 0 | 0 | 0
13.17 | RCC culverts and cable trench crossings including supplying and laying hume pipe 300mm dia of grade (NP-3) excluding concrete as per specification. |  | 995462 |  | 18 |  | RM | 20 |  | Included | 0 | 0 | 0 | 0
13.18 | RCC culverts and cable trench crossings including supplying and laying hume pipe 450mm dia of grade (NP-3) excluding concrete as per specification. |  | 995462 |  | 18 |  | RM | 20 |  | Included | 0 | 0 | 0 | 0
13.19 | Supplying, filling and compacting stone boulders mixed with sand under foundations, roads, cable trenches, drains etc in layers not exceeding 250mm thickness including ramming, watering, compacting etc. |  | 995428 |  | 18 |  | Cu.Mtr. | 100 |  | Included | 0 | 0 | 0 | 0
13.2 | Supply of earth (excluding rock & boulders) at site including royalty, carriage and filling in specified areas in layers not exceeding 200mm in depth, compacting under optimum moisture condition to achieve 95% of Proctor density, finishing etc. all complete, for all leads & lifts, with all labour, material, tools, tackles, equipments, safeguards & incidentals as necessary as per drawings, specification and direction of the Engineer- in- Charge. |  | 995432 |  | 18 |  | cum | 8750 |  | Included | 0 | 0 | 0 | 0
13.21 | PEB - 400 kV GIS - Civil Works. All civil works as per drawing and specifications complete, including - brickwork, finishing (external and internal), windows etc. However, excavation, PCC, RCC and reinforcement shall be paid separately as per BPS. |  | 995414 |  | 18 |  | Sq.m. | 500 |  | Included | 0 | 0 | 0 | 0
13.22 | 400 kV PEB Panel Room for GIS Hall - Civil Works All civil works complete as per TS, including - brickwork, finishing" (external and internal), windows etc. However, excavation, concrete (all types) and reinforcement steel shall be measured and paid separately as per respective item of BPS." |  | 995416 |  | 18 |  | Sq.m. | 20 |  | Included | 0 | 0 | 0 | 0
13.23 | 400 kV PEB AHU Room for GIS Hall - Civil Works All civil works complete as per TS, including - brickwork, finishing"(external and internal), windows etc. However, excavation, concrete (all types) and reinforcement steel shall be measured and paid separately as per respective item of BPS." |  | 995416 |  | 18 |  | Sq.m. | 20 |  | Included | 0 | 0 | 0 | 0
13.34 | Dry stone pitching 22.5 cm thick including supply of stones and preparing surface complete. |  | 995428 |  | 18 |  | M2 | 1120 |  | Included | 0 | 0 | 0 | 0
13.35 | Providing & making Gabion structure with Mechanically Woven Double Twisted Hexagonal Shaped Wire mesh Gabion Boxes as per IS 16014:2012,MORTH Clause 2500, of required size, Mesh Type 10x12(D=100 mm with tolerance of Â± 2%) Zinic+PVC coated, Mesh wire diameter2.7/3.7mm, mechanically edged/selvedged with partitions at every 1m interval and shall have minimum 10 numbers of openings per meter of mesh perpendicular to twist, tying with lacing wire of diameter 2.2/3.2mm(ID/OD), supplied @3% by weight of Gabion boxes, filled with boulders with least dimension of 200 mm, as per drawing, all complete as per directions of Engineer-incharge. |  | 995421 |  | 18 |  | M3 | 400 |  | Included | 0 | 0 | 0 | 0
| Supply and Installation of 800mm dia vibro stone columns as per approved drawing, using bottom feed method as per IS 15284 (PT-1), 2003 as per site requirements including all T&Ps, materials etc. complete in all respect. This includes setting up of column, supply of required stone aggregate, feeding of the stone from the stone stack, automatic real time monitoring of depth and compaction effect for each column, preparation of records, submission and preparation of as built drawings etc. The rates are inclusive of all materials, labour, T&P etc. required for completion of the work in all respect. Mode of Measurement - For payment purpose, length of boring shall be measured from Stone Column Cut-off Level to Termination level of Stone Column. |  | 995451 |  | 18 |  | RM | 20250 |  | Included | 0 | 0 | 0 | 0
| Providing and laying of granular material blanket by using clean medium to coarse sand, over the top of the stone column at cutoff level. The blanket material should be laid after ensuring complete removal of slush deposited during boring/charging operations etc.The granular blanket shall be compacted by suitable means such as rolling or tamping to densify the layer. The rates are inclusive of all materials, labour, T&P etc. required for completion of the work in all respect. The volume of compacted layer shall be measured for the payment purpose. |  | 995451 |  | 18 |  | CUM | 1620 |  | Included | 0 | 0 | 0 | 0
| Routine vertical load testing (Plate load test) of single stone column of 800 mm dia as per approved drawing and IS:15284(Pt.I):2003, complete with all labour, equipment, kentledge, material etc. |  | 995451 |  | 18 |  | EA | 2 |  | Included | 0 | 0 | 0 | 0
| Routine vertical load testing (Plate load test) of group of 3 stone columns of 800 mm dia as per approved drawing and IS:15284(Pt.I):2003, complete with all labour, equipment, kentledge, material etc. |  | 995451 |  | 18 |  | EA | 2 |  | Included | 0 | 0 | 0 | 0
[10 empty] | Included | 0 | 0 | 0 | 0
III | STATCOM at 400kV Bus Section-I of 765/400kV KPS-3 S/S | [8 empty] | Included | 0 | 0 | 0 | 0
Part-A | MAIN ITEMS (As per Technical Specification) (VENDOR ASSESED QUANTITIES) | [8 empty] | Included | 0 | 0 | 0 | 0
# | BIDDERS MUST QUOTE ONLY IN 01 (ONE) OUT OF THE 5 (FIVE) STATCOM OPTIONS IN LINE WITH OPTION CHOSEN IN SCHEDULE-1A OR SCHEDULE 1B. BIDDERS SHALL NOT QUOTE IN MORE THAN 01 (ONE) OPTION. | [8 empty] | Included | 0 | 0 | 0 | 0
1# | STATCOM STATION as per Option 1 of clause 2.1 of Section Project Technical Specification | [8 empty] | Included | 0 | 0 | 0 | 0
1.1 | STATCOM( ±300MVAR as per Technical Specification) including Valve, valve base electronics, DC capacitor, series reactor and all accessories | [8 empty] | Included | 0 | 0 | 0 | 0
1.1.1 | Valve complete with all accessories for STATCOM Unit |  | 998736 |  | 18 |  | Lot | 1 |  | Included | 0 | 0 | 0 | 0
1.1.2 | Series reactor for STATCOM Unit |  | 998736 |  | 18 |  | Lot | 1 |  | Included | 0 | 0 | 0 | 0
1.1.3 | MV Switchgear for STATCOM Unit |  | 998736 |  | 18 |  | Lot | 1 |  | Included | 0 | 0 | 0 | 0
1.1.4 | MV Switchgear for STATCOM Unit including bypass switch |  | 998736 |  | 18 |  | Lot | 1 |  | Included | 0 | 0 | 0 | 0
1.1.5 | Charging Resistor |  | 998736 |  | 18 |  | Lot | 1 |  | Included | 0 | 0 | 0 | 0
1.1.6 | Instrument Transformers for STATCOM Unit |  | 998736 |  | 18 |  | Lot | 1 |  | Included | 0 | 0 | 0 | 0
1.1.7 | Bus work for STATCOM Unit |  | 998736 |  | 18 |  | Lot | 1 |  | Included | 0 | 0 | 0 | 0
1.1.8 | Wall Bushings |  | 998736 |  | 18 |  | Lot | 1 |  | Included | 0 | 0 | 0 | 0
1.1.9 | Other misc. item , accessories etc. |  | 998736 |  | 18 |  | Lot | 1 |  | Included | 0 | 0 | 0 | 0
[10 empty] | Included | 0 | 0 | 0 | 0
1.2 | Mechanically switched Reactor bank (3-ph) (-125MVAR as per Technical Specification) including all accessories (MSR Branches) (As per Technical Specification) | [8 empty] | Included | 0 | 0 | 0 | 0
1.2.1 | Air Core Reactor |  | 998736 |  | 18 |  | Set | 2 |  | Included | 0 | 0 | 0 | 0
1.2.2 | MV Switchgear |  | 998736 |  | 18 |  | Set | 2 |  | Included | 0 | 0 | 0 | 0
1.2.3 | Instrument Transformers |  | 998736 |  | 18 |  | Set | 2 |  | Included | 0 | 0 | 0 | 0
1.2.4 | Bus work for MSR |  | 998736 |  | 18 |  | Set | 2 |  | Included | 0 | 0 | 0 | 0
[10 empty] | Included | 0 | 0 | 0 | 0
1.3 | Mechanically switched Capacitor bank(3-ph) (125MVAR as per Technical Specification) including all accessories (MSC Branches) (As per Technical Specification) | [8 empty] | Included | 0 | 0 | 0 | 0
1.3.1 | Capacitor Bank |  | 998736 |  | 18 |  | Set | 1 |  | Included | 0 | 0 | 0 | 0
1.3.2 | Series Air core reactor |  | 998736 |  | 18 |  | Set | 1 |  | Included | 0 | 0 | 0 | 0
1.3.3 | MV Switchgear |  | 998736 |  | 18 |  | Set | 1 |  | Included | 0 | 0 | 0 | 0
1.3.4 | Instrument Transformers |  | 998736 |  | 18 |  | Set | 1 |  | Included | 0 | 0 | 0 | 0
1.3.5 | Bus work for MSC |  | 998736 |  | 18 |  | Set | 1 |  | Included | 0 | 0 | 0 | 0
[10 empty] | Included | 0 | 0 | 0 | 0
2# | STATCOM STATION as per Option 2 of clause 2.1 of Section Project Technical Specification | [8 empty] | Included | 0 | 0 | 0 | 0
2.1 | STATCOM( +425/-300MVAR as per Technical Specification) including Valve, valve base electronics, DC capacitor, series reactor and all accessories | [8 empty] | Included | 0 | 0 | 0 | 0
2.1.1 | Valve complete with all accessories for STATCOM Unit |  | 998736 |  | 18 |  | Lot | 1 |  | Included | 0 | 0 | 0 | 0
2.1.2 | Series reactor for STATCOM Unit |  | 998736 |  | 18 |  | Lot | 1 |  | Included | 0 | 0 | 0 | 0
2.1.3 | MV Switchgear for STATCOM Unit |  | 998736 |  | 18 |  | Lot | 1 |  | Included | 0 | 0 | 0 | 0
2.1.4 | MV Switchgear for STATCOM Unit including bypass switch |  | 998736 |  | 18 |  | Lot | 1 |  | Included | 0 | 0 | 0 | 0
2.1.5 | Charging Resistor |  | 998736 |  | 18 |  | Lot | 1 |  | Included | 0 | 0 | 0 | 0
2.1.6 | Instrument Transformers for STATCOM Unit |  | 998736 |  | 18 |  | Lot | 1 |  | Included | 0 | 0 | 0 | 0
2.1.7 | Bus work for STATCOM Unit |  | 998736 |  | 18 |  | Lot | 1 |  | Included | 0 | 0 | 0 | 0
2.1.8 | Wall Bushings |  | 998736 |  | 18 |  | Lot | 1 |  | Included | 0 | 0 | 0 | 0
2.1.9 | Other misc. item , accessories etc. |  | 998736 |  | 18 |  | Lot | 1 |  | Included | 0 | 0 | 0 | 0
[10 empty] | Included | 0 | 0 | 0 | 0
2.2 | Mechanically switched Reactor bank (3-ph) (-125MVAR as per Technical Specification) including all accessories (MSR Branches) (As per Technical Specification) | [8 empty] | Included | 0 | 0 | 0 | 0
2.2.1 | Air Core Reactor |  | 998736 |  | 18 |  | Set | 2 |  | Included | 0 | 0 | 0 | 0
2.2.2 | MV Switchgear |  | 998736 |  | 18 |  | Set | 2 |  | Included | 0 | 0 | 0 | 0
2.2.3 | Instrument Transformers |  | 998736 |  | 18 |  | Set | 2 |  | Included | 0 | 0 | 0 | 0
2.2.4 | Bus work for MSR |  | 998736 |  | 18 |  | Set | 2 |  | Included | 0 | 0 | 0 | 0
[10 empty] | Included | 0 | 0 | 0 | 0
3# | STATCOM STATION as per Option 3 of clause 2.1 of Section Project Technical Specification | [8 empty] | Included | 0 | 0 | 0 | 0
3.1 | STATCOM( +300/-425MVAR as per Technical Specification) including Valve, valve base electronics, DC capacitor, series reactor and all accessories | [8 empty] | Included | 0 | 0 | 0 | 0
3.1.1 | Valve complete with all accessories for STATCOM Unit |  | 998736 |  | 18 |  | Lot | 1 |  | Included | 0 | 0 | 0 | 0
3.1.2 | Series reactor for STATCOM Unit |  | 998736 |  | 18 |  | Lot | 1 |  | Included | 0 | 0 | 0 | 0
3.1.3 | MV Switchgear for STATCOM Unit |  | 998736 |  | 18 |  | Lot | 1 |  | Included | 0 | 0 | 0 | 0
3.1.4 | MV Switchgear for STATCOM Unit including bypass switch |  | 998736 |  | 18 |  | Lot | 1 |  | Included | 0 | 0 | 0 | 0
3.1.5 | Charging Resistor |  | 998736 |  | 18 |  | Lot | 1 |  | Included | 0 | 0 | 0 | 0
3.1.6 | Instrument Transformers for STATCOM Unit |  | 998736 |  | 18 |  | Lot | 1 |  | Included | 0 | 0 | 0 | 0
3.1.7 | Bus work for STATCOM Unit |  | 998736 |  | 18 |  | Lot | 1 |  | Included | 0 | 0 | 0 | 0
3.1.8 | Wall Bushings |  | 998736 |  | 18 |  | Lot | 1 |  | Included | 0 | 0 | 0 | 0
3.1.9 | Other misc. item , accessories etc. |  | 998736 |  | 18 |  | Lot | 1 |  | Included | 0 | 0 | 0 | 0
[10 empty] | Included | 0 | 0 | 0 | 0
3.2 | Mechanically switched Capacitor bank(3-ph) (125MVAR as per Technical Specification) including all accessories (MSC Branches) (As per Technical Specification) | [8 empty] | Included | 0 | 0 | 0 | 0
3.2.1 | Capacitor Bank |  | 998736 |  | 18 |  | Set | 1 |  | Included | 0 | 0 | 0 | 0
3.2.2 | Series Air core reactor |  | 998736 |  | 18 |  | Set | 1 |  | Included | 0 | 0 | 0 | 0
3.2.3 | MV Switchgear |  | 998736 |  | 18 |  | Set | 1 |  | Included | 0 | 0 | 0 | 0
3.2.4 | Instrument Transformers |  | 998736 |  | 18 |  | Set | 1 |  | Included | 0 | 0 | 0 | 0
3.2.5 | Bus work for MSC |  | 998736 |  | 18 |  | Set | 1 |  | Included | 0 | 0 | 0 | 0
[10 empty] | Included | 0 | 0 | 0 | 0
3.3 | Mechanically switched Reactor bank (3-ph) (-125MVAR as per Technical Specification) including all accessories (MSR Branches) (As per Technical Specification) | [8 empty] | Included | 0 | 0 | 0 | 0
3.3.1 | Air Core Reactor |  | 998736 |  | 18 |  | Set | 1 |  | Included | 0 | 0 | 0 | 0
3.3.2 | MV Switchgear |  | 998736 |  | 18 |  | Set | 1 |  | Included | 0 | 0 | 0 | 0
3.3.3 | Instrument Transformers |  | 998736 |  | 18 |  | Set | 1 |  | Included | 0 | 0 | 0 | 0
3.3.4 | Bus work for MSR |  | 998736 |  | 18 |  | Set | 1 |  | Included | 0 | 0 | 0 | 0
[10 empty] | Included | 0 | 0 | 0 | 0
4# | STATCOM STATION as per Option 4 of clause 2.1 of Section Project Technical Specification | [8 empty] | Included | 0 | 0 | 0 | 0
4.1 | STATCOM( ±425MVAR as per Technical Specification) including Valve, valve base electronics, DC capacitor, series reactor and all accessories | [8 empty] | Included | 0 | 0 | 0 | 0
4.1.1 | Valve complete with all accessories for STATCOM Unit |  | 998736 |  | 18 |  | Lot | 1 |  | Included | 0 | 0 | 0 | 0
4.1.2 | Series reactor for STATCOM Unit |  | 998736 |  | 18 |  | Lot | 1 |  | Included | 0 | 0 | 0 | 0
4.1.3 | MV Switchgear for STATCOM Unit |  | 998736 |  | 18 |  | Lot | 1 |  | Included | 0 | 0 | 0 | 0
4.1.4 | MV Switchgear for STATCOM Unit including bypass switch |  | 998736 |  | 18 |  | Lot | 1 |  | Included | 0 | 0 | 0 | 0
4.1.5 | Charging Resistor |  | 998736 |  | 18 |  | Lot | 1 |  | Included | 0 | 0 | 0 | 0
4.1.6 | Instrument Transformers for STATCOM Unit |  | 998736 |  | 18 |  | Lot | 1 |  | Included | 0 | 0 | 0 | 0
4.1.7 | Bus work for STATCOM Unit |  | 998736 |  | 18 |  | Lot | 1 |  | Included | 0 | 0 | 0 | 0
4.1.8 | Wall Bushings |  | 998736 |  | 18 |  | Lot | 1 |  | Included | 0 | 0 | 0 | 0
4.1.9 | Other misc. item , accessories etc. |  | 998736 |  | 18 |  | Lot | 1 |  | Included | 0 | 0 | 0 | 0
[10 empty] | Included | 0 | 0 | 0 | 0
4.2 | Mechanically switched Reactor bank (3-ph) (-125MVAR as per Technical Specification) including all accessories (MSR Branches) (As per Technical Specification) | [8 empty] | Included | 0 | 0 | 0 | 0
4.2.1 | Air Core Reactor |  | 998736 |  | 18 |  | Set | 1 |  | Included | 0 | 0 | 0 | 0
4.2.2 | MV Switchgear |  | 998736 |  | 18 |  | Set | 1 |  | Included | 0 | 0 | 0 | 0
4.2.3 | Instrument Transformers |  | 998736 |  | 18 |  | Set | 1 |  | Included | 0 | 0 | 0 | 0
4.2.4 | Bus work for MSR |  | 998736 |  | 18 |  | Set | 1 |  | Included | 0 | 0 | 0 | 0
[10 empty] | Included | 0 | 0 | 0 | 0
5# | STATCOM STATION as per Option 5 of clause 2.1 of Section Project Technical Specification | [8 empty] | Included | 0 | 0 | 0 | 0
5.1 | STATCOM( +425/-550 MVAR as per Technical Specification) including Valve, valve base electronics, DC capacitor, series reactor and all accessories | [8 empty] | Included | 0 | 0 | 0 | 0
5.1.1 | Valve complete with all accessories for STATCOM Unit |  | 998736 |  | 18 |  | Lot | 1 |  | Included | 0 | 0 | 0 | 0
5.1.2 | Series reactor for STATCOM Unit |  | 998736 |  | 18 |  | Lot | 1 |  | Included | 0 | 0 | 0 | 0
5.1.3 | MV Switchgear for STATCOM Unit |  | 998736 |  | 18 |  | Lot | 1 |  | Included | 0 | 0 | 0 | 0
5.1.4 | MV Switchgear for STATCOM Unit including bypass switch |  | 998736 |  | 18 |  | Lot | 1 |  | Included | 0 | 0 | 0 | 0
5.1.5 | Charging Resistor |  | 998736 |  | 18 |  | Lot | 1 |  | Included | 0 | 0 | 0 | 0
5.1.6 | Instrument Transformers for STATCOM Unit |  | 998736 |  | 18 |  | Lot | 1 |  | Included | 0 | 0 | 0 | 0
5.1.7 | Bus work for STATCOM Unit |  | 998736 |  | 18 |  | Lot | 1 |  | Included | 0 | 0 | 0 | 0
5.1.8 | Wall Bushings |  | 998736 |  | 18 |  | Lot | 1 |  | Included | 0 | 0 | 0 | 0
5.1.9 | Other misc. item , accessories etc. |  | 998736 |  | 18 |  | Lot | 1 |  | Included | 0 | 0 | 0 | 0
[10 empty] | Included | 0 | 0 | 0 | 0
6 | STATCOM Valve cooling system | [8 empty] | Included | 0 | 0 | 0 | 0
6.1 | Cooling system pump skid (with UMD) |  | 998736 |  | 18 |  | Lot | 1 |  | Included | 0 | 0 | 0 | 0
6.2 | Water to air Heat Exchanger |  | 998736 |  | 18 |  | Lot | 1 |  | Included | 0 | 0 | 0 | 0
6.3 | Cooling system pipes, valves etc. |  | 998736 |  | 18 |  | Lot | 1 |  | Included | 0 | 0 | 0 | 0
[10 empty] | Included | 0 | 0 | 0 | 0
7 | Coupling Transformer Bank | [8 empty] | Included | 0 | 0 | 0 | 0
7.1 | Coupling Transformer Single phase unit |  | 998736 |  | 18 |  | Set | 4 |  | Included | 0 | 0 | 0 | 0
7.2 | Insulating oil for above |  | 998736 |  | 18 |  | Set | 4 |  | Included | 0 | 0 | 0 | 0
[10 empty] | Included | 0 | 0 | 0 | 0
8 | STATCOM STATION Control, Protection, Monitoring & Automation system (As per Specification) |  | 998736 |  | 18 |  | Lot | 1 |  | Included | 0 | 0 | 0 | 0
[10 empty] | Included | 0 | 0 | 0 | 0
9 | Bus work | [8 empty] | Included | 0 | 0 | 0 | 0
9.1 | MV Bus work Including Neutral Grounding Transformer (if applicable), Surge Capacitor, Swithgear, Post Insulators, Bus Bar Material, Clamps ,Connectors, Earthing Material etc including all accessories. |  | 998736 |  | 18 |  | Lot | 1 |  | Included | 0 | 0 | 0 | 0
[10 empty] | Included | 0 | 0 | 0 | 0
10 | Erection hardware items & other miscellaneous item for STATCOM Station installation (if not covered under any head) |  | 998736 |  | 18 |  | Lot | 1 |  | Included | 0 | 0 | 0 | 0
[10 empty] | Included | 0 | 0 | 0 | 0
11 | Lattice & pipe structures for STATCOM Station installations including pack plates/ packwashers and gusset plates, fasteners and foundation bolts. | [8 empty] | Included | 0 | 0 | 0 | 0
11.1 | Lattice Strctures |  | 998736 |  | 18 |  | Lot | 1 |  | Included | 0 | 0 | 0 | 0
11.2 | Pipe Structures |  | 998736 |  | 18 |  | Lot | 1 |  | Included | 0 | 0 | 0 | 0
[10 empty] | Included | 0 | 0 | 0 | 0
12 | Erection Hardware (400 kV Switchyard upto SF6 to Air Bushing) | [8 empty] | Included | 0 | 0 | 0 | 0
12.1 | Insulator strings, Disc Insulators, Hardware, Spacers, conductor(s), bus-bar material, cable trays, Bay MB, clamps, connectors including equipment connectors, junction box, earthwire, earthing material,insulating mat, risers, auxiliary earthmat (excluding main earthmat), pipes for equipment & lighting, all accessories etc. for the following | [8 empty] | Included | 0 | 0 | 0 | 0
| Layout Type (400kV I-type) | [8 empty] | Included | 0 | 0 | 0 | 0
i) | Coupling Transformer bay |  | 998736 |  | 18 |  | Set | 1 |  | Included | 0 | 0 | 0 | 0
12.2 | Bus Post Insulator including support structures |  | 998736 |  | 18 |  | Nos. | 4 |  | Included | 0 | 0 | 0 | 0
[10 empty] | Included | 0 | 0 | 0 | 0
13 | Illumination system | [8 empty] | Included | 0 | 0 | 0 | 0
13.1 | Illumination for STATCOM Station installation |  | 998736 |  | 18 |  | Lot | 1 |  | Included | 0 | 0 | 0 | 0
13.2 | Illumination for STATCOM Station buildings |  | 998736 |  | 18 |  | Lot | 1 |  | Included | 0 | 0 | 0 | 0
13.3 | Illumination system for 400kV switchyard extension area |  | 998736 |  | 18 |  | Lot | 1 |  | Included | 0 | 0 | 0 | 0
[10 empty] | Included | 0 | 0 | 0 | 0
14 | Electrical station services & auxiliaries systems | [8 empty] | Included | 0 | 0 | 0 | 0
14.1 | 415V Main switchboard |  | 998736 |  | 18 |  | Set | 1 |  | Included | 0 | 0 | 0 | 0
14.2 | 415V AC distribution board |  | 998736 |  | 18 |  | Set | 1 |  | Included | 0 | 0 | 0 | 0
14.3 | 220V DC distribution board |  | 998736 |  | 18 |  | Set | 2 |  | Included | 0 | 0 | 0 | 0
14.4 | 220V Battery system |  | 998736 |  | 18 |  | Set | 2 |  | Included | 0 | 0 | 0 | 0
14.5 | 220V Battery charger |  | 998736 |  | 18 |  | Set | 2 |  | Included | 0 | 0 | 0 | 0
14.8 | UPS/UMD for STATCOM Station systems |  | 998736 |  | 18 |  | Set | 1 |  | Included | 0 | 0 | 0 | 0
14.9 | Auxiliary supply system as per technical specification |  | 998736 |  | 18 |  | Set | 1 |  | Included | 0 | 0 | 0 | 0
14.1 | Erection hardware items, Bus post insulators, clamps and Connectors, Structures & other miscellaneous item for LT transformer(s) installation |  | 998736 |  | 18 |  | Set | 1 |  | Included | 0 | 0 | 0 | 0
14.11 | DG Set |  | 998736 |  | 18 |  | Set | 1 |  | Included | 0 | 0 | 0 | 0
[10 empty] | Included | 0 | 0 | 0 | 0
15 | LT Cabling along with associated like clamps, glands, lugs and straight joints etc. | [8 empty] | Included | 0 | 0 | 0 | 0
a) | 1.1kV Grade Power Cables (PVC/XLPE insulated ) |  | 998736 |  | 18 |  | Set | 1 |  | Included | 0 | 0 | 0 | 0
b) | 1.1kV Grade Control Cable (PVC insulated) |  | 998736 |  | 18 |  | Set | 1 |  | Included | 0 | 0 | 0 | 0
[10 empty] | Included | 0 | 0 | 0 | 0
16 | 40 mm MS rod for Earth mat |  | 998736 |  | 18 |  | LS | 1 |  | Included | 0 | 0 | 0 | 0
[10 empty] | Included | 0 | 0 | 0 | 0
17 | Mechanical station services & auxiliaries systems | [8 empty] | Included | 0 | 0 | 0 | 0
17.1 | Fire protection system | [8 empty] | Included | 0 | 0 | 0 | 0
a) | Fire protection system (HVW spray & Hydrant system) for Coupling transformers |  | 998736 |  | 18 |  | Lot | 1 |  | Included | 0 | 0 | 0 | 0
b) | Hydrant system for STATCOM Station including buildings |  | 998736 |  | 18 |  | Lot | 1 |  | Included | 0 | 0 | 0 | 0
c) | Smoke detection system for STATCOM building |  | 998736 |  | 18 |  | Lot | 1 |  | Included | 0 | 0 | 0 | 0
17.2 | Air conditioning & ventilation system | [8 empty] | Included | 0 | 0 | 0 | 0
a) | Air conditioning & ventilation system for STATCOM Station Buildings |  | 998736 |  | 18 |  | Lot | 1 |  | Included | 0 | 0 | 0 | 0
17.3 | Castle Key Interlock System for STATCOM Station as per Tech Spec. |  | 998736 |  | 18 |  | Lot | 1 |  | Included | 0 | 0 | 0 | 0
[10 empty] | Included | 0 | 0 | 0 | 0
18 | VMS for STATCOM Station |  | 998736 |  | 18 |  | Lot | 1 |  | Included | 0 | 0 | 0 | 0
[10 empty] | Included | 0 | 0 | 0 | 0
19 | Civil Works (AS PER CONTRACTOR DRAWING) | [8 empty] | Included | 0 | 0 | 0 | 0
| The rates shall be inclusive of designs, drawings, engineering, civil works/steel works including excavation in all type soils, PCC, RCC, Reinforcement, structural steel, internal and external cable trenches, internal and external finishes, floorings, doors & windows, electrical conduit, etc. complete in all respects as per requirement of technical specification and tender documents (excluding ground improvement using stone columns). Walkways, rail, foundation bolts, crane, internal and external water supply, drains, sewerage system, soak pit & septic tank etc. if any required for completion of work shall also be included in the rates. Nothing extra shall be payable on this account. | [8 empty] | Included | 0 | 0 | 0 | 0
19.1 | STATCOM Buildings |  | 995414 |  | 18 |  | LS | 1 |  | Included | 0 | 0 | 0 | 0
19.2 | Coupling transformers including rail track, fire barrier wall, jacking pad etc |  | 995454 |  | 18 |  | Lot | 1 |  | Included | 0 | 0 | 0 | 0
19.3 | Mechanically switched Reactor Branches |  | 995454 |  | 18 |  | Lot | 1 |  | Included | 0 | 0 | 0 | 0
19.4 | Mechanically switched Capacitor Branches |  | 995454 |  | 18 |  | Lot | 1 |  | Included | 0 | 0 | 0 | 0
19.5 | STATCOM Station yard equipments |  | 995454 |  | 18 |  | Lot | 1 |  | Included | 0 | 0 | 0 | 0
19.6 | Supplying and laying of HDPE pipe including Pull pits for outdoor cable laying, as per Technical Specifications. |  | 995454 |  | 18 |  | Lot | 1 |  | Included | 0 | 0 | 0 | 0
19.7 | Drains in the proposed area of STATCOM, using standard sections of POWERGRID including connecting, dismantling and re routing of existing drains if required. |  | 995454 |  | 18 |  | Lot | 1 |  | Included | 0 | 0 | 0 | 0
19.8 | Other STATCOM Station associated auxiliary systems |  | 995451 |  | 18 |  | Lot | 1 |  | Included | 0 | 0 | 0 | 0
19.9 | XX/0.415kV LT transformer and all other XX kV equipment and BPI foundations |  | 995451 |  | 18 |  | Lot | 1 |  | Included | 0 | 0 | 0 | 0
19.1 | DG set foundation |  | 995451 |  | 18 |  | Lot | 1 |  | Included | 0 | 0 | 0 | 0
19.11 | Bitumen roads (3.75m wide) including all crossings for STATCOM station yard using POWERGRID standard sections and rerouting of existing roads and culverts if required |  | 995421 |  | 18 |  | Lot | 1 |  | Included | 0 | 0 | 0 | 0
19.12 | Stone filling (40 mm size) for transformer/reactor foundation |  | 995428 |  | 18 |  | Lot | 1 |  | Included | 0 | 0 | 0 | 0
19.13 | Stone spreading for STATCOM station yard and Anti weed Treatment |  | 995428 |  | 18 |  | Lot | 1 |  | Included | 0 | 0 | 0 | 0
19.14 | Electrified New Chain link fencing including gate in the STATCOM area including dismantling, re erection, re routing of the existing fence if required |  | 995477 |  | 18 |  | Lot | 1 |  | Included | 0 | 0 | 0 | 0
19.15 | New Chain link fencing including gate in the STATCOM area including dismantling, re erection, re routing of the existing fence if required |  | 995477 |  | 18 |  | Lot | 1 |  | Included | 0 | 0 | 0 | 0
[10 empty] | Included | 0 | 0 | 0 | 0
# Marked Quantities | Bidders must fill only 1 of the 5 options. Bidders shall not fill more than 1 option. | [8 empty] | Included | 0 | 0 | 0 | 0
[10 empty] | Included | 0 | 0 | 0 | 0
Part-B | MAIN 400kV Switchyard Equipments/ systems (POWERGRID ASSESED QUANTITIES) | [8 empty] | Included | 0 | 0 | 0 | 0
1 | 400kV Potential Transformer (Single Phase) |  | 998736 |  | 18 |  | No. | 4 |  | Included | 0 | 0 | 0 | 0
[10 empty] | Included | 0 | 0 | 0 | 0
2 | Surge Arrester (Gapless-336kV) (1-phase) |  | 998736 |  | 18 |  | Nos. | 4 |  | Included | 0 | 0 | 0 | 0
[10 empty] | Included | 0 | 0 | 0 | 0
3 | 420kV, 3000A/3150, 63kA, Single phase, SF6 Gas Insulated Bus Duct (GIB) outsideGIS Hall along with associated support structure |  | 998736 |  | 18 |  | Mtr. | 60 |  | Included | 0 | 0 | 0 | 0
[10 empty] | Included | 0 | 0 | 0 | 0
4 | 420kV, SF6 to Air Bushing alongwithassociated support structure for 3150A,63 kA for 1 sec. Single Phase |  | 998736 |  | 18 |  | Nos. | 4 |  | Included | 0 | 0 | 0 | 0
[10 empty] | Included | 0 | 0 | 0 | 0
4.1 | 420kV, 3150 A, 63 kA, SF6 GIS Auxiliary Bus module Extension for Spare ICT connection (For 400kV side of 765/400kV ICT) as per Section-Project, Technical specification |  | 998736 |  | 18 |  | Set | 1 |  | Included | 0 | 0 | 0 | 0
[10 empty] | Included | 0 | 0 | 0 | 0
5 | Substation automation system | [8 empty] | Included | 0 | 0 | 0 | 0
5.1 | Interfacing of Relays with SAS as per TS |  | 998736 |  | 18 |  | Set | 1 |  | Included | 0 | 0 | 0 | 0
[10 empty] | Included | 0 | 0 | 0 | 0
6 | Controlled switching device for 420kV, 3-Ph Circuit Breaker |  | 998736 |  | 18 |  | Nos. | 2 |  | Included | 0 | 0 | 0 | 0
[10 empty] | Included | 0 | 0 | 0 | 0
7 | PMU | [8 empty] | Included | 0 | 0 | 0 | 0
a) | Service:- Phasor Measurement Unit (PMU) |  | 998736 |  | 18 |  | EA | 1 |  | Included | 0 | 0 | 0 | 0
b) | WAMS TIME SYSTEM(GPS RECEIVER) |  | 998736 |  | 18 |  | EA | 1 |  | Included | 0 | 0 | 0 | 0
c) | SUBSTATION GRADE Layer 2 LAN SWITCH |  | 998736 |  | 18 |  | EA | 1 |  | Included | 0 | 0 | 0 | 0
d) | SUBSTATION GRADE Layer 3 LAN SWITCH |  | 998736 |  | 18 |  | EA | 1 |  | Included | 0 | 0 | 0 | 0
e) | Services:- Armored Fibre Optic Cable and associated termination equipment |  | 998736 |  | 18 |  | LOT | 1 |  | Included | 0 | 0 | 0 | 0
f) | SUPPLY, INSTALLATION, TESTING AND COMMISSIONING OF LIU-FO PATCH PANEL-12 PORT |  | 998736 |  | 18 |  | EA | 2 |  | Included | 0 | 0 | 0 | 0
g) | Integration of PMU with the PDC (Phasor Data Concentrator) of RLDCs and respective SLDCs as required. |  | 998736 |  | 18 |  | LOT | 1 |  | Included | 0 | 0 | 0 | 0
[10 empty] | Included | 0 | 0 | 0 | 0
8 | Structure | [8 empty] | Included | 0 | 0 | 0 | 0
a | Erection of Lattice Structures (MS Steel), to be designed during detailed engineering, for towers, beams and equipment support structure including pack plates/ packwashers and gusset plates excluding fastners and foundation bolts |  | 998736 |  | 18 |  | MT | 38 |  | Included | 0 | 0 | 0 | 0
c | Erection of fastners (nuts, bolts and washers), including step bolts for lattice and pipe structures to be designed during detailed engineering |  | 998736 |  | 18 |  | MT | 2 |  | Included | 0 | 0 | 0 | 0
d | Erection of foundtion bolts including nuts, check nut and wshers for lattice and pipe structures to be designed during detailed engineering |  | 998736 |  | 18 |  | MT | 3 |  | Included | 0 | 0 | 0 | 0
[10 empty] | Included | 0 | 0 | 0 | 0
9 | Electrical auxiliaries supply systems (from existing ICT Tertiary) | [8 empty] | Included | 0 | 0 | 0 | 0
9.1 | Auxiliary Service transformer 33 kV / 433 V; XXX kVA |  | 998736 |  | 18 |  | Nos. | 1 |  | Included | 0 | 0 | 0 | 0
9.2 | 66kV Circuit breaker (3-Phase) including support structure |  | 998736 |  | 18 |  | Nos. | 1 |  | Included | 0 | 0 | 0 | 0
9.3 | 66kV Isolator without earth switch (3-phase) |  | 998736 |  | 18 |  | Nos. | 1 |  | Included | 0 | 0 | 0 | 0
9.4 | 66kV Current transformer (1-phase) |  | 998736 |  | 18 |  | Nos. | 3 |  | Included | 0 | 0 | 0 | 0
9.5 | 66kV Potential transformer (1-phase) |  | 998736 |  | 18 |  | Nos. | 3 |  | Included | 0 | 0 | 0 | 0
9.6 | 72.5kV BPI |  | 998736 |  | 18 |  | Nos. | 9 |  | Included | 0 | 0 | 0 | 0
9.7 | Erection hardware (Al tube, clamps, spacers, connectors, earthing material risers, auxiliary earthmat, buried cable trenches/pipes, BPIs all accessories etc for extension of 52kV teritary bus of 765/400/33kV autotransformer) |  | 998736 |  | 18 |  | Set | 1 |  | Included | 0 | 0 | 0 | 0
[10 empty] | Included | 0 | 0 | 0 | 0
10 | Civil works | [8 empty] | Included | 0 | 0 | 0 | 0
10.1 | Excavation in all kind of soil including rock for all leads and lifts, backfilling, disposal of surplus earth within a lead up to 2 Km as per technical specification. The surplus earth shall be roughly graded . |  | 995433 |  | 18 |  | Cu.Mtr. | 1362 |  | Included | 0 | 0 | 0 | 0
10.2 | Providing and laying of Plain Cement Concrete (PCC) (1:4:8) |  | 995454 |  | 18 |  | Cu.Mtr. | 37 |  | Included | 0 | 0 | 0 | 0
10.3 | Providing and laying of Plain Cement Concrete (PCC) (1:2:4) |  | 995454 |  | 18 |  | Cu.Mtr. | 3 |  | Included | 0 | 0 | 0 | 0
10.4 | Providing and laying of Reinforced Cement Concrete M30 including pre cast, shuttering, Grouting of pockets & underpinning but excluding steel reinforcement |  | 995454 |  | 18 |  | Cu.Mtr. | 180 |  | Included | 0 | 0 | 0 | 0
10.5 | Reinforcement steel meeting corrossion resistance properties as per IS:1786 and manufacturer specification |  | 995454 |  | 18 |  | MT | 12 |  | Included | 0 | 0 | 0 | 0
10.6 | Misc. Structural steel including rails, embedments, edge protection angles, gratings etc. but excluding the reinforcement steel and steel for lattice and pipe structures. |  | 995455 |  | 18 |  | MT | 5 |  | Included | 0 | 0 | 0 | 0
10.7 | Stone spreading in switchyard excluding PCC |  | 995424 |  | 18 |  | Sq. m. | 5000 |  | Included | 0 | 0 | 0 | 0
10.8 | Antiweed treatment |  | 995428 |  | 18 |  | Sq. m. | 5500 |  | Included | 0 | 0 | 0 | 0
10.9 | Removing,cleaning and washing of existing stones and respreading of stones in switchyard after doing anti-weed treatment excluding PCC |  | 995428 |  | 18 |  | Sq. m. | 500 |  | Included | 0 | 0 | 0 | 0
10.1 | 3.75m wide Bitumen road with earthen shoulder including 100 mm dia RCC Hume Pipe @ 100 metre interval as per drawing and TS (as per DSR item no 16.35 and 16.30.1) and including 225 mm thick WBM in three equal layers of 75 mm each as per CPWD specification. |  | 995421 |  | 18 |  | Sq. m. | 300 |  | Included | 0 | 0 | 0 | 0
10.11 | Supplying and erecting dewatering pumps-5 HP |  |  |  | 18 |  | Nos. | 1 |  | Included | 0 | 0 | 0 | 0
10.12 | Drain including culverts but excluding concrete & reinforcement steel-Section A-A |  | 995462 |  | 18 |  | RM | 50 |  | Included | 0 | 0 | 0 | 0
10.13 | Drain including culverts but excluding concrete & reinforcement steel-Section B-B |  | 995462 |  | 18 |  | RM | 50 |  | Included | 0 | 0 | 0 | 0
10.14 | Drain including culverts but excluding concrete & reinforcement steel-Section C-C |  | 995462 |  | 18 |  | RM | 30 |  | Included | 0 | 0 | 0 | 0
10.15 | Drain including culverts but excluding concrete & reinforcement steel-Section D-D |  | 995462 |  | 18 |  | RM | 30 |  | Included | 0 | 0 | 0 | 0
10.16 | RCC culverts and cable trench crossings including supplying and laying hume pipe 250mm dia of grade (NP-3) excluding concrete as per specification. |  | 995462 |  | 18 |  | RM | 20 |  | Included | 0 | 0 | 0 | 0
10.17 | RCC culverts and cable trench crossings including supplying and laying hume pipe 300mm dia of grade (NP-3) excluding concrete as per specification. |  | 995462 |  | 18 |  | RM | 20 |  | Included | 0 | 0 | 0 | 0
10.18 | RCC culverts and cable trench crossings including supplying and laying hume pipe 450mm dia of grade (NP-3) excluding concrete as per specification. |  | 995462 |  | 18 |  | RM | 20 |  | Included | 0 | 0 | 0 | 0
10.19 | Supplying, filling and compacting stone boulders mixed with sand under foundations, roads, cable trenches, drains etc in layers not exceeding 250mm thickness including ramming, watering, compacting etc. |  | 995428 |  | 18 |  | Cu.Mtr. | 100 |  | Included | 0 | 0 | 0 | 0
10.21 | Supply of earth (excluding rock & boulders) at site including royalty, carriage and filling in specified areas in layers not exceeding 200mm in depth, compacting under optimum moisture condition to achieve 95% of Proctor density, finishing etc. all complete, for all leads & lifts, with all labour, material, tools, tackles, equipments, safeguards & incidentals as necessary as per drawings, specification and direction of the Engineer- in- Charge. |  | 995432 |  | 18 |  | cum | 14000 |  | Included | 0 | 0 | 0 | 0
10.38 | Dry stone pitching 22.5 cm thick including supply of stones and preparing surface complete. |  | 995428 |  | 18 |  | M2 | 1120 |  | Included | 0 | 0 | 0 | 0
10.39 | Providing & making Gabion structure with Mechanically Woven Double Twisted Hexagonal Shaped Wire mesh Gabion Boxes as per IS 16014:2012,MORTH Clause 2500, of required size, Mesh Type 10x12(D=100 mm with tolerance of Â± 2%) Zinic+PVC coated, Mesh wire diameter2.7/3.7mm, mechanically edged/selvedged with partitions at every 1m interval and shall have minimum 10 numbers of openings per meter of mesh perpendicular to twist, tying with lacing wire of diameter 2.2/3.2mm(ID/OD), supplied @3% by weight of Gabion boxes, filled with boulders with least dimension of 200 mm, as per drawing, all complete as per directions of Engineer-incharge. |  | 995421 |  | 18 |  | M3 | 400 |  | Included | 0 | 0 | 0 | 0
| Supply and Installation of 800mm dia vibro stone columns as per approved drawing, using bottom feed method as per IS 15284 (PT-1), 2003 as per site requirements including all T&Ps, materials etc. complete in all respect. This includes setting up of column, supply of required stone aggregate, feeding of the stone from the stone stack, automatic real time monitoring of depth and compaction effect for each column, preparation of records, submission and preparation of as built drawings etc. The rates are inclusive of all materials, labour, T&P etc. required for completion of the work in all respect. Mode of Measurement - For payment purpose, length of boring shall be measured from Stone Column Cut-off Level to Termination level of Stone Column. |  | 995451 |  | 18 |  | RM | 20250 |  | Included | 0 | 0 | 0 | 0
| Providing and laying of granular material blanket by using clean medium to coarse sand, over the top of the stone column at cutoff level. The blanket material should be laid after ensuring complete removal of slush deposited during boring/charging operations etc.The granular blanket shall be compacted by suitable means such as rolling or tamping to densify the layer. The rates are inclusive of all materials, labour, T&P etc. required for completion of the work in all respect. The volume of compacted layer shall be measured for the payment purpose. |  | 995451 |  | 18 |  | CUM | 1620 |  | Included | 0 | 0 | 0 | 0
| Routine vertical load testing (Plate load test) of single stone column of 800 mm dia as per approved drawing and IS:15284(Pt.I):2003, complete with all labour, equipment, kentledge, material etc. |  | 995451 |  | 18 |  | EA | 2 |  | Included | 0 | 0 | 0 | 0
| Routine vertical load testing (Plate load test) of group of 3 stone columns of 800 mm dia as per approved drawing and IS:15284(Pt.I):2003, complete with all labour, equipment, kentledge, material etc. |  | 995451 |  | 18 |  | EA | 2 |  | Included | 0 | 0 | 0 | 0
| Switchyard Gate excluding concrete |  | 995451 |  | 18 |  | Nos. | 1 |  | Included | 0 | 0 | 0 | 0
| Providing and fixing Pre cast RCC Boundary wall as per drawings and specifications, including centring, shuttering, moulding,RCC, reinforcement, casting, curing, hoisting, carriage of precast cols/panels to site,Excavation, PCC, backfilling, steel gratings at required locations, MS angles and Concertina coil etc. complete. |  | 995451 |  | 18 |  | RM | 1500 |  | Included | 0 | 0 | 0 | 0
[10 empty] | 0 |  |  | #REF! | #REF!
[11 empty] | 0 |  |  | #REF!
* | In case the bidder leaves the cell for confirmation of the SAC and/or GST rate “blank”, the SAC and corresponding GST rate indicated by the Employer shall be deemed to be the one confirmed by the Bidder.
Date :
Place : | [6 empty] | Printed Name :
Designation :
Click for Sch-4

## Sch-4
Specification No: CC/T/W-STAT/DOM/A06/24/14931 | [15 empty] | Schedule - 4a
STATCOM Package - ST-01T for (a) STATCOM Station at Khavda Pooling Station 1 (KPS1) and (b) STATCOM Station at Khavda Pooling Station 3 (KPS3) associated with “Provision of Dynamic Reactive Compensation at Khavda Pooling Station 1 (KPS1) and Khavda Pooling Station 3 (KPS3)"
(SCHEDULE OF RATES AND PRICES )
Bidder’s Name and Address (Sole Bidder) : | [14 empty] | To:
Contracts Services, 3rd Floor
Name : | #REF! | [13 empty] | Power Grid Corporation of India Ltd.,
Address : | #REF! | [13 empty] | "Saudamini", Plot No.-2
| #REF! | [13 empty] | Sector-29,
| #REF! | [13 empty] | Gurugram (Haryana) - 122001
Price Break-down of charges for Training and System Studies
All Prices are in Indian Rupees.
SI. No. | PR No | PR Line Item No | Activity Header | PR Activity No | Activity Description | Service Code | SAC (Service Accounting Codes) | Whether SAC in column '8’ is confirmed. If not indicate applicable the SAC * | Rate of GST applicable ( in %) | Whether rate of GST in column ‘4’ is confirmed. If not indicate applicable rate of GST * | Description | Unit | Quantity | Unit Training Charges excluding GST | Total Training Charges excluding GST | Total GST as confirmed by Bidder
1 | 2 | 3 | 4 | 5 | 6 | 7 | 8 | 9 | 10 | 11 | 12 | 13 | 14 | 15 | 16 = 14 x 15 | 17
1 |  |  |  |  | TRAINING |  | 998399 |  | 18% |  | Training to be imparted as per Technical Specification | Lot | 1 |  | Included | 0 | 0 | 0 | 0
2 |  |  |  |  | SYSTEM STUDIES |  | 998399 |  | 18% |  | System Studies as per Technical Specification | Lot | 1 |  | Included | 0 | 0 | 0 | 0
[9 empty] | Total Training Charges | [5 empty] | 0 |  |  | 0 | 0
[9 empty] | Total GST as confirmed by Bidder | [6 empty] | 0 |  |  | 0
* | In case the bidder leaves the cell for confirmation of the SAC and/or GST rate “blank”, the SAC and corresponding GST rate indicated by the Employer shall be deemed to be the one confirmed by the Bidder.
Date : | -- | [11 empty] | Printed name
Place : | [12 empty] | Designation
Click for Sch-5

## Sch-4b (hidden)
Specification No: CC/T/W-STAT/DOM/A06/24/14931 | [15 empty] | Schedule - 4b (Rev-01)
STATCOM Package - ST-01T for (a) STATCOM Station at Khavda Pooling Station 1 (KPS1) and (b) STATCOM Station at Khavda Pooling Station 3 (KPS3) associated with “Provision of Dynamic Reactive Compensation at Khavda Pooling Station 1 (KPS1) and Khavda Pooling Station 3 (KPS3)"
(SCHEDULE OF RATES AND PRICES )
Bidder’s Name and Address (Sole Bidder) : | [14 empty] | To:
Contracts Services, 3rd Floor
Name : | #REF! | [13 empty] | Power Grid Corporation of India Ltd.,
Address : | #REF! | [13 empty] | "Saudamini", Plot No.-2
| #REF! | [13 empty] | Sector-29,
| #REF! | [13 empty] | Gurugram (Haryana) - 122001
Maintenance Charges during & after Defect Liability Period
(All Prices are in Indian Rupees.)
SI. No. | PR No | PR Line Item No | Activity Header | PR Activity No | Activity Description | Service Code | SAC (Service Accounting Codes) | Whether SAC in column '8’ is confirmed. If not indicate applicable the SAC * | Rate of GST applicable ( in %) | Whether rate of GST in column ‘4’ is confirmed. If not indicate applicable rate of GST * | Description | Unit | Quantity | Unit Maintenance Charges excluding GST | Total Maintenance Charges excluding GST | Total GST as confirmed by Bidder
1 | 2 | 3 | 4 | 5 | 6 | 7 | 8 | 9 | 10 | 11 | 12 | 13 | 14 | 15 | 16 = 14 x 15 | 17
I | Communication Equipment For Ladakh
1 | 7000021028 | 01410 | 0050 | 0000000010 | AMC for Telecom Eqpt | 100002903 | 998716 |  | 18% |  | Maintenance Charges for Communication system during warranty period | JHR | 1 |  | Included | 0 | 0 | 0
2 | 7000021028 | 01410 | 0050 | 0000000020 | AMC for Telecom Eqpt | 100002904 | 998716 |  | 18% |  | Maintenance Charges for Communication system after warranty period | JHR | 6 |  | Included | 0 | 0 | 0
3 | 7000021028 | 01420 | 0060 | 0000000010 | AMC for PABX System | 100002903 | 998716 |  | 18% |  | Maintenance Charges for Communication system during warranty period | JHR | 1 |  | Included | 0 | 0 | 0
4 | 7000021028 | 01420 | 0060 | 0000000020 | AMC for PABX System | 100002904 | 998716 |  | 18% |  | Maintenance Charges for Communication system after warranty period | JHR | 6 |  | Included | 0 | 0 | 0
[9 empty] | Total Maintenance Charges during and after Defect Liabilty Period | [5 empty] | 0 |  |  | #REF!
[9 empty] | Total GST as confirmed by Bidder | [6 empty] | 0
* | In case the bidder leaves the cell for confirmation of the SAC and/or GST rate “blank”, the SAC and corresponding GST rate indicated by the Employer shall be deemed to be the one confirmed by the Bidder.
Date : | -- | [11 empty] | Printed name
Place : | [12 empty] | Designation
Click for Sch-5

## Sch-5 Dis (hidden)
Specification No: 5002001865/OTHERS/DOM/A00-CC CS -1 |  |  |  | Schedule - 5
Package – I: Unified Network Management System (U-NMS) for Central Sector & State Sector Communication in Eastern Region (ER) under Establishment of State-of-the-Art Unified Centralized Network Management System (U-NMS) for ISTS and State Utility Communication Network in Eastern Region (ER).
SUMMARY OF TAXES & DUTIES APPLICABLE ON GOODS
Bidder’s Name and Address (Sole Bidder) : |  |  | To:
Contracts Services, 3rd Floor
Name : |  |  | Power Grid Corporation of India Ltd.,
Address : |  |  | "Saudamini", Plot No.-2
Sector-29,
Gurugram (Haryana) - 122001
Sl. No. | Item Nos. |  | Total Price (INR)
1 | TOTAL GST ON GOODS |  | 0
Total GST for Supply of Goods (inter-alia including Type Test Charges) between the Contractor and the Employer (identified in Schedule 1') which are not included in the Ex-works price as per the provision of the Bidding Documents, as applicable.
2 | TOTAL GST ON SERVICES |  | 0
Total GST on Installation Services (Schedule-3), Training to be imparted in India (Schedule-4a) and Maintenance Charges during and after Defect Liabilty Period (Schedule-4b)
| GRAND TOTAL [1+2] |  | 0
Date : | -- | Printed Name :
Place : |  | Designation :
Click for Sch-6

## Sch-5
AABBAAAABBBN |  |  |  | Schedule - 5
STATCOM Package - ST-01T for (a) STATCOM Station at Khavda Pooling Station 1 (KPS1) and (b) STATCOM Station at Khavda Pooling Station 3 (KPS3) associated with “Provision of Dynamic Reactive Compensation at Khavda Pooling Station 1 (KPS1) and Khavda Pooling Station 3 (KPS3)"
(SUMMARY OF TAXES & DUTIES APPLICABLE ON PLANT & EQUIPMENT)
Bidder’s Name and Address (Sole Bidder) : |  |  | To:
Contracts Services, 3rd Floor
Name : | #REF! |  | Power Grid Corporation of India Ltd.,
Address : | #REF! |  | "Saudamini", Plot No.-2
| #REF! |  | Sector-29,
| #REF! |  | Gurugram (Haryana) - 122001
Sl. No. | Item Nos. |  | Total Price (INR) |  | After Discount |  | After MPDiscount
1 | TOTAL GST ON GOODS |  |  |  | Excise Duty | #REF! | Excise Duty | #REF!
| Total GST for Supply of Goods (inter-alia including Type Test Charges) between the Contractor and the Employer (identified in Schedule 1') which are not included in the Ex-works price as per the provision of the Bidding Documents, as applicable. |  | 0
2 | TOTAL GST ON SERVICES |  |  |  | Sales Tax | 0 | Sales Tax | 0
| Total GST on Installation Services (Schedule-3), Training and System Studies (Schedule-4) |  | 0 |  | #REF! | #REF! | #REF! | #REF!
| GRAND TOTAL [1+2] |  | 0 |  | Grand Total after Discount | #REF! | Grand Total after MPD | #REF!
Date : | -- | Printed Name :
Place : |  | Designation :
Click for Sch-6

## Sch-6(buy-back) (hidden)
Specification No: CC/T/W-STAT/DOM/A06/24/14931 | [12 empty] | Schedule-6 {Buy Back Charges} |  |  | Schedule - 6 (buy-back)
STATCOM Package - ST-01T for (a) STATCOM Station at Khavda Pooling Station 1 (KPS1) and (b) STATCOM Station at Khavda Pooling Station 3 (KPS3) associated with “Provision of Dynamic Reactive Compensation at Khavda Pooling Station 1 (KPS1) and Khavda Pooling Station 3 (KPS3)"
(SCHEDULE OF RATES AND PRICES )
Bidder’s Name and Address (Sole Bidder) : | [14 empty] | To:
Contracts Services, 3rd Floor
Name : | #REF! | [13 empty] | Power Grid Corporation of India Ltd.,
Address : | #REF! | [13 empty] | "Saudamini", Plot No.-2
| #REF! | [13 empty] | Sector-29,
| #REF! | [13 empty] | Gurugram (Haryana) - 122001
Buy-back Charges (Scrap value):
All Prices are in Indian Rupees.
SI. No. | PR No | PR Line Item No | Activity Header | PR Activity No | Activity Description | Material Code | HSN Code | Whether HSN in column '8’ is confirmed. If not indicate applicable the HSN + | Rate of GST applicable ( in %) | Whether rate of GST in column ‘10’ is confirmed. If not indicate applicable rate of GST + | Item Description | Unit | Quantity | Unit Charges excluding GST | Total Charges excluding GST | Total GST as confirmed by Bidder
1 | 2 | 3 | 4 | 5 | 6 | 7 | 8 | 9 | 10 | 11 | 12 | 13 | 14 | 15 | 16 = 14 x 15 | 17
1 | [5 empty] | Not Applicable | [8 empty] | Included | 0 | 0 | 0
[9 empty] | Total Buy-back Charges (Excl. GST) | [5 empty] | 0 |  |  | #REF!
[9 empty] | Total GST as confirmed by Bidder | [6 empty] | 0
+ | Buyer (Bidder/Contractor) of the scrap material shall be liable to pay extra towards GST, TCS (Tax Collected at Source) as per Income Tax Act and other applicable taxes if any, as per actual, as per tax invoice raised by the employer.
+ | Scrap Value (excluding GST and other applicable taxes if any) shall be considered solely for bid evaluation purpose to arrive at the net evaluated price of the Bidder/Contractor.
+ | However, bidders shall not be allowed to change the Scrap value [as quoted by bidder in Schedule-6 {Buy Back Charges(Scrap value)} which after correction, if any, shall be indicated in the template calculation sheet provided during the e-Reverse Auction] during e-Reverse Auction.
| Note : | 1. Details of Earthwire and OPGW to be dismantled from existing transmission lines of various voltage levels are given in Appendix A of Technical Specification
2. Earth wire quantity on one peak is generally in the range of 101% of route length of the line.
Date : | -- | [11 empty] | Printed name
Place : | [12 empty] | Designation
Click for Sch-5

## Sch-6
Specification No: CC/T/W-STAT/DOM/A06/24/14931 |  |  | Schedule - 7
STATCOM Package - ST-01T for (a) STATCOM Station at Khavda Pooling Station 1 (KPS1) and (b) STATCOM Station at Khavda Pooling Station 3 (KPS3) associated with “Provision of Dynamic Reactive Compensation at Khavda Pooling Station 1 (KPS1) and Khavda Pooling Station 3 (KPS3)"
(GRAND SUMMARY)
Bidder’s Name and Address (Sole Bidder) : |  |  | To:
Contracts Services, 3rd Floor
Name : |  |  | Power Grid Corporation of India Ltd.,
Address : |  |  | "Saudamini", Plot No.-2
Sector-29,
Gurugram (Haryana) - 122001
Sl. No. | Description |  | Total Price (INR)
1 | TOTAL SCHEDULE NO. 1 |  | 0
Ex-works price of Plant and Equipment
2 | TOTAL SCHEDULE NO. 2 |  | 0
Local Transportation, In-transit Insurance, loading & unloading
3 | TOTAL SCHEDULE NO. 3 |  | 0
Installation Charges
4 | TOTAL SCHEDULE NO. 4 |  | 0
Training Charges
4b | TOTAL SCHEDULE NO. 4b |  | 0
Maintenance Charges during & after Defect Liability Period
5 | TOTAL SCHEDULE NO. 5 |  | 0
Taxes and Duties
6 | TOTAL SCHEDULE NO. 7 |  | 0
Type Test Charges
7 | TOTAL SCHEDULE NO. 6 |  | 0
Buy-back Charges (Scrap value)
7 | GRAND TOTAL [1+2+3+4+5] |  | 0
0
Date : | -- | Printed Name :
Place : |  | Designation :
Click for Sch-7

## Sch-6 After Discount
Specification No: CC/T/W-STAT/DOM/A06/24/14931 |  |  | Schedule - 7 After Discount
STATCOM Package - ST-01T for (a) STATCOM Station at Khavda Pooling Station 1 (KPS1) and (b) STATCOM Station at Khavda Pooling Station 3 (KPS3) associated with “Provision of Dynamic Reactive Compensation at Khavda Pooling Station 1 (KPS1) and Khavda Pooling Station 3 (KPS3)"
(GRAND SUMMARY)
Bidder’s Name and Address (Sole Bidder) : |  |  | To:
Contracts Services, 3rd Floor
Name : |  |  | Power Grid Corporation of India Ltd.,
Address : |  |  | "Saudamini", Plot No.-2
Sector-29,
Gurugram (Haryana) - 122001
Sl. No. | Description |  | Total Price (INR)
1 | TOTAL SCHEDULE NO. 1 |  | 0
Ex-works price of Plant and Equipment
2 | TOTAL SCHEDULE NO. 2 |  | 0
Local Transportation, In-transit Insurance, loading & unloading
3 | TOTAL SCHEDULE NO. 3 |  | 0
Installation Charges
4 | TOTAL SCHEDULE NO. 4 |  | 0
Training Charges
4b | TOTAL SCHEDULE NO. 4b |  | 0
Maintenance Charges during & after Defect Liability Period
5 | TOTAL SCHEDULE NO. 5 |  | 0
Taxes and Duties
6 | TOTAL SCHEDULE NO. 8 |  | 0
Type Test Charges
7 | TOTAL SCHEDULE NO. 6 |  | 0
Buy-back Charges (Scrap value)
7 | GRAND TOTAL [1+2+3+4+5] |  | 0
0
Date : | -- | Printed Name :
Place : |  | Designation :
Click for Sch-7

## Sch-7
AABBAAAABBBN | [17 empty] | Schedule 8
STATCOM Package - ST-01T for (a) STATCOM Station at Khavda Pooling Station 1 (KPS1) and (b) STATCOM Station at Khavda Pooling Station 3 (KPS3) associated with “Provision of Dynamic Reactive Compensation at Khavda Pooling Station 1 (KPS1) and Khavda Pooling Station 3 (KPS3)" | [21 empty] | As per Lum-sum |  | 0%
(SCHEDULE OF RATES AND PRICES ) | [21 empty] | AS per Percent |  | #REF!
[22 empty] | As per lum-sum on Sch-7 |  | 0%
Bidder’s Name and Address (Sole Bidder) : | [11 empty] | To: | [9 empty] | As per Percent on Sch-7 |  | #REF!
[12 empty] | Contracts Services, 3rd Floor | [9 empty] | Total Discount |  | #REF!
Name : | [11 empty] | Power Grid Corporation of India Ltd.,
Address : | [11 empty] | "Saudamini", Plot No.-2
[12 empty] | Sector-29, | [9 empty] | Multipackage Discount |  | #REF!
Gurugram (Haryana) - 122001
Break-up of Type Test Charges:
SL. NO. | PR No | PR Line Item No | Activity Description | Material Code | HSN Code | Whether HSN in column ‘5’ is confirmed. If not indicate applicable the HSN code * | Rate of GST applicable ( in %) | Whether rate of GST in column ‘7’ is confirmed. If not indicate applicable rate of GST * | Description of the Type Test | Testing Location | Unit | Quantity | HSN Code | Whether HSN in column ‘10’ is confirmed. If not indicate applicable the HSN code # | Rate of GST applicable ( in %) | Whether rate of GST in column ‘12’ is confirmed. If not indicate applicable rate of GST # | Unit Test Charge | Type Test Charges (Rs.) | Total GST as confirmed by Bidder | Revaluation of M column | Tax Calculation |  | Total Test Charges After Discount (Rs.) |  | Dis Alert | Total Test Charges After MPD (Rs.)
1 | 2 | 3 | 4 | 5 | 5 | 6 | 7 | 8 | 6 | 7 | 8 | 9 | 10 | 11 | 12 | 13 | 12 | 14 = 10 x 11 | 15
1 | [17 empty] | Included | 0 | 0 | 0
2 | [17 empty] | Included | 0 | 0 | 0
1 | [8 empty] | TYPE TESTING FOR THE FOLLOWING STATCOM Station EQUIPMENTS (As per Specification)
(a) |  |  | TYPE TEST | [5 empty] | STATCOM Valve |  | LOT | 1 | 998346 |  | 18 |  |  |  | 0
(b) |  |  | TYPE TEST | [5 empty] | Coupling transformer |  | LOT | 1 | 998346 |  | 18 |  |  |  | 0
(c) |  |  | TYPE TEST | [5 empty] | Air Core Reactor of each type |  | LOT | 1 | 998346 |  | 18 |  |  |  | 0
(d) |  |  | TYPE TEST | [5 empty] | Power Capacitors of each type |  | LOT | 1 | 998346 |  | 18 |  |  |  | 0
[9 empty] | TOTAL TYPE TEST CHARGES | [8 empty] | 0
[9 empty] | Total GST as confirmed by Bidder | [9 empty] | 0
* | In case the bidder leaves the cell for confirmation of the HSN code and/or GST rate “blank”, the HSN code and corresponding GST rate indicated by the Employer shall be deemed to be the one confirmed by the Bidder.
Date : |  |  |  |  | -- | [5 empty] | Printed Name :
Place : | [10 empty] | Designation :
Note : |  |  |  |  | Bidder should indicate the name of test laboratories where type tests are proposed to be conducted
AABBAAAABBBN
STATCOM Package - ST-01T for (a) STATCOM Station at Khavda Pooling Station 1 (KPS1) and (b) STATCOM Station at Khavda Pooling Station 3 (KPS3) associated with “Provision of Dynamic Reactive Compensation at Khavda Pooling Station 1 (KPS1) and Khavda Pooling Station 3 (KPS3)" | [8 empty] | 0 |  | 0
(SCHEDULE OF RATES AND PRICES ) | [8 empty] | 0 |  | 0
Bidder’s Name and Address (Sole Bidder) :
[9 empty] | 0 |  | 0
Name : | [10 empty] | 0
Address : | [10 empty] | 0
0
0
SL. NO. | [8 empty] | Description of the Type Test |  | #REF!
#REF! | [8 empty] | #REF! |  | #REF!
#REF! | [8 empty] | #REF!
#REF! | [8 empty] | #REF! |  | #REF!
#REF! | [8 empty] | #REF! |  | #REF!
[9 empty] | #REF! |  | #REF!
#REF! | [8 empty] | #REF!
#REF! | [8 empty] | #REF!
#REF! | [8 empty] | #REF!
#REF! | [8 empty] | #REF! |  | #REF!
#REF! | [8 empty] | #REF! |  | #REF!
#REF! | [8 empty] | #REF! |  | #REF!
#REF! | [8 empty] | #REF! |  | #REF!
[9 empty] | #REF! |  | #REF!
#REF! | [8 empty] | #REF!
#REF! | [8 empty] | #REF! |  | #REF!
#REF! | [8 empty] | #REF! |  | #REF!
#REF! | [8 empty] | #REF! |  | #REF!
#REF! | [8 empty] | #REF! |  | #REF!
[9 empty] | #REF! |  | #REF!
#REF! | [8 empty] | #REF!
#REF! | [8 empty] | #REF! |  | #REF!
#REF! | [8 empty] | #REF! |  | #REF!
#REF! | [8 empty] | #REF! |  | #REF!
[9 empty] | #REF! |  | #REF!
#REF! | [8 empty] | #REF!
#REF! | [8 empty] | #REF! |  | #REF!
#REF! | [8 empty] | #REF! |  | #REF!
#REF! | [8 empty] | #REF! |  | #REF!
[9 empty] | #REF! |  | #REF!
#REF! | [8 empty] | #REF!
#REF! | [8 empty] | #REF! |  | #REF!
#REF! | [8 empty] | #REF! |  | #REF!
#REF! | [8 empty] | #REF! |  | #REF!
#REF! | [8 empty] | #REF! |  | #REF!
[9 empty] | #REF! |  | #REF!
[9 empty] | #REF! |  | #REF!
#REF! | [8 empty] | #REF!
#REF! | [8 empty] | #REF!
#REF! | [8 empty] | #REF! |  | #REF!
#REF! | [8 empty] | #REF! |  | #REF!
#REF! | [8 empty] | #REF! |  | #REF!
[9 empty] | #REF! |  | #REF!
[9 empty] | #REF! |  | #REF!
#REF! | [8 empty] | #REF!
#REF! | [8 empty] | #REF!
#REF! | [8 empty] | #REF! |  | #REF!
#REF! | [8 empty] | #REF! |  | #REF!
#REF! | [8 empty] | #REF! |  | #REF!
#REF! | [8 empty] | #REF! |  | #REF!
#REF! | [8 empty] | #REF! |  | #REF!
[9 empty] | #REF! |  | #REF!
#REF! | [8 empty] | #REF!
#REF! | [8 empty] | #REF! |  | #REF!
#REF! | [8 empty] | #REF! |  | #REF!
#REF! | [8 empty] | #REF! |  | #REF!
#REF! | [8 empty] | #REF! |  | #REF!
#REF! | [8 empty] | #REF! |  | #REF!
#REF! | [8 empty] | #REF! |  | #REF!
[9 empty] | #REF! |  | #REF!
#REF! | [8 empty] | #REF!
#REF! | [8 empty] | #REF! |  | #REF!
#REF! | [8 empty] | #REF! |  | #REF!
#REF! | [8 empty] | #REF! |  | #REF!
#REF! | [8 empty] | #REF! |  | #REF!
#REF! | [8 empty] | #REF! |  | #REF!
#REF! | [8 empty] | #REF! |  | #REF!
#REF! | [8 empty] | #REF! |  | #REF!
#REF! | [8 empty] | #REF! |  | #REF!
#REF! | [8 empty] | #REF! |  | #REF!
[9 empty] | #REF! |  | #REF!
#REF! | [8 empty] | #REF!
#REF! | [8 empty] | #REF! |  | #REF!
#REF! | [8 empty] | #REF! |  | #REF!
#REF! | [8 empty] | #REF! |  | #REF!
[9 empty] | #REF! |  | #REF!
#REF! | [8 empty] | #REF!
#REF! | [8 empty] | #REF! |  | #REF!
#REF! | [8 empty] | #REF! |  | #REF!
#REF! | [8 empty] | #REF! |  | #REF!
[9 empty] | #REF! |  | #REF!
#REF! | [8 empty] | #REF!
#REF! | [8 empty] | #REF! |  | #REF!
#REF! | [8 empty] | #REF! |  | #REF!
[9 empty] | #REF! |  | #REF!
#REF! | [8 empty] | #REF!
#REF! | [8 empty] | #REF! |  | #REF!
#REF! | [8 empty] | #REF! |  | #REF!
#REF! | [8 empty] | #REF! |  | #REF!
#REF! | [8 empty] | #REF! |  | #REF!
#REF! | [8 empty] | #REF! |  | #REF!
#REF! | [8 empty] | #REF! |  | #REF!
[9 empty] | #REF! |  | #REF!
#REF! | [8 empty] | #REF!
#REF! | [8 empty] | #REF! |  | #REF!
#REF! | [8 empty] | #REF! |  | #REF!
#REF! | [8 empty] | #REF! |  | #REF!
#REF! | [8 empty] | #REF! |  | #REF!
#REF! | [8 empty] | #REF!
#REF! | [8 empty] | #REF! |  | #REF!
#REF! | [8 empty] | #REF! |  | #REF!
#REF! | [8 empty] | #REF! |  | #REF!
#REF! | [8 empty] | #REF! |  | #REF!
[9 empty] | #REF! |  | #REF!
[9 empty] | #REF! |  | #REF!
[9 empty] | #REF! |  | #REF!
Click for Bid Form 2nd Envelope

## Discount
This letter of discount is optional. Bidder may / may not offer any discount.
Specification No: CC/T/W-STAT/DOM/A06/24/14931 |  |  |  |  | Letter of Discount
LETTER OF DISCOUNT
To:
Contract Services
Power Grid Corporation of India Ltd.,
"Saudamini", Plot No.-2
Sector-29, (near IFFCO Chowk)
Gurgaon (Haryana) - 122001
Subject : |  | STATCOM Package - ST-01T for (a) STATCOM Station at Khavda Pooling Station 1 (KPS1) and (b) STATCOM Station at Khavda Pooling Station 3 (KPS3) associated with “Provision of Dynamic Reactive Compensation at Khavda Pooling Station 1 (KPS1) and Khavda Pooling Station 3 (KPS3)"
Dear Sir
With reference to the subject tender, we hereby offer unconditional discount on the prices quoted by us as per details given here below : | [6 empty] | Eq Weightage of Rs/ % | Final Discount Factor
| 1 | Discount on lum-sum basis on total price quoted by us without Taxes & Duties. [The discount shall be proportionately applicable on all the items of all the Schdules i.e. Sch-1 (without type test charges), Sch-2, Sch-3, Sch-4a, Sch-4b & Sch-7] In Rs. |  |  |  | 0 | 0%
| 2 | Discount on percent basis on total price quoted by us without Taxes & Duties. [The discount shall be applicable on all the items of all the Schdules i.e. Sch-1 (without type test charges), Sch-2 , Sch-3, Sch-4a, Sch-4b & Sch-7] In Percent (%) |  |  |  | 0 | 0%
| 3 | Discount on lum-sum basis on the Schedules as given below : [The discount shall be proportionately applicable on all the relevent items of the respective Schdules.] In Rs.
|  | Schedule-1 : Ex works prices |  | In Rs. |  | 0 | 0% | Schedule-1 : Ex-Works Price | 0%
|  | Schedule-2 : Freight & Insurance |  | In Rs. |  | 0 | 0% | Schedule-2 : Freight & Insurance | 0%
|  | Schedule-3 : Erection Charges |  | In Rs. |  | 0 | 0% | Schedule-3 : Erection Charges | 0%
|  | Schedule-4a : Training Charges |  | In Rs. |  | 0 | 0% | Schedule-4a : Training Charges | 0%
|  | Schedule-4b : Maintenance Charges during and after DLP |  | In Rs. |  | 0 | 0% | Schedule-4b : Maintenance Charges | 0%
|  | Schedule-7 : Type Test Charges |  | In Rs. |  | 0 | 0% | Schedule-7 : Type Test Charges | 0%
| 4 | Discount on percent basis on the Schedules as given below : [The discount shall be applicable on all the relevent items of the respective Schdules.] In Percent (%)
|  | Schedule-1 : Ex works prices |  | In Percent (%) |  | 0 | 0%
|  | Schedule-2 : Freight & Insurance |  | In Percent (%) |  | 0 | 0%
|  | Schedule-3 : Erection Charges |  | In Percent (%) |  | 0 | 0%
|  | Schedule-4a : Training Charges |  | In Percent (%) |  | 0 | 0%
|  | Schedule-4b : Maintenance Charges during and after DLP |  | In Percent (%) |  | 0 | 0%
|  | Schedule-7 : Type Test Charges |  | In Percent (%) |  | 0 | 0%
Discount(s) offered at sl. No. 1 to 4 will get displayed and accounted for automatically in the respective items of the Schedules.
| 5 | We hereby offer Multi-package discount as given below:
Multi-Package Discount(s) offered at sl. No. 5 will not get automatically accounted for in the respective items of the Schedules. The same shall be worked out saparately for evaluation.
Please consider this letter of discount as the integral part of our price bid.
Thanking you, we remain,
Yours faithfully,
For and on behalf of
Date : |  | -- | Printed Name :
Place : |  |  | Designation :
Click for Bid Form

## Bid Form 2nd Envelope
Specification No: CC/T/W-STAT/DOM/A06/24/14931 |  |  |  |  | Bid Form 2nd Envelope | Sole Bidder |  |  | 1 | st |  | 1 | January
[6 empty] | 0 |  |  | 2 | nd |  | 2 | February
BID FORM (Second Envelope) | [8 empty] | 3 | rd |  | 3 | March
[9 empty] | 4 | th |  | 4 | April
Bid Proposal Ref. No. | [8 empty] | 5 | th |  | 5 | May
Date : | -- | [7 empty] | 6 | th | #VALUE! | 6 | June
[9 empty] | 7 | th | #VALUE! | 7 | July
To: | [8 empty] | 8 | th | #VALUE! | 8 | August
Contracts Services, 3rd Floor | [8 empty] | 9 | th | #VALUE! | 9 | September
Power Grid Corporation of India Ltd., | [8 empty] | 10 | th |  | 10 | October
"Saudamini", Plot No.-2 | [8 empty] | 11 | th |  | 11 | November
Sector-29, | [8 empty] | 12 | th |  | 12 | December
Gurugram (Haryana) - 122001 | [8 empty] | 13 | th
[9 empty] | 14 | th
Name of Contract : |  | STATCOM Package - ST-01T for (a) STATCOM Station at Khavda Pooling Station 1 (KPS1) and (b) STATCOM Station at Khavda Pooling Station 3 (KPS3) associated with “Provision of Dynamic Reactive Compensation at Khavda Pooling Station 1 (KPS1) and Khavda Pooling Station 3 (KPS3)" | [6 empty] | 15 | th
Dear Ladies and/or Gentlemen, | [8 empty] | 16 | th
1 | In continuation of First Envelope of our Bid, we hereby submit the Second Envelope of the Bid, both of which shall be read together and in conjunction with each other, and shall be construed as an integral part of our Bid. Accordingly, we the undersigned, offer to design, manufacture, test, deliver, install and commission (including carrying out Trial Operation, Performance & Guarantee Test as per provision of Technical Specification) under the above-named package in full conformity with the said Bidding Documents for the sum of Rs. 0 or such other sums as may be determined in accordance with the terms and conditions of the Bidding Documents. |  |  |  |  | In continuation of First Envelope of our Bid, we hereby submit the Second Envelope of the Bid, both of which shall be read together and in conjunction with each other, and shall be construed as an integral part of our Bid. Accordingly, we the undersigned, offer to design, manufacture, test, deliver, install and commission (including carrying out Trial Operation, Performance & Guarantee Test as per provision of Technical Specification) under the above-named package in full conformity with the said Bidding Documents for the sum of Rs. | or such other sums as may be determined in accordance with the terms and conditions of the Bidding Documents. | 0 | 17 | th
| The above amounts are in accordance with the price schedules attached herewith and are made part of this bid. | [7 empty] | 18 | th
2 | Price Schedules | [7 empty] | 19 | th
2.1 | In line with the requirements of the Bidding documents, we enclose herewith the following Price Schedules, duly filled - in as per your proforma: | [7 empty] | 20 | th
| Schedule 1 |  | Plant and Equipment (Including Mandatory Spare Parts) to be supplied, including Type Test Charges. | [5 empty] | 21 | st
| Schedule 2 |  | Local Transportation, In-transit Insurance, loading and unloading | [5 empty] | 22 | th
| Schedule 3 |  | Installation Charges. | [5 empty] | 23 | th
| Schedule 4a |  | Training charges for training to be imparted. | [5 empty] | 24 | th
| Schedule 4b |  | Maintenance Charges during & after Defect Liability Period.
| Schedule 5 |  | Taxes and Duties not included in Schedule 1 | [5 empty] | 25 | th
| Schedule 6 |  | But-back charges (scrap value) | [5 empty] | 25 | th
| Schedule 7 |  | Grand Summary [Schedule 1to 6] | [5 empty] | 26 | th
| Schedule 8 |  | Break-up of Type Test Charges for Type Tests to be conducted | [5 empty] | 27 | th
2.2 | We are aware that the Price Schedules do not generally give a full description of the Work to be performed under each item and we shall be deemed to have read the Technical Specifications and other sections of the Bidding Documents and Drawings to ascertain the full scope of Work included in each item while filling-in the rates and prices. We agree that the entered rates and prices shall be deemed to include for the full scope as aforesaid, including overheads and profit. | [7 empty] | 28 | th
2.3 | We declare that as specified in Clause 11.5, Section –II:ITB, Vol.-I of the Bidding Documents, prices quoted by us in the Price Schedules shall be subject to Price Adjustment during the execution of Contract in accordance with Appendix-2 (Price Adjustment) to the Contract Agreement. | [7 empty] | 29 | th
2.4 | We understand that in the price schedules, where there are errors between the total of the amounts given under the column for the price Breakdown and the amount given under the Total Price, the former shall prevail and the latter will be corrected accordingly. We further understand that where there are discrepancies between amounts stated in figures and amounts stated in words, the amount stated in words shall prevail. Similarly, any discrepancy in the total bid price and that of the summation of Schedule price (price indicated in a Schedule indicating the total of that schedule), the total bid price shall be corrected to reflect the actual summation of the Schedule prices. | [7 empty] | 30 | th
2.5 | We declare that items left blank in the Schedules will be deemed to have been included in other items. The TOTAL for each Schedule and the TOTAL of Grand Summary shall be deemed to be the total price for executing the Facilities and sections thereof in complete accordance with the Contract, whether or not each individual item has been priced. | [7 empty] | 31 | st
3 | We confirm that except as otherwise specifically provided our Bid Prices in this Second Envelope include all taxes, duties, levies and charges as may be assessed on us/our Associate (applicable for Foreign Bidder), our Sub-Contractor/Sub-Vendor or their employees by all municipal, state or national government authorities in connection with the Facilities, in and outside of India.
3.1 | 100% of applicable Taxes and Duties i.e GST which are payable by the Employer under the Contract, shall be reimbursed by the Employer on production of satisfactory documentary evidence by the Contractor in accordance with the provisions of the Bidding Documents.
3.2 | We further understand that notwithstanding 3.0 above, in case of award on us, you shall also bear and pay/reimburse to us, GST applicable on supplies by us to you, imposed on the Plant & Equipment including Mandatory Spare Parts to be incorporated into the Facilities including Type Test charges for Type test to be conducted specified in Schedule No. 1, Installation Services specified in Schedule No. 3, Charges for Training to be imparted specified in Schedule No. 4a and Maintenance Charges during & after Defect Laibility Period specified in Schedule No. 4b of the Price Schedule in this Second Envelope by the Indian Laws.
3.3 | We confirm that we have also registered/we shall also get registered in the GST Network with a GSTIN, in all the states where the project is located and the states from which we shall make our supply of goods.
4 | # (For Joint Venture only) We, the partners of Joint Venture submitting this bid, do agree and confirm that in case of Award of Contract on the Joint Venture, we shall be jointly and severally liable and responsible for the execution of the Contract in accordance with Contract terms and conditions.
5 | We, hereby, declare that only the persons or firms interested in this proposal as principals are named here and that no other persons or firms other than those mentioned herein have any interest in this proposal or in the Contract to be entered into, if the award is made on us, that this proposal is made without any connection with any other person, firm or party likewise submitting a proposal is in all respects for and in good faith, without collusion or fraud.
Thanking you, we remain,
Yours faithfully,
For and on behalf of
Signature :
Date : | -- |  |  | Printed Name :
Place : |  |  |  | Designation :
Common Seal :
Please provide additional information of the Bidder
Business Address :
Country of Incorporation :
State/Province to be indicated :
Name of Principal Officer :
Address of Principal Officer :
Note: Bidders may note that no prescribed proforma has been enclosed for Attachment 2 : Power of Attorney. Bidders may use their own proforma for furnishing the required information with the bid.
* * *
Back to Cover Page