## Basic (hidden)
Package Name | Substation Package SS98 for (i) Construction of New 220/33 kV GIS (New) Substation at Nilgrar including 2 nos. of 25MVA, 220/33kV, 3-ph ICT and 33kV Switchgears, (ii) LILO of one ckt of Alusteng – Leh 220KV S/c line on D/c towers at Nilgrar and (iii) Laying of 33 KV lines (consists of Overhead line (OH) and 33 kV Underground cable (UG)) under Western Zojila Consultancy Work to M/s. NHIDCL
Package Code | Substation Package SS98
Specification No. | Specification No.: CC/NT/W-GIS/DOM/A04/23/12337
ORIGINAL

## Cover
Price Schedules | Substation Package SS98 for (i) Construction of New 220/33 kV GIS (New) Substation at Nilgrar including 2 nos. of 25MVA, 220/33kV, 3-ph ICT and 33kV Switchgears, (ii) LILO of one ckt of Alusteng – Leh 220KV S/c line on D/c towers at Nilgrar and (iii) Laying of 33 KV lines (consists of Overhead line (OH) and 33 kV Underground cable (UG)) under Western Zojila Consultancy Work to M/s. NHIDCL |  | Substation Package SS98
Specification No.: CC/NT/W-GIS/DOM/A04/23/12337
| 1 | Fill up only green shaded cells in Sch-1, Sch-2, Sch-3, Sch-4, Sch-7 and Bid Form 2nd Envelope.
| 2 | All the cells in Sch-5 & Sch-6 are auto filled, therefore no cell is required to be filled up there.
| 3 | Instructions / error messages, if any, will be displayed automatically after selecting the cell.
| 4 | After filling up all the schedues, save the file, take print out of all the schedules and Bid form and sign & stamp and submit them as hard copy of the 2nd envelope (Price part) of the bid. Also ensure to submit the soft copy of the the same file on CD/ DVD.
पावर ग्रिड कारपोरेशन ऑफ इण्डिया लिमिटेड
(भारत सरकार का उद्यम)
Power Grid Corporation of India Limited
(A Government of India Enterprises)
Click to skip Instructions & Proceed
Click for Detailed General Instructions
General guidelines for filling up the Price Schedules, Sch-1 to Sch-7

## Instructions
General Instruction to the Bidders for filling up this workbook of Price Schedules
I | While filling up the worksheets following may please be observed :
| (i) | Fill up only green shaded cells.
| (ii) | Certain data type entries have been restricted, such as Numeric values or limits of numeric values.
| (iii) | Select only the options provided in pull down menus.
| (iv) | Do not link any cell of this work book with any other work book.
| (v) | Do not use copy & paste or cut & paste options for filling up the data.
| (vi) | Do not reformat any of the cell of the work book.
II | This Workbook consists of following worksheets :
Cover :
Opening page of the workbook.
Names of Bidder :
| ● | Select Sole Bidder or JV (Joint Venture) from the pull down menu. Do not leave this cell blank.
| ● | Select nos. of the JV Partners other than the Lead Partner from drop down menu.
| ● | In case of JV partners more than 2, enter details of 3rd & more partners along with details of 2nd partner.
| ● | Fill up names and address of the Sole Bidder and /or Joint Venture.
| ● | Fill up date in dd-mmm-yyyy format from drop down menu.
| ● | Click for Sch-1 given at the right top of the worksheet to go to Sch-1.
Sch-1 (Ex-works Prices) :
| ● | Fill up unit rates for all the items in numeric values greater than 0 (zero). If unit rate is left blank, the corresponding item shall be deemed to be included in the total price.
| ● | Corresponding cell for mode of transaction shall be come enable only after filling up the unit rate, therefore first fill up the unit rate and then mode of transaction for the corresponding item.
| ● | Select either Direct or Bought-out from the drop down menu. Do not leave the cell blank the same shall be deemed to be Bought-out if the cell is left blank.
| ● | Total amount shall get calculated automatically.
| ● | Type Test charges shall appear automatically after filling up Sch-7 appropriately.
Sch-2 (Freight & Insurance Charges) :
| ● | Fill up unit rates for all the items in numeric values greater than 0 (zero). If unit rate is left blank, the corresponding item shall be deemed to be included in the total price.
| ● | Total amount shall get calculated automatically.
Sch-3 (Erection Charges) :
| ● | Fill up unit rates for all the items in numeric values greater than 0 (zero). If unit rate is left blank, the corresponding item shall be deemed to be included in the total price.
| ● | Total amount shall get calculated automatically.
Sch-4 (Training Charges) :
| ● | Not applicable, hence no cell is required to be filled up.
Sch-4b (Maintenance Charges during and after Defect Liability Period) :
| ● | Not applicable, hence no cell is required to be filled up.
Sch-5 (Summary of Taxes and Duties applicable on the Goods) :
| ● | No cell is required to be filled in by the bidder in this worksheet.
Sch -6 :
| ● | Summary of all the Schedules without considering discount (mentioned in the work sheet discount) shall be displayed automatically.
| ● | No cell is required to be filled in by the bidder in this worksheet.
Sch-7 (Type Test Charges) :
| ● | Not applicable, hence no cell is required to be filled up.
Bid from 2nd Envelope :
| ● | Fill up ref. no. as bidder's ref no. of this letter.
| ● | This letter shall consider the net price as per Sch-6 (After Discount).
| ● | Fill up names & Designation of the representatives of other JV partner(s) if the bidder is JV (Joint Venture) .
| ● | Fill up additional information as required.
* * *
Happy Bidding !
Click to Proceed

## Names of Bidder
Substation Package SS98 for (i) Construction of New 220/33 kV GIS (New) Substation at Nilgrar including 2 nos. of 25MVA, 220/33kV, 3-ph ICT and 33kV Switchgears, (ii) LILO of one ckt of Alusteng – Leh 220KV S/c line on D/c towers at Nilgrar and (iii) Laying of 33 KV lines (consists of Overhead line (OH) and 33 kV Underground cable (UG)) under Western Zojila Consultancy Work to M/s. NHIDCL
Specification No.: CC/NT/W-GIS/DOM/A04/23/12337 |  |  |  |  | Sole Bidder | 1 |  | Sole Bidder | 1
[5 empty] | Joint Venture | 2 or More |  | JV (Joint Venture) | 2 or More
Enter following details of the bidder
Specify type of Bidder [Select from drop down menu] | Sole Bidder |  | Sole Bidder | 1 | 0 | Sole Bidder | 1 | 0
0
Name of Sole Bidder | …….. …….. …….. …….. …….. ……..
Address of Sole Bidder | …….. …….. …….. …….. …….. ……..
…….. …….. …….. …….. …….. ……..
…….. …….. …….. …….. …….. ……..
Name of other Partner - 1
Address of other Partner - 1
…….. …….. …….. …….. …….. ……..
…….. …….. …….. …….. …….. ……..
Name of other Partner - 2 (more, if any) | …….. …….. …….. …….. …….. ……..
Address of other Partner - 2 (more, if any) | …….. …….. …….. …….. …….. ……..
…….. …….. …….. …….. …….. ……..
…….. …….. …….. …….. …….. ……..
Printed Name
Designation
email ID of Bid Signatory
Mobile No. of Bid Signatory
Tel No. of Bid Signatory
Fax No. of Bid Signatory
Date |  | 31
Place
Click for Sch-1

## Sch-1
Specification No.: CC/NT/W-GIS/DOM/A04/23/12337 | [13 empty] | Schedule - 1 |  |  | Direct Total | 0 | Sole Bidder | `
[17 empty] | BO Total | #REF! | 0
Substation Package SS98 for (i) Construction of New 220/33 kV GIS (New) Substation at Nilgrar including 2 nos. of 25MVA, 220/33kV, 3-ph ICT and 33kV Switchgears, (ii) LILO of one ckt of Alusteng – Leh 220KV S/c line on D/c towers at Nilgrar and (iii) Laying of 33 KV lines (consists of Overhead line (OH) and 33 kV Underground cable (UG)) under Western Zojila Consultancy Work to M/s. NHIDCL
(SCHEDULE OF RATES AND PRICES)
Bidder’s Name and Address (Sole Bidder) : | [11 empty] | To:
Contracts Services, 3rd Floor
Name : |  | …….. …….. …….. …….. …….. …….. | [9 empty] | Power Grid Corporation of India Ltd.,
Address : |  | …….. …….. …….. …….. …….. …….. | [9 empty] | "Saudamini", Plot No.-2
|  | …….. …….. …….. …….. …….. …….. | [9 empty] | Sector-29,
|  | …….. …….. …….. …….. …….. …….. | [9 empty] | Gurgaon (Haryana) - 122001
PLANT AND EQUIPMENT (INCLUDING MANDATORY SPARES PARTS) TO BE SUPPLIED, INCLUDING TYPE TEST CHARGES FOR TESTS TO BE CONDUCTED | [17 empty] | Direct
[14 empty] | All Prices are in Indian Rupees. |  |  |  | Bought-Out
SI. No. | PR No | PR Line Item No | Activity Description | Material Code | HSN Code | Whether HSN in column ‘ 6 ’ is confirmed. If not indicate applicable the HSN code * | Rate of GST applicable ( in %) | Whether rate of GST in column ‘4’ is confirmed. If not indicate applicable rate of GST * | Item Description | Unit | Qty. | Unit Ex-works price (excluding GST) | Total Ex-works price (excluding GST) | GST Tax as confirmed by Bidder
1 | 2 | 3 | 4 | 5 | 6 | 7 | 8 | 9 | 10 | 11 | 12 | 13 | 14= 12 x 13 | 15
PART A (Substation Portion)
I | LILO of 220kV S/C TL | [13 empty] | Revaluation of J column | Tax Calculation
1 | 7000025462 | 2520 | FABRICATION AND SUPPLY | 1000033625 | 73082011 |  | 18 |  | FABRICATION, GALVANISING & SUPPLY OF VARIOUS TYPES OF TOWERS & TOWERPARTS, TOWER/LEG EXTENSIONS (COMPLETE) EXCLUDING STEP BOLT, STUBS ANDBOLTS & NUTS BUT INCLUDING HANGERS, D-SHACKLES, PACK WASHERS ETC.-MSSTEEL (GRADE C AS PER IS 2062:2011) FOR NORMAL TOWERS | MT | 103.771 |  | Included | 0 | 0 | 0
2 | 7000025462 | 2530 | FABRICATION AND SUPPLY | 1000033626 | 73082011 |  | 18 |  | FABRICATION, GALVANISING & SUPPLY OF STUBS WITH CLEATS FOR VARIOUSTYPES OF TOWERS AND TOWER EXTENSIONS; GANTRIES (COMPLETE) WITH PACKWASHERS EXCLUDING SUPPLY OF BOLTS & NUTS-MS STEEL (GRADE C AS PER IS2062:2011) FOR NORMAL TOWERS | MT | 15.089 |  | Included | 0 | 0 | 0
3 | 7000025462 | 2540 | FABRICATION AND SUPPLY | 1000013472 | 73181500 |  | 18 |  | Supply of Hexagonal Bolts & Nuts fortowers including Step Bolts,SpringWashers etc. | MT | 4.561 |  | Included | 0 | 0 | 0
4 | 7000025462 | 2550 | FABRICATION AND SUPPLY | 1000007847 | 73181500 |  | 18 |  | Supply of Bolts & Nuts for Stubsincluding Spring Washers etc. | MT | 0.372 |  | Included | 0 | 0 | 0
5 | 7000025462 | 2560 | EARTHING OF TOWERS | 1000010003 | 73082011 |  | 18 |  | Supply of Counterpoise type (120 mlength) | EA | 3 |  | Included | 0 | 0 | 0
6 | 7000025462 | 2570 | TOWER ACCESSORIES | 1000010538 | 73082011 |  | 18 |  | Danger Plate for 220kV | EA | 3 |  | Included | 0 | 0 | 0
7 | 7000025462 | 2580 | TOWER ACCESSORIES | 1000015970 | 73082011 |  | 18 |  | Number Plate for 220kV | EA | 3 |  | Included | 0 | 0 | 0
8 | 7000025462 | 2590 | TOWER ACCESSORIES | 1000017508 | 73082011 |  | 18 |  | Phase Plate (Set of three) | SET | 6 |  | Included | 0 | 0 | 0
9 | 7000025462 | 2600 | TOWER ACCESSORIES | 1000009119 | 73082011 |  | 18 |  | Circuit Plate (Set of two) | SET | 3 |  | Included | 0 | 0 | 0
10 | 7000025462 | 2610 | TOWER ACCESSORIES | 1000006779 | 73082011 |  | 18 |  | Supply of Anti-Climbing Devices ofBarbedWire Type | SET | 3 |  | Included | 0 | 0 | 0
11 | 7000025462 | 2620 | CONDUCTOR & Earthwire | 1000033422 | 76141000 |  | 18 |  | ACSR DEER CONDUCTOR | KM | 1.782 |  | Included | 0 | 0 | 0
12 | 7000025462 | 2630 | INSULATOR | 1000000624 | 85462039 |  | 18 |  | 120 KN AC Disc Insulator | EA | 189 |  | Included | 0 | 0 | 0
13 | 7000025462 | 2640 | INSULATOR | 1000001057 | 85462039 |  | 18 |  | 160 KN AC Disc Insulator | EA | 1368 |  | Included | 0 | 0 | 0
14 | 7000025462 | 2650 | HARDWARE FITTINGS | 1000029105 | 73082011 |  | 18 |  | Hardware Fittings for 220kV AC with ACSR Deer Conductor-SingleSuspension Pilot String | SET | 9 |  | Included | 0 | 0 | 0
15 | 7000025462 | 2660 | HARDWARE FITTINGS | 1000029105 | 73082011 |  | 18 |  | Hardware Fittings for 220kV AC with ACSR Deer Conductor-SingleSuspension Pilot String | SET | 1 |  | Included | 0 | 0 | 0
16 | 7000025462 | 2670 | HARDWARE FITTINGS | 1000029098 | 73082011 |  | 18 |  | Hardware Fittings for 220kV AC with ACSR Deer Conductor-Double TensionString | SET | 36 |  | Included | 0 | 0 | 0
17 | 7000025462 | 2680 | HARDWARE FITTINGS | 1000029098 | 73082011 |  | 18 |  | Hardware Fittings for 220kV AC with ACSR Deer Conductor-Double TensionString | SET | 1 |  | Included | 0 | 0 | 0
18 | 7000025462 | 2690 | CONDUCTOR & EW ACCESSORIES | 1000029102 | 76169990 |  | 18 |  | Mid Span Compression Joint for Conductor-ACSR Deer | EA | 1 |  | Included | 0 | 0 | 0
19 | 7000025462 | 2700 | CONDUCTOR & EW ACCESSORIES | 1000029104 | 76169990 |  | 18 |  | Repair Sleeve for Conductor-ACSR Deer | EA | 1 |  | Included | 0 | 0 | 0
20 | 7000025462 | 2710 | CONDUCTOR & EW ACCESSORIES | 1000029109 | 73082011 |  | 18 |  | Vibration Damper for Conductor-ACSR Deer | EA | 84 |  | Included | 0 | 0 | 0
21 | 7000025462 | 2720 | CONDUCTOR & EW ACCESSORIES | 1000029102 | 76169990 |  | 18 |  | Mid Span Compression Joint for Conductor-ACSR Deer | EA | 1 |  | Included | 0 | 0 | 0
22 | 7000025462 | 2730 | CONDUCTOR & EW ACCESSORIES | 1000029104 | 76169990 |  | 18 |  | Repair Sleeve for Conductor-ACSR Deer | EA | 1 |  | Included | 0 | 0 | 0
23 | 7000025462 | 2740 | CONDUCTOR & EW ACCESSORIES | 1000029109 | 73082011 |  | 18 |  | Vibration Damper for Conductor-ACSR Deer | EA | 4 |  | Included | 0 | 0 | 0
24 | 7000025462 | 2820 | AVIATION REQUIREMENTS | 1000019903 | 73082011 |  | 18 |  | Supply of Span Marker for Aviation | EA | 3 |  | Included | 0 | 0 | 0
25 | 7000025462 | 2830 | AVIATION REQUIREMENTS | 1000016663 | 85391000 |  | 18 |  | Supply of Obstruction Lights (as perIS5613)-1 Medium Intensity + 2LowIntensity | SET | 3 |  | Included | 0 | 0 | 0
26 | 7000025462 | 2880 | Spare towers | 1000033625 | 73082011 |  | 18 |  | FABRICATION, GALVANISING & SUPPLY OF VARIOUS TYPES OF TOWERS & TOWERPARTS, TOWER/LEG EXTENSIONS (COMPLETE) EXCLUDING STEP BOLT, STUBS ANDBOLTS & NUTS BUT INCLUDING HANGERS, D-SHACKLES, PACK WASHERS ETC.-MSSTEEL (GRADE C AS PER IS 2062:2011) FOR NORMAL TOWERS | MT | 34.59 |  | Included | 0 | 0 | 0
27 | 7000025462 | 2890 | Spare towers | 1000013472 | 73181500 |  | 18 |  | Supply of Hexagonal Bolts & Nuts fortowers including Step Bolts,SpringWashers etc. | MT | 1.52 |  | Included | 0 | 0 | 0
28 | 7000025462 | 2900 | OPGW LILO Portion | 1000030941 | 85447090 |  | 18 |  | 48 FIBRE (DWSM) OPGW FIBRE OPTIC CABLE | KM | 1 |  | Included | 0 | 0 | 0
29 | 7000025462 | 2910 | OPGW LILO Portion | 1000031040 | 82057000 |  | 18 |  | TENSION FITTINGS ASSEMBLY FOR 48F OPGW INCLUDING ALL ACCESSORIES FORJOINT BOX (SPLICING) LOCATION | SET | 1 |  | Included | 0 | 0 | 0
30 | 7000025462 | 2920 | OPGW LILO Portion | 1000033147 | 82057000 |  | 18 |  | TENSION ASSEMBLY - DOUBLE TENSION PASS THROUGH ASSEMBLY FOR 48 FIBEROPGW | SET | 3 |  | Included | 0 | 0 | 0
31 | 7000025462 | 2930 | OPGW LILO Portion | 1000033145 | 82057000 |  | 18 |  | TENSION ASSEMBLY - DEAD END FOR 48 FIBER OPGW | SET | 1 |  | Included | 0 | 0 | 0
32 | 7000025462 | 2940 | OPGW LILO Portion | 1000022418 | 82057000 |  | 18 |  | Vibration Damper for 48 fibre OPGW | EA | 18 |  | Included | 0 | 0 | 0
33 | 7000025462 | 2950 | OPGW LILO Portion | 1000010820 | 82057000 |  | 18 |  | Down Lead clamp Assembly for 48 fibre OPGW | EA | 67 |  | Included | 0 | 0 | 0
34 | 7000025462 | 2960 | OPGW LILO Portion | 1000014201 | 85353090 |  | 18 |  | Joint Box for 48 fibre OPGW | EA | 2 |  | Included | 0 | 0 | 0
35 | 7000025462 | 2970 | OPGW LILO Portion | 1000023471 | 85372000 |  | 18 |  | OPGW Fibre Optic Distribution Panel (FODP): Indoor Type: 96F | EA | 1 |  | Included | 0 | 0 | 0
36 | 7000025462 | 2980 | OPGW LILO Portion | 1000030944 | 85447090 |  | 18 |  | 48F (DWSM) APPROACH FIBRE OPTIC CABLE INCLUDING ALL INSTALLATIONHARDWARE SET | KM | 1 |  | Included | 0 | 0 | 0
37 | 7000025462 | 2990 | OPGW LILO Portion | 1000031040 | 82057000 |  | 18 |  | TENSION FITTINGS ASSEMBLY FOR 48F OPGW INCLUDING ALL ACCESSORIES FORJOINT BOX (SPLICING) LOCATION | SET | 1 |  | Included | 0 | 0 | 0
38 | 7000025462 | 3000 | OPGW LILO Portion | 1000033147 | 82057000 |  | 18 |  | TENSION ASSEMBLY - DOUBLE TENSION PASS THROUGH ASSEMBLY FOR 48 FIBEROPGW | SET | 1 |  | Included | 0 | 0 | 0
39 | 7000025462 | 3010 | OPGW LILO Portion | 1000033145 | 82057000 |  | 18 |  | TENSION ASSEMBLY - DEAD END FOR 48 FIBER OPGW | SET | 1 |  | Included | 0 | 0 | 0
40 | 7000025462 | 3020 | OPGW LILO Portion | 1000022418 | 82057000 |  | 18 |  | Vibration Damper for 48 fibre OPGW | EA | 3 |  | Included | 0 | 0 | 0
41 | 7000025462 | 3030 | OPGW LILO Portion | 1000010820 | 82057000 |  | 18 |  | Down Lead clamp Assembly for 48 fibre OPGW | EA | 2 |  | Included | 0 | 0 | 0
42 | 7000025462 | 3040 | OPGW LILO Portion | 1000014201 | 85353090 |  | 18 |  | Joint Box for 48 fibre OPGW | EA | 1 |  | Included | 0 | 0 | 0
| SS98-220/33kV NILGRAR GIS (NEW) | [13 empty] | Revaluation of J column | Tax Calculation
1 | 7000025462 | 310 | POWER TRANSFORMER | 1000025210 | 73090090 |  | 18 |  | Oil Storage Tank (10kL) | EA | 2 |  | Included | 0 | 0 | 0
2 | 7000025462 | 320 | POWER TRANSFORMER | 1000015937 | 84248990 |  | 18 |  | Nitrogen injection type fire protection for 220kV transformer | SET | 2 |  | Included | 0 | 0 | 0
3 | 7000025462 | 330 | POWER TRANSFORMER | 1000062593 | 85049010 |  | 18 |  | ANALOG/CONVENTIONAL TYPE RTCC PANEL WITH RELAYS AS PER TS | SET | 2 |  | Included | 0 | 0 | 0
4 | 7000025462 | 340 | POWER TRANSFORMER | 1000062598 | 85049010 |  | 18 |  | INSULATING OIL FOR 25 MVA , 220/33 KV, 3-PHASE TRANSFORMER | SET | 2 |  | Included | 0 | 0 | 0
5 | 7000025462 | 350 | POWER TRANSFORMER | 1000062592 | 85042310 |  | 18 |  | 25MVA, 220/33 KV, 3-PHASE POWER TRANSFORMER EXCLUDING INSULATING OIL | EA | 2 |  | Included | 0 | 0 | 0
6 | 7000025462 | 360 | LT TRANSFORMER | 1000004296 | 85042100 |  | 18 |  | 400kVA, 33/0.433kV, 3ph LT Transformer | EA | 2 |  | Included | 0 | 0 | 0
7 | 7000025462 | 370 | 245KV GIS EQUIPMENTS | 1000001678 | 85359030 |  | 18 |  | 245kV, 1600 A, 40 kA, SF6 GIS ICT feederbay module as per Section-Project,Technical specification | SET | 2 |  | Included | 0 | 0 | 0
8 | 7000025462 | 380 | 245KV GIS EQUIPMENTS | 1000001679 | 85359030 |  | 18 |  | 245kV, 1600 A, 40 kA, SF6 GIS Linefeeder bay module as perSection-Project, Technicalspecification | SET | 2 |  | Included | 0 | 0 | 0
9 | 7000025462 | 390 | 245KV GIS EQUIPMENTS | 1000001827 | 85359030 |  | 18 |  | 245 kV, 2500A, 40kA,SF6 GIS Bus barmodule as per Section-Project,Technical specification | SET | 2 |  | Included | 0 | 0 | 0
10 | 7000025462 | 400 | 245KV GIS EQUIPMENTS | 1000030034 | 85359030 |  | 18 |  | 245kV, 2500 A, 40 kA for 1 sec SF6 GISBus coupler bay module as perSection-Project, Technicalspecification | SET | 1 |  | Included | 0 | 0 | 0
11 | 7000025462 | 410 | 245KV AIS EQUIPMENTS | 1000020417 | 85354010 |  | 18 |  | 216kV Surge Arrester (1-phase) | EA | 12 |  | Included | 0 | 0 | 0
12 | 7000025462 | 420 | 245KV AIS EQUIPMENTS | 1000001695 | 85462040 |  | 18 |  | 245 kV, 1 phase Bus Post Insulator (except for Line Traps) | EA | 40 |  | Included | 0 | 0 | 0
13 | 7000025462 | 430 | 33KV INDOOR GIS SWITCHGEAR | 1000033313 | 85372000 |  | 18 |  | 36 KV,25 KA, 3-PHASE INDOOR SWITCH GEAR PANEL (GIS TYPE)-TRANSFORMERMODULE | EA | 2 |  | Included | 0 | 0 | 0
14 | 7000025462 | 440 | 33KV INDOOR GIS SWITCHGEAR | 1000033312 | 85372000 |  | 18 |  | 36 KV,25 KA, 3-PHASE INDOOR SWITCH GEAR PANEL (GIS TYPE)-LINE MODULE | EA | 5 |  | Included | 0 | 0 | 0
15 | 7000025462 | 450 | 33KV INDOOR GIS SWITCHGEAR | 1000033314 | 85372000 |  | 18 |  | 36 KV, 25KA INDOOR SWITCH GEAR PANEL (GIS TYPE) FOR BUS SECTIONALISERMODULE | SET | 1 |  | Included | 0 | 0 | 0
16 | 7000025462 | 460 | 33KV INDOOR GIS SWITCHGEAR | 1000033343 | 85372000 |  | 18 |  | 36 KV,25 KA, 3-PHASE INDOOR SWITCH GEAR PANEL (GIS TYPE)-LTTRANSFORMER MODULE | EA | 2 |  | Included | 0 | 0 | 0
17 | 7000025462 | 470 | 33KV OUTDOOR AIS EQUIPMENT | 1000020418 | 85354010 |  | 18 |  | 30kV Surge Arrester (1-Phase) | EA | 21 |  | Included | 0 | 0 | 0
18 | 7000025462 | 480 | 33KV OUTDOOR AIS EQUIPMENT | 1000002032 | 85462040 |  | 18 |  | 36kV, 1 phase Bus Post Insulators as per Technical Specification | EA | 12 |  | Included | 0 | 0 | 0
19 | 7000025462 | 490 | 33KV OUTDOOR AIS EQUIPMENT | 1000034977 | 85446090 |  | 18 |  | 33KV, 1CX630 SQMM XLPE AL ARMOURED CABLE ALONGWITH ACCESSORIES AS PERTECH. SPECIFICATION | KM | 1.5 |  | Included | 0 | 0 | 0
20 | 7000025462 | 500 | 33KV OUTDOOR AIS EQUIPMENT | 1000034060 | 85446090 |  | 18 |  | 33KV, 3CX95 SQMM XLPE AL ARMOURED CABLE ALONGWITH ACCESSORIES AS PERTECH. SPECIFICATION | KM | 0.6 |  | Included | 0 | 0 | 0
21 | 7000025462 | 510 | 33KV OUTDOOR AIS EQUIPMENT | 1000029075 | 85446090 |  | 18 |  | 33kV XLPE cable Termination Equipment along with structure &accessories for out door termination (one set consists of completerequirement for one bay) | SET | 7 |  | Included | 0 | 0 | 0
22 | 7000025462 | 520 | 33KV OUTDOOR AIS EQUIPMENT | 1000002095 | 85353090 |  | 18 |  | 36 kV, 630A, 25 KA, 3-Phase DoubleBreak Isolator with one E/S | EA | 3 |  | Included | 0 | 0 | 0
23 | 7000025462 | 530 | TESTING & MAINTENANCE EQPT FOR GIS | 1000024690 | 85389000 |  | 18 |  | EOT Crane for GIS Building for 220kV GIS Station | SET | 1 |  | Included | 0 | 0 | 0
24 | 7000025462 | 540 | TESTING & MAINTENANCE EQPT FOR GIS | 1000038259 | 84289090 |  | 18 |  | SCISSOR LIFT | EA | 1 |  | Included | 0 | 0 | 0
25 | 7000025462 | 550 | CONTROL & RELAY PANELS | 1000001170 | 85371000 |  | 18 |  | 220kV Circuit Breaker Relay Panel with Auto Reclose (with Automation) | EA | 5 |  | Included | 0 | 0 | 0
26 | 7000025462 | 560 | CONTROL & RELAY PANELS | 1000001330 | 85371000 |  | 18 |  | 220kV Line Protection Panel (with Automation) | EA | 2 |  | Included | 0 | 0 | 0
27 | 7000025462 | 570 | CONTROL & RELAY PANELS | 1000001566 | 85371000 |  | 18 |  | 220kV Transformer Protection Panel (For both HV & MV side)-(withAutomation) | EA | 2 |  | Included | 0 | 0 | 0
28 | 7000025462 | 580 | CONTROL & RELAY PANELS | 1000001166 | 85371000 |  | 18 |  | 220kV Bus Bar Protection Panel (Single)-(with Automation) | SET | 1 |  | Included | 0 | 0 | 0
29 | 7000025462 | 590 | CONTROL & RELAY PANELS | 1000021642 | 85371000 |  | 18 |  | Time synchronisation equipment | EA | 1 |  | Included | 0 | 0 | 0
30 | 7000025462 | 600 | CONTROL & RELAY PANELS | 1000025391 | 82032000 |  | 18 |  | Relay Test kit | EA | 1 |  | Included | 0 | 0 | 0
31 | 7000025462 | 620 | SUBSTATION AUTOMATION SYSTEM | 1000001332 | 85371000 |  | 18 |  | Complete Substation automation System for 220kV bay as per TechnicalSpecification | EA | 5 |  | Included | 0 | 0 | 0
32 | 7000025462 | 630 | SUBSTATION AUTOMATION SYSTEM | 1000002018 | 85371000 |  | 18 |  | Complete Substation automation System for 33kV bay as per TechnicalSpecification | EA | 10 |  | Included | 0 | 0 | 0
33 | 7000025462 | 640 | SUBSTATION AUTOMATION SYSTEM | 1000018700 | 85371000 |  | 18 |  | Complete Substation automation System for controlling and monitoringof Auxilary System including BCUs as per technical specification | SET | 1 |  | Included | 0 | 0 | 0
34 | 7000025462 | 610 | DIGITAL PROTECTION COUPLER-DRASS END | 1000010638 | 85176210 |  | 18 |  | Digital Protection Coupler | EA | 2 |  | Included | 0 | 0 | 0
35 | 7000025462 | 1290 | DIGITAL PROTECTION COUPLER-NILGRAR END | 1000010638 | 85176210 |  | 18 |  | Digital Protection Coupler | EA | 2 |  | Included | 0 | 0 | 0
36 | 7000025462 | 650 | SWITCHYARD ERECTION | 1000011246 | 72169990 |  | 18 |  | Erection Hardware for 220kV DM-type layout for GIS terminationarrangement-Line bay as per technical specification | SET | 2 |  | Included | 0 | 0 | 0
37 | 7000025462 | 660 | SWITCHYARD ERECTION | 1000011252 | 72169990 |  | 18 |  | Erection Hardware for 220kV DM-type layout for GIS terminationarrangement-Transformer bay as per technical specification | SET | 2 |  | Included | 0 | 0 | 0
38 | 7000025462 | 670 | SWITCHYARD ERECTION | 1000011289 | 72169990 |  | 18 |  | Erection Hardware for the 33kV layout (Bus Scheme as perSLD)-Transformer Bay as per technical specification | SET | 2 |  | Included | 0 | 0 | 0
39 | 7000025462 | 680 | SWITCHYARD ERECTION | 1000032055 | 72159090 |  | 18 |  | 40 MM MS ROD FOR MAIN EARTHMAT | KM | 7.5 |  | Included | 0 | 0 | 0
40 | 7000025462 | 690 | SWITCHYARD ERECTION | 1000011288 | 72169990 |  | 18 |  | Erection Hardware for the 33kV layout (Bus Scheme as per SLD)-Line Bayas per technical specification | SET | 3 |  | Included | 0 | 0 | 0
41 | 7000025462 | 700 | SWITCHYARD ERECTION | 1000032412 | 85049010 |  | 18 |  | ERECTION HARDWARE FOR AUXILIARY LT TRANSFORMER | SET | 2 |  | Included | 0 | 0 | 0
42 | 7000025462 | 710 | FIRE PROTECTION SYSTEM | 1000012022 | 84241000 |  | 18 |  | 4.5 kg CO2 type Portable Fire extinguisher | EA | 15 |  | Included | 0 | 0 | 0
43 | 7000025462 | 720 | FIRE PROTECTION SYSTEM | 1000012024 | 84241000 |  | 18 |  | Fire Extinguisher Dry Chemical Powder Type(5 Kg) for control room. | EA | 8 |  | Included | 0 | 0 | 0
44 | 7000025462 | 730 | FIRE PROTECTION SYSTEM | 1000012073 | 84241000 |  | 18 |  | 50 litre foam type Trolley/Wheel mounted Fire extinguisher | EA | 2 |  | Included | 0 | 0 | 0
45 | 7000025462 | 740 | FIRE PROTECTION SYSTEM | 1000012027 | 84241000 |  | 18 |  | 9litre water type Portable Fire extinguisher | EA | 2 |  | Included | 0 | 0 | 0
46 | 7000025462 | 750 | FIRE PROTECTION SYSTEM | 1000012013 | 85311020 |  | 18 |  | Fire Detection and Alarm System for Control Room Building(220kV) | SET | 1 |  | Included | 0 | 0 | 0
47 | 7000025462 | 760 | FIRE PROTECTION SYSTEM | 1000012009 | 85311020 |  | 18 |  | Fire Detection and Alarm System for 220kV GIS Hall | SET | 1 |  | Included | 0 | 0 | 0
48 | 7000025462 | 770 | FIRE PROTECTION SYSTEM | 1000062596 | 85311020 |  | 18 |  | FIRE DETECTION AND ALARM SYSTEM FOR DG SET BUILDING AS PER TS | SET | 1 |  | Included | 0 | 0 | 0
49 | 7000025462 | 780 | DG SET WITH CONTROL PANEL | 1000001893 | 85021200 |  | 18 |  | 250 kVA Diesel Generator along with control Panel | SET | 1 |  | Included | 0 | 0 | 0
50 | 7000025462 | 790 | DG SET WITH CONTROL PANEL | 1000062594 | 84091000 |  | 28 |  | DIESEL HOLDING TANK-10 KL INCLUDING MOTOR, PIPE & OTHER ACCESSORIES | SET | 1 |  | Included | 0 | 0 | 0
51 | 7000025462 | 800 | LT SWITCHGEAR | 1000004313 | 85371000 |  | 18 |  | 415V Main Switchboard | SET | 1 |  | Included | 0 | 0 | 0
52 | 7000025462 | 810 | LT SWITCHGEAR | 1000004303 | 85371000 |  | 18 |  | 415V AC Distribution Board (ACDB) as per Technical Specification | SET | 1 |  | Included | 0 | 0 | 0
53 | 7000025462 | 820 | LT SWITCHGEAR | 1000004310 | 85371000 |  | 18 |  | 415V MLDB(along with 2 nos. 100 kVA Lighting transformer) | SET | 1 |  | Included | 0 | 0 | 0
54 | 7000025462 | 830 | LT SWITCHGEAR | 1000004307 | 85371000 |  | 18 |  | 415V Emergency LDB(along with 1 no. 100kVA lighting transformer) | SET | 1 |  | Included | 0 | 0 | 0
55 | 7000025462 | 840 | LT SWITCHGEAR | 1000001144 | 85371000 |  | 18 |  | 220V DCDB | SET | 2 |  | Included | 0 | 0 | 0
56 | 7000025462 | 850 | LT SWITCHGEAR | 1000004754 | 85371000 |  | 18 |  | 48V DCDB | SET | 2 |  | Included | 0 | 0 | 0
57 | 7000025462 | 860 | BATTERY & BATTERY CHARGER | 1000001158 | 85072000 |  | 28 |  | 220V, 400 Ah Battery | SET | 2 |  | Included | 0 | 0 | 0
58 | 7000025462 | 870 | BATTERY & BATTERY CHARGER | 1000004769 | 85072000 |  | 28 |  | 48V, 400 Ah Battery | SET | 2 |  | Included | 0 | 0 | 0
59 | 7000025462 | 880 | BATTERY & BATTERY CHARGER | 1000001161 | 85044030 |  | 18 |  | 220V, 50A/50A Float Cum Boost BatteryCharger | EA | 2 |  | Included | 0 | 0 | 0
60 | 7000025462 | 890 | BATTERY & BATTERY CHARGER | 1000004772 | 85044030 |  | 18 |  | 48V, 50A/50A Float Cum Boost BatteryCharger | EA | 2 |  | Included | 0 | 0 | 0
61 | 7000025462 | 900 | AIR CONDITIONING & HEATING SYSTEM | 1000013502 | 84158210 |  | 28 |  | High wall type split AC unit of 2 TR capacity | EA | 6 |  | Included | 0 | 0 | 0
62 | 7000025462 | 910 | AIR CONDITIONING & HEATING SYSTEM | 1000022400 | 84159000 |  | 28 |  | Ventillation and Heating system for 220KV GIS Hall | SET | 1 |  | Included | 0 | 0 | 0
63 | 7000025462 | 920 | AIR CONDITIONING & HEATING SYSTEM | 1000058380 | 85162900 |  | 28 |  | OIL FILLED ROOM HEATER | EA | 50 |  | Included | 0 | 0 | 0
64 | 7000025462 | 930 | ILLUMINATION SYSTEM (INDOOR) | 1000009646 | 94059900 |  | 18 |  | Control room cum administrative building (220kV) illumination | LOT | 1 |  | Included | 0 | 0 | 0
65 | 7000025462 | 980 | ILLUMINATION SYSTEM (INDOOR) | 1000049467 | 94059900 |  | 18 |  | INDOOR LIGHTNING FOR GIS BUILDING (AS PER TECHNICAL SPECIFICATION) including AHU & Relay Rooms as applicable | SET | 1 |  | Included | 0 | 0 | 0
66 | 7000025462 | 940 | ILLUMINATION SYSTEM (INDOOR) | 1000014546 | 94059900 |  | 18 |  | Lighting Panel (Indoor) type ACP-1 as per technical specification | EA | 2 |  | Included | 0 | 0 | 0
67 | 7000025462 | 950 | ILLUMINATION SYSTEM (INDOOR) | 1000004795 | 94059900 |  | 18 |  | 5/15 A, 240V: Indoor Receptacle 3-pin type modular (type RI) as pertechnical specifications | EA | 50 |  | Included | 0 | 0 | 0
68 | 7000025462 | 960 | ILLUMINATION SYSTEM (INDOOR) | 1000030151 | 94059900 |  | 18 |  | Security Room Illumination including conduit | LS | 1 |  | Included | 0 | 0 | 0
69 | 7000025462 | 970 | ILLUMINATION SYSTEM (INDOOR) | 1000062597 | 94059900 |  | 18 |  | DG SET ROOM ILLIMUNATION INCLUDING CONDUIT | SET | 1 |  | Included | 0 | 0 | 0
70 | 7000025462 | 990 | ILLUMINATION SYSTEM (OUTDOOR) | 1000014547 | 85371000 |  | 18 |  | Lighting Panel type ACP-2 as per technical specification | EA | 4 |  | Included | 0 | 0 | 0
71 | 7000025462 | 1000 | ILLUMINATION SYSTEM (OUTDOOR) | 1000014548 | 94059900 |  | 18 |  | Lighting Panel type ACP-3 as per technical specification | EA | 2 |  | Included | 0 | 0 | 0
72 | 7000025462 | 1010 | ILLUMINATION SYSTEM (OUTDOOR) | 1000014549 | 94059900 |  | 18 |  | Lighting Panel type DCP as per technical specification | EA | 2 |  | Included | 0 | 0 | 0
73 | 7000025462 | 1020 | ILLUMINATION SYSTEM (OUTDOOR) | 1000038325 | 94059900 |  | 18 |  | LIGHTING FIXTURE LED LUMINAIRES TYPE FL2 AS PER TECH. SPECIFICATIONS | EA | 25 |  | Included | 0 | 0 | 0
74 | 7000025462 | 1030 | ILLUMINATION SYSTEM (OUTDOOR) | 1000038387 | 94051090 |  | 18 |  | LED FLOOD LIGHT LUMINARIESTYPE FL-1 (150W) AS PER TECHNICALSPECIFICATION | EA | 15 |  | Included | 0 | 0 | 0
75 | 7000025462 | 1040 | ILLUMINATION SYSTEM (OUTDOOR) | 1000038385 | 94059900 |  | 18 |  | FIRE WALL MOUNTED LED LUMINARIE TYPE FL-2 (250W) | EA | 4 |  | Included | 0 | 0 | 0
76 | 7000025462 | 1050 | ILLUMINATION SYSTEM (OUTDOOR) | 1000038389 | 94051090 |  | 18 |  | LED STREET LIGHT LUMINAIRE TYPE SL-L1 (= 45W)AS PER TECHNICALSPECIFICATION | EA | 30 |  | Included | 0 | 0 | 0
77 | 7000025462 | 1060 | ILLUMINATION SYSTEM (OUTDOOR) | 1000038388 | 94051090 |  | 18 |  | POLE MOUNTED LED POST TOP LUMINAIRE TYPE SL-D1 (= 30W)AS PER TECHNICALSPECIFICATION | EA | 20 |  | Included | 0 | 0 | 0
78 | 7000025462 | 1070 | ILLUMINATION SYSTEM (OUTDOOR) | 1000038397 | 94059900 |  | 18 |  | TYPE L1 STREET LIGHTING POLE OF 6 METER AS PER TECHNICALSPECIFICATION. | EA | 30 |  | Included | 0 | 0 | 0
79 | 7000025462 | 1080 | ILLUMINATION SYSTEM (OUTDOOR) | 1000038396 | 94059900 |  | 18 |  | TYPE D1 POST TOP LANTERN POLE OF 4 METER AS PER TECHNICALSPECIFICATION. | EA | 20 |  | Included | 0 | 0 | 0
80 | 7000025462 | 1090 | ILLUMINATION SYSTEM (OUTDOOR) | 1000001894 | 94059900 |  | 18 |  | Outdoor Power Receptacle for oilfiltration unit (250A) | EA | 1 |  | Included | 0 | 0 | 0
81 | 7000025462 | 1100 | ILLUMINATION SYSTEM (OUTDOOR) | 1000004952 | 94059900 |  | 18 |  | 63A, 415V : Interlocked switch socket outdoor Receptacle (type RP) asper technical specifications | EA | 5 |  | Included | 0 | 0 | 0
82 | 7000025462 | 1110 | ILLUMINATION SYSTEM (OUTDOOR) | 1000001050 | 94059900 |  | 18 |  | 15A, 240V: Outdoor Receptacle 2 pole, 3-pin modular (type RO) as pertechnical specifications | EA | 5 |  | Included | 0 | 0 | 0
83 | 7000025462 | 1120 | ILLUMINATION SYSTEM (OUTDOOR) | 1000038390 | 94059900 |  | 18 |  | PORTABLE FLOOD LIGHT PANEL WITH LED LUMINARIESTYPE FL-2 (250W) | EA | 1 |  | Included | 0 | 0 | 0
84 | 7000025462 | 1130 | ILLUMINATION SYSTEM (OUTDOOR) | 1000024515 | 76169990 |  | 18 |  | Cartwheel Mounted Aluminium Ladder as Per Technical Specification | EA | 1 |  | Included | 0 | 0 | 0
85 | 7000025462 | 1140 | ILLUMINATION SYSTEM (OUTDOOR) | 1000025538 | 76169990 |  | 18 |  | Self Supported Aluminium Ladder as Per Technical Specification | EA | 1 |  | Included | 0 | 0 | 0
86 | 7000025462 | 1150 | 1.1KV POWER & CONTROL CABLES | 1000031919 | 85446090 |  | 18 |  | 1.1KV GRADE 1CX630 SQ. MM (XLPE) POWER CABLE | KM | 1.2 |  | Included | 0 | 0 | 0
87 | 7000025462 | 1160 | 1.1KV POWER & CONTROL CABLES | 1000031951 | 85446090 |  | 18 |  | 1.1KV GRADE 3.5CX300 SQMM (XLPE) POWER CABLE | KM | 0.6 |  | Included | 0 | 0 | 0
88 | 7000025462 | 1170 | 1.1KV POWER & CONTROL CABLES | 1000031911 | 85446020 |  | 18 |  | 1.1KV GRADE 1CX150 SQMM (PVC) POWER CABLE | KM | 0.5 |  | Included | 0 | 0 | 0
89 | 7000025462 | 1180 | 1.1KV POWER & CONTROL CABLES | 1000031957 | 85446020 |  | 18 |  | 1.1KV GRADE 3.5CX70 SQMM (PVC) POWER CABLE | KM | 0.5 |  | Included | 0 | 0 | 0
90 | 7000025462 | 1190 | 1.1KV POWER & CONTROL CABLES | 1000031953 | 85446020 |  | 18 |  | 1.1KV GRADE 3.5CX35 SQMM (PVC) POWER CABLE | KM | 1 |  | Included | 0 | 0 | 0
91 | 7000025462 | 1200 | 1.1KV POWER & CONTROL CABLES | 1000031975 | 85446020 |  | 18 |  | 1.1KV GRADE 4CX10 SQMM (PVC) POWER CABLE | KM | 1 |  | Included | 0 | 0 | 0
92 | 7000025462 | 1210 | 1.1KV POWER & CONTROL CABLES | 1000031985 | 85446020 |  | 18 |  | 1.1KV GRADE 4CX6 SQMM (PVC) POWER CABLE | KM | 2 |  | Included | 0 | 0 | 0
93 | 7000025462 | 1220 | 1.1KV POWER & CONTROL CABLES | 1000031943 | 85446020 |  | 18 |  | 1.1KV GRADE 2CX6 SQMM (PVC) POWER CABLE | KM | 2 |  | Included | 0 | 0 | 0
94 | 7000025462 | 1230 | 1.1KV POWER & CONTROL CABLES | 1000031964 | 85446020 |  | 18 |  | 1.1KV GRADE 3CX2.5 SQMM CONTROL CABLE | KM | 4.5 |  | Included | 0 | 0 | 0
95 | 7000025462 | 1240 | 1.1KV POWER & CONTROL CABLES | 1000031987 | 85446020 |  | 18 |  | 1.1KV GRADE 5CX2.5 SQMM CONTROL CABLE | KM | 5 |  | Included | 0 | 0 | 0
96 | 7000025462 | 1250 | 1.1KV POWER & CONTROL CABLES | 1000031887 | 85446020 |  | 18 |  | 1.1KV GRADE 10CX2.5 SQMM CONTROL CABLE | KM | 3 |  | Included | 0 | 0 | 0
97 | 7000025462 | 1260 | 1.1KV POWER & CONTROL CABLES | 1000056264 | 85446020 |  | 18 |  | 1.1KV GRADE 19CX1.5 SQMM CONTROL CABLE | KM | 1.5 |  | Included | 0 | 0 | 0
98 | 7000025462 | 1270 | 1.1KV POWER & CONTROL CABLES | 1000056265 | 85446020 |  | 18 |  | 1.1KV GRADE 27CX1.5 SQMM CONTROL CABLE | KM | 0.8 |  | Included | 0 | 0 | 0
99 | 7000025462 | 1280 | 1.1KV POWER & CONTROL CABLES | 1000032050 | 85446020 |  | 18 |  | 4PAIR, 0.5SQMM SCREENED CABLE | KM | 0.5 |  | Included | 0 | 0 | 0
100 | 7000025462 | 1300 | SP 220KV GIS (GENERAL) | 1000058295 | 85359030 |  | 18 |  | 220KV GIS- CABLE CONNECTION ENCLOSURE WITH MAIN CIRCUIT | SET | 1 |  | Included | 0 | 0 | 0
101 | 7000025462 | 1310 | SP 220KV GIS (GENERAL) | 1000058300 | 85359030 |  | 18 |  | 220KV GIS-SF6 GAS PRESSURE RELIEF DEVICE ASSEMBLY OF EACH TYPE | EA | 1 |  | Included | 0 | 0 | 0
102 | 7000025462 | 1320 | SP 220KV GIS (GENERAL) | 1000049816 | 85359030 |  | 18 |  | SF6 PRESSURE GAUGE CUM SWITCH /DENSITY MONITORS AND PRESSURESWITCH AS APPLICABLE, OF EACH TYPE-220KV GIS | SET | 2 |  | Included | 0 | 0 | 0
103 | 7000025462 | 1330 | SP 220KV GIS (GENERAL) | 1000049752 | 85359030 |  | 18 |  | COUPLING DEVICE FOR PRESSURE GAUGE CUM SWITCH FOR CONNECTINGGAS HANDLING PLANT OF EACH TYPE-220KV GIS | SET | 1 |  | Included | 0 | 0 | 0
104 | 7000025462 | 1340 | SP 220KV GIS (GENERAL) | 1000049761 | 85359030 |  | 18 |  | RUBBER GASKETS, Ã‚â‚¬Å’OÃ‚â‚¬Â RINGS AND SEALS FOR SF6 GAS FOR GISENCLOSURE OF EACH TYPE-220KV GIS | SET | 2 |  | Included | 0 | 0 | 0
105 | 7000025462 | 1350 | SP 220KV GIS (GENERAL) | 1000058298 | 85359030 |  | 18 |  | 220KV GIS-MOLECULAR FILTER FOR SF6 GAS WITH FILTER BAGS (5 % OF TOTALWEIGHT) | SET | 1 |  | Included | 0 | 0 | 0
106 | 7000025462 | 1360 | SP 220KV GIS (GENERAL) | 1000049749 | 85359030 |  | 18 |  | CONTROL VALVES FOR SF6 GAS OF EACH TYPE-220KV GIS | SET | 2 |  | Included | 0 | 0 | 0
107 | 7000025462 | 1370 | SP 220KV GIS (GENERAL) | 1000058299 | 85359030 |  | 18 |  | 220KV GIS-SF6 GAS (5 % OF TOTAL GAS QUANTITY) | LOT | 1 |  | Included | 0 | 0 | 0
108 | 7000025462 | 1380 | SP 220KV GIS (GENERAL) | 1000049782 | 85359030 |  | 18 |  | LOCKING DEVICE TO KEEP THE DIS-CONNECTORS (ISOLATORS)AND EARTHING/FAST EARTHING SWITCHES (AS APPLICABLE) IN CLOSE OR OPENPOSITION IN CASE OF REMOVAL OF THE DRIVING MECHANISM-220KV GIS | SET | 2 |  | Included | 0 | 0 | 0
109 | 7000025462 | 1390 | SP 220KV GIS (GENERAL) | 1000049504 | 85359030 |  | 18 |  | UHF PD SENSORS OF EACH TYPE ALONG WITH BNC CONNECTOR FOR 245KV GIS | EA | 3 |  | Included | 0 | 0 | 0
110 | 7000025462 | 1400 | SP 220KV GIS (GENERAL) | 1000058302 | 85359030 |  | 18 |  | 220KV GIS-SUPPORT INSULATORS (GAS THROUGH) OF EACH TYPE (COMPLETE WITHMETAL RING ETC.) ALONG WITH ASSOCIATED CONTACTS AND SHIELDS | EA | 3 |  | Included | 0 | 0 | 0
111 | 7000025462 | 1410 | SP 220KV GIS (GENERAL) | 1000058297 | 85359030 |  | 18 |  | 220KV GIS-GAS BARRIERS OF EACH TYPE (COMPLETE WITH METAL RING ETC.)ALONG WITH ASSOCIATED CONTACTS AND SHIELDS | EA | 3 |  | Included | 0 | 0 | 0
112 | 7000025462 | 1420 | SP 220KV GIS (GENERAL) | 1000058301 | 85359030 |  | 18 |  | 220KV GIS- 1600A SF6 TO AIR BUSHING COMPLETE IN ALL RESPECT | EA | 1 |  | Included | 0 | 0 | 0
113 | 7000025462 | 1430 | SP 220KV GIS (GENERAL) | 1000049497 | 85359030 |  | 18 |  | LCC SPARES - AUX. RELAYS, CONTACTORS,PUSH BUTTONS, SWITCHES, LAMPS,ANNUNCIATION WINDOWS, MCB, FUSES,TIMERS, TERMINAL BLOCKS ETC. OF EACHTYPE & RATING-220kV GIS | SET | 1 |  | Included | 0 | 0 | 0
114 | 7000025462 | 1440 | SP 220KV GIS (CB) | 1000058284 | 85359030 |  | 18 |  | 220KV GIS-ONE POLE OF 1600A CIRCUIT BREAKER WITH INTERRUPTER, MAINCIRCUIT, ENCLOSURE AND OPERATING MECHANISM COMPLETE IN ALL RESPECT | SET | 1 |  | Included | 0 | 0 | 0
115 | 7000025462 | 1450 | SP 220KV GIS (CB) | 1000058286 | 85359030 |  | 18 |  | 220KV GIS-ONE POLE OF 2500A CIRCUIT BREAKER WITH INTERRUPTER, MAINCIRCUIT, ENCLOSURE AND OPERATING MECHANISM COMPLETE IN ALL RESPECT | SET | 1 |  | Included | 0 | 0 | 0
116 | 7000025462 | 1460 | SP 220KV GIS (CB) | 1000021871 | 85389000 |  | 18 |  | Trip coil assembly with resistor for245kV GIS Circuit Breaker (asapplicable) | SET | 3 |  | Included | 0 | 0 | 0
117 | 7000025462 | 1470 | SP 220KV GIS (CB) | 1000009185 | 85389000 |  | 18 |  | Closing coil assembly with resistor for245kV GIS Circuit Breaker (asapplicable) | SET | 3 |  | Included | 0 | 0 | 0
118 | 7000025462 | 1480 | SP 220KV GIS (CB) | 1000058292 | 85359030 |  | 18 |  | RELAYS, POWER CONTACTORS, PUSH BUTTONS, TIMERS & MCBS ETC. (ASAPPLICABLE) OF EACH TYPE FOR 220KV GIS CIRCUIT BREAKER | SET | 1 |  | Included | 0 | 0 | 0
119 | 7000025462 | 1490 | SP 220KV GIS (CB) | 1000007066 | 85389000 |  | 18 |  | Auxiliary switch assembly of each type for 245kV GIS Circuit Breaker | SET | 1 |  | Included | 0 | 0 | 0
120 | 7000025462 | 1500 | SP 220KV GIS (CB) | 1000058291 | 85359030 |  | 18 |  | 220KV GIS CIRCUIT BREAKER-OPERATION COUNTER | EA | 1 |  | Included | 0 | 0 | 0
121 | 7000025462 | 1510 | SP 220KV GIS (CB HYD MECH IF APPLICABLE) | 1000058288 | 85359030 |  | 18 |  | 220KV GIS CIRCUIT BREAKER-HYDRAULIC OPERATING MECHANISM WITH DRIVEMOTOR (FOR HYDRAULIC OPERATED MECHANISM, IF APPLICABLE) | SET | 1 |  | Included | 0 | 0 | 0
122 | 7000025462 | 1520 | SP 220KV GIS (CB HYD MECH IF APPLICABLE) | 1000049758 | 85359030 |  | 18 |  | HYDRAULIC FILTER OF EACH TYPE (FOR HYDRAULIC OPERATED MECHANISM, IFPPLICABLE)-220KV GIS CIRCUIT BREKAER | SET | 1 |  | Included | 0 | 0 | 0
123 | 7000025462 | 1530 | SP 220KV GIS (CB HYD MECH IF APPLICABLE) | 1000058272 | 85359030 |  | 18 |  | 220KV GIS CIRCUIT BREAKER- HOSE PIPE OF EACH TYPE (AS APPLICABLE) (FORHYDRAULIC OPERATED MECHANISM, IF APPLICABLE) | SET | 1 |  | Included | 0 | 0 | 0
124 | 7000025462 | 1540 | SP 220KV GIS (CB HYD MECH IF APPLICABLE) | 1000058290 | 85359030 |  | 18 |  | 220KV GIS CIRCUIT BREAKER - N2 ACCUMULATOR (FOR HYDRAULIC OPERATEDMECHANISM, IF APPLICABLE) | SET | 1 |  | Included | 0 | 0 | 0
125 | 7000025462 | 1550 | SP 220KV GIS (CB HYD MECH IF APPLICABLE) | 1000049834 | 85359030 |  | 18 |  | VALVES OF EACH TYPE (FOR HYDRAULIC OPERATED MECHANISM, IFAPPLICABLE)-220KV GIS CIRCUIT BREKAER | SET | 1 |  | Included | 0 | 0 | 0
126 | 7000025462 | 1560 | SP 220KV GIS (CB HYD MECH IF APPLICABLE) | 1000049794 | 85359030 |  | 18 |  | PIPE LENGTH (COPPER & STEEL) OF EACH SIZE & TYPE (FOR HYDRAULICOPERATED MECHANISM, IF APPLICABLE)-220KV GIS CIRCUIT BREKAER | SET | 1 |  | Included | 0 | 0 | 0
127 | 7000025462 | 1570 | SP 220KV GIS (CB HYD MECH IF APPLICABLE) | 1000049807 | 85359030 |  | 18 |  | PRESSURE SWITCHES OF EACH TYPE (FOR HYDRAULIC OPERATED MECHANISM, IFAPPLICABLE)-220KV GIS CIRCUIT BREKAER | SET | 1 |  | Included | 0 | 0 | 0
128 | 7000025462 | 1580 | SP 220KV GIS (CB HYD MECH IF APPLICABLE) | 1000049804 | 85359030 |  | 18 |  | PRESSURE GAUGE WITH COUPLING DEVICE OF EACH TYPE (FOR HYDRAULICOPERATED MECHANISM, IF APPLICABLE)-220KV GIS CIRCUIT BREKAER | SET | 1 |  | Included | 0 | 0 | 0
129 | 7000025462 | 1590 | SP 220KV GIS (CB HYD MECH IF APPLICABLE) | 1000058289 | 85359030 |  | 18 |  | 220KV GIS CIRCUIT BREAKER-HYDRAULIC OIL (5% OF TOTAL OIL QUANTITY)(FOR HYDRAULIC OPERATED MECHANISM, IF APPLICABLE) | SET | 1 |  | Included | 0 | 0 | 0
130 | 7000025462 | 1600 | SP 220KV GIS (CB HYD MECH IF APPLICABLE) | 1000049798 | 85359030 |  | 18 |  | PRESSURE RELIEF DEVICE OF EACH TYPE (FOR HYDRAULIC OPERATED MECHANISM,IF APPLICABLE)-220KV GIS CIRCUIT BREKAER | SET | 1 |  | Included | 0 | 0 | 0
131 | 7000025462 | 1610 | SP 220KV GIS (CB SPR MECH IF APPLICABLE) | 1000058293 | 85359030 |  | 18 |  | 220KV GIS CIRCUIT BREAKER-COMPLETE SPRING OPERATING MECHANISMINCLUDING CHARGING MECHANISM ETC. (FOR SPRING OPERATED MECHANISM, IFAPPLICABLE) | SET | 1 |  | Included | 0 | 0 | 0
132 | 7000025462 | 1620 | SP 220KV GIS CB HYD-SPR MECH IF APPLICAB | 1000058287 | 85359030 |  | 18 |  | 220KV GIS CIRCUIT BREAKER- COMPLETE HYDRAULIC-SPRING OPERATINGMECHANISM INCLUDING CHARGING MECHANISM ETC. (FOR HYDRAULIC-SPRINGOPERATED MECHANISM, IF APPLICABLE) | SET | 1 |  | Included | 0 | 0 | 0
133 | 7000025462 | 1630 | SP 220KV GIS CB HYD-SPR MECH IF APPLICAB | 1000049797 | 85359030 |  | 18 |  | PRESSURE SWITCHES OF EACH TYPE (FOR HYDRAULIC-SPRING OPERATEDMECHANISM, IF APPLICABLE)-220KV GIS CIRCUIT BREAKER | SET | 1 |  | Included | 0 | 0 | 0
134 | 7000025462 | 1640 | SP 220KV GIS CB HYD-SPR MECH IF APPLICAB | 1000049801 | 85359030 |  | 18 |  | PRESSURE GAUGE WITH COUPLING DEVICE OF EACH TYPE (FOR HYDRAULIC-SPRINGOPERATED MECHANISM, IF APPLICABLE)-220KV GIS CIRCUIT BREKAER | SET | 1 |  | Included | 0 | 0 | 0
135 | 7000025462 | 1650 | SP 220KV GIS (DS/ES) | 1000058371 | 85359030 |  | 18 |  | 220kV GIS- Three phase of 1600Adisconnector switch including maincircuit, enclosure, driving mechanismand support insulator etc., complete inall respect (Note 1- The contractorshall supply spare for disconnectorswitch to ensure one to one replacementof all disconnector switch supplied asmain equipment without any requirementof modification in fittings at site tocover all different types ofdisconnector switch supplied. In case,quantity of supplied dis-connectorswitch types (for one to onereplacement) are more than the quantitymentioned in BPS for spare, thecontractor shall supply theseadditional types of disconnector switchwithout any additional priceimplication to POWERGRID and quantitiesof these additional type ofdisconnector switch are deem to beincluded in the quantities mentioned inBPS for spare disconnector. Note 2 - Incase, Dis-connector Switch (DS) & EarthSwitch (ES) is provided in a sameenclosure with common operatingmechanism, then the module comprisingof Dis-connector & Earth switch insingle enclosure with common operatingmechanism is to be provided under thehead of spare Dis-connector only. Note3- In case, Dis-connector Switch (DS)&Earth Switch (ES) is provided in asame enclosure with separate operatingmechanism, then the module comprisingof Dis-connector & Earth switch insingle enclosure with separateoperating mechanism is to be providedunder the head of spare Dis-connectoronly.) | EA | 4 |  | Included | 0 | 0 | 0
136 | 7000025462 | 1660 | SP 220KV GIS (DS/ES) | 1000058372 | 85359030 |  | 18 |  | 220kV GIS- Three phase of 2500Adisconnector switch including maincircuit, enclosure, driving mechanismand support insulator etc., complete inall respect (Note 1- The contractorshall supply spare for disconnectorswitch to ensure one to one replacementof all disconnector switch supplied asmain equipment without any requirementof modification in fittings at site tocover all different types ofdisconnector switch supplied. In case,quantity of supplied dis-connectorswitch types (for one to onereplacement) are more than the quantitymentioned in BPS for spare, thecontractor shall supply theseadditional types of disconnector switchwithout any additional priceimplication to POWERGRID and quantitiesof these additional type ofdisconnector switch are deem to beincluded in the quantities mentioned inBPS for spare disconnector. Note 2 - Incase, Dis-connector Switch (DS) & EarthSwitch (ES) is provided in a sameenclosure with common operatingmechanism, then the module comprisingof Dis-connector & Earth switch insingle enclosure with common operatingmechanism is to be provided under thehead of spare Dis-connector only. Note3- In case, Dis-connector Switch (DS)&Earth Switch (ES) is provided in asame enclosure with separate operatingmechanism, then the module comprisingof Dis-connector & Earth switch insingle enclosure with separateoperating mechanism is to be providedunder the head of spare Dis-connectoronly.) | EA | 2 |  | Included | 0 | 0 | 0
137 | 7000025462 | 1670 | SP 220KV GIS (DS/ES) | 1000058282 | 85359030 |  | 18 |  | 220KV GIS- THREE PHASE MAINTENANCE EARTHING SWITCH INCLUDING MAINCIRCUIT, ENCLOSURE, DRIVING MECHANISM AND SUPPORT INSULATOR ETC.,COMPLETE IN ALL RESPECT (NOTE 1 - IN CASE, DIS-CONNECTOR SWITCH (DS) &EARTH SWITCH (ES) IS PROVIDED IN A SAME ENCLOSURE WITH COMMONOPERATING MECHANISM, THEN THE MODULE COMPRISING OF DIS-CONNECTOR &EARTH SWITCH IN SINGLE ENCLOSURE WITH COMMON OPERATING MECHANISM IS TOBE PROVIDED UNDER THE HEAD OF SPARE DIS-CONNECTOR ONLY. NOTE 2 - INCASE, DIS-CONNECTOR SWITCH (DS) & EARTH SWITCH (ES) IS PROVIDED IN ASAME ENCLOSURE WITH SEPARATE OPERATING MECHANISM, THEN THE MODULECOMPRISING OF DIS-CONNECTOR & EARTH SWITCH IN SINGLE ENCLOSURE WITHSEPARATE OPERATING MECHANISM IS TO BE PROVIDED UNDER THE HEAD OF SPAREDIS-CONNECTOR ONLY.) | EA | 1 |  | Included | 0 | 0 | 0
138 | 7000025462 | 1680 | SP 220KV GIS (DS/ES) | 1000058278 | 85359030 |  | 18 |  | 220KV GIS - THREE PHASE FAST EARTHING SWITCH INCLUDING MAIN CIRCUIT,ENCLOSURE, DRIVING MECHANISM AND SUPPORT INSULATOR ETC., COMPLETE INALL RESPECT (NOTE 1 - IN CASE, DIS-CONNECTOR SWITCH (DS) & EARTHSWITCH (ES) IS PROVIDED IN A SAME ENCLOSURE WITH COMMON OPERATINGMECHANISM, THEN THE MODULE COMPRISING OF DIS-CONNECTOR & EARTH SWITCHIN SINGLE ENCLOSURE WITH COMMON OPERATING MECHANISM IS TO BE PROVIDEDUNDER THE HEAD OF SPARE DIS-CONNECTOR ONLY. NOTE 2 - IN CASE,DIS-CONNECTOR SWITCH (DS) & EARTH SWITCH (ES) IS PROVIDED IN A SAMEENCLOSURE WITH SEPARATE OPERATING MECHANISM, THEN THE MODULECOMPRISING OF DIS-CONNECTOR & EARTH SWITCH IN SINGLE ENCLOSURE WITHSEPARATE OPERATING MECHANISM IS TO BE PROVIDED UNDER THE HEAD OF SPAREDIS-CONNECTOR ONLY.) | EA | 1 |  | Included | 0 | 0 | 0
139 | 7000025462 | 1690 | SP 220KV GIS (DS/ES) | 1000058273 | 85359030 |  | 18 |  | OPEN/CLOSE CONTACTOR ASSEMBLY, TIMERS, KEY INTERLOCK, INTERLOCKINGCOILS, RELAYS, PUSH BUTTONS, INDICATING LAMPS, POWER CONTACTORS,RESISTORS, FUSES, MCBS & DRIVE CONTROL CARDS ETC. (AS APPLICABLE) ONEOF EACH TYPE FOR ONE COMPLETE MOM BOX FOR 220KV GIS DISCONNECTORSWITCH | SET | 1 |  | Included | 0 | 0 | 0
140 | 7000025462 | 1700 | SP 220KV GIS (DS/ES) | 1000058280 | 85359030 |  | 18 |  | OPEN/CLOSE CONTACTOR ASSEMBLY, TIMERS, KEY INTERLOCK, INTERLOCKINGCOILS, RELAYS, PUSH BUTTONS, INDICATING LAMPS, POWER CONTACTORS,RESISTORS, FUSES, MCBS & DRIVE CONTROL CARDS ETC. (AS APPLICABLE) ONEOF EACH TYPE FOR ONE COMPLETE MOM BOX FOR 220KV GIS MAINTENANCE EARTHSWITCH | SET | 1 |  | Included | 0 | 0 | 0
141 | 7000025462 | 1710 | SP 220KV GIS (DS/ES) | 1000058276 | 85359030 |  | 18 |  | OPEN/CLOSE CONTACTOR ASSEMBLY, TIMERS, KEY INTERLOCK, INTERLOCKINGCOILS, RELAYS, PUSH BUTTONS, INDICATING LAMPS, POWER CONTACTORS,RESISTORS, FUSES, MCBS & DRIVE CONTROL CARDS ETC. (AS APPLICABLE) ONEOF EACH TYPE FOR ONE COMPLETE MOM BOX FOR 220KV GIS FAST EARTHINGSWITCH | SET | 1 |  | Included | 0 | 0 | 0
142 | 7000025462 | 1720 | SP 220KV GIS (DS/ES) | 1000049773 | 85359030 |  | 18 |  | LIMIT SWITCHES AND AUX. SWITCHES FOR ONE COMPLETE MOM BOX FORDISCONNECTOR-220KV GIS | SET | 2 |  | Included | 0 | 0 | 0
143 | 7000025462 | 1730 | SP 220KV GIS (DS/ES) | 1000049775 | 85359030 |  | 18 |  | LIMIT SWITCHES AND AUX. SWITCHES FOR ONE COMPLETE MOM BOX FORMAINTENANCE EARTHING SWITCH-220KV GIS | SET | 2 |  | Included | 0 | 0 | 0
144 | 7000025462 | 1740 | SP 220KV GIS (DS/ES) | 1000049774 | 85359030 |  | 18 |  | LIMIT SWITCHES AND AUX. SWITCHES FOR ONE COMPLETE MOM BOX FOR FASTEARTHING SWITCH (IF APPLICABLE)-220KV GIS | SET | 2 |  | Included | 0 | 0 | 0
145 | 7000025462 | 1750 | SP 220KV GIS (DS/ES) | 1000058274 | 85359030 |  | 18 |  | DRIVE MECHANISM FOR 220KV GIS DISCONNECTOR SWITCH | SET | 1 |  | Included | 0 | 0 | 0
146 | 7000025462 | 1760 | SP 220KV GIS (DS/ES) | 1000058281 | 85359030 |  | 18 |  | DRIVE MECHANISM FOR 220KV GIS MAINTENANCE EARTH SWITCH | SET | 1 |  | Included | 0 | 0 | 0
147 | 7000025462 | 1770 | SP 220KV GIS (DS/ES) | 1000058277 | 85359030 |  | 18 |  | DRIVE MECHANISM FOR 220KV GIS FAST EARTHING SWITCH | SET | 1 |  | Included | 0 | 0 | 0
148 | 7000025462 | 1780 | SP 220KV GIS (DS/ES) | 1000058275 | 85359030 |  | 18 |  | MOTOR FOR DRIVE MECHANISM FOR 220KV GIS DISCONNECTOR SWITCH | EA | 1 |  | Included | 0 | 0 | 0
149 | 7000025462 | 1790 | SP 220KV GIS (DS/ES) | 1000058283 | 85359030 |  | 18 |  | MOTOR FOR DRIVE MECHANISM FOR 220KVGIS MAINTENANCE EARTH SWITCH | EA | 1 |  | Included | 0 | 0 | 0
150 | 7000025462 | 1800 | SP 220KV GIS (DS/ES) | 1000058279 | 85359030 |  | 18 |  | MOTOR FOR DRIVE MECHANISM FOR 220KV GIS FAST EARTHING SWITCH | EA | 1 |  | Included | 0 | 0 | 0
151 | 7000025462 | 1810 | SP 220KV GIS (CT) | 1000058294 | 85359030 |  | 18 |  | 220KV GIS- SINGLE PHASE OF CURRENT TRANSFORMER (4 CORES) WITHASSOCIATED ENCLOSURE AND PRIMARY CONDUCTOR COMPLETE IN ALL RESPECT | EA | 2 |  | Included | 0 | 0 | 0
152 | 7000025462 | 1820 | SP 220KV GIS (VT) | 1000058296 | 85359030 |  | 18 |  | 220KV GIS- SINGLE PHASE VT WITH ASSOCIATED ENCLOSURE COMPLETE IN ALLRESPECT | EA | 1 |  | Included | 0 | 0 | 0
153 | 7000025462 | 1830 | SP POWER TRANSFORMER | 1000032682 | 85049010 |  | 18 |  | SPARE-220KV POWER TRANSFORMER | LS | 1 |  | Included | 0 | 0 | 0
154 | 7000025462 | 1840 | SP 33KV INDOOR SWITCHGEAR | 1000033324 | 85372000 |  | 18 |  | SPARE-36KV INDOOR SWITCHGEAR PANEL (GIS TYPE) | LS | 1 |  | Included | 0 | 0 | 0
155 | 7000025462 | 1850 | SP 220KV AIS EQPTS | 1000025930 | 85354010 |  | 18 |  | Spare-216kV Surge Arrester | SET | 1 |  | Included | 0 | 0 | 0
156 | 7000025462 | 1860 | SP 33KV AIS EQPTS | 1000024185 | 85354010 |  | 18 |  | SPARES-30KV SURGE ARRESTER | LS | 1 |  | Included | 0 | 0 | 0
157 | 7000025462 | 1870 | SP 33KV AIS EQPTS | 1000019917 | 85353090 |  | 18 |  | Spares for 36kV Double break Isolator | LS | 1 |  | Included | 0 | 0 | 0
158 | 7000025462 | 1880 | SP DG SET | 1000019915 | 85030010 |  | 18 |  | Spares for DG set | LS | 1 |  | Included | 0 | 0 | 0
159 | 7000025462 | 1890 | SP BATTERY & BATTERY CHARGER | 1000019913 | 85079090 |  | 28 |  | Spares for 220V Batteries | LS | 1 |  | Included | 0 | 0 | 0
160 | 7000025462 | 1900 | SP BATTERY & BATTERY CHARGER | 1000019914 | 85049090 |  | 18 |  | Spares fpr 220V Battery Charger | LS | 1 |  | Included | 0 | 0 | 0
161 | 7000025462 | 1910 | SP BATTERY & BATTERY CHARGER | 1000019920 | 85079090 |  | 28 |  | Spares for 48V Batteries | LS | 1 |  | Included | 0 | 0 | 0
162 | 7000025462 | 1920 | SP BATTERY & BATTERY CHARGER | 1000019921 | 85044030 |  | 18 |  | Spares fpr 48V Battery Charger | LS | 1 |  | Included | 0 | 0 | 0
163 | 7000025462 | 1930 | SP CONTROL, RELAY & PROTECTION | 1000019912 | 85371000 |  | 18 |  | Relay & protection Panels (with automation) | LS | 1 |  | Included | 0 | 0 | 0
164 | 7000025462 | 1940 | SP SUBSTATION AUTOMATION SYSTEM | 1000062002 | 85371000 |  | 18 |  | BAY CONTROL UNIT (IED) OF MAIN SYSTEM | EA | 1 |  | Included | 0 | 0 | 0
165 | 7000025462 | 1950 | SP SUBSTATION AUTOMATION SYSTEM | 1000062001 | 85371000 |  | 18 |  | BAY CONTROL UNIT (IED) OF AUXILIARY SYSTEM | EA | 1 |  | Included | 0 | 0 | 0
166 | 7000025462 | 1960 | SP SUBSTATION AUTOMATION SYSTEM | 1000062004 | 85371000 |  | 18 |  | ETHERNET SWITCH SUITABLE FOR 19Ã‚â‚¬Â RACK MOUNTING WITH 24 FIBER OPTICPORTS | EA | 1 |  | Included | 0 | 0 | 0
167 | 7000025462 | 1970 | SP SUBSTATION AUTOMATION SYSTEM | 1000062003 | 85371000 |  | 18 |  | ETHERNET SWITCH SUITABLE FOR 19Ã‚â‚¬Â RACK MOUNTING WITH 12 COPPER + 6FIBER OPTIC PORTS | EA | 1 |  | Included | 0 | 0 | 0
168 | 7000025462 | 1980 | SP DIGITAL PROTECTION COUPLER | 1000019213 | 85176210 |  | 18 |  | SPARES FOR PLCC | LS | 1 |  | Included | 0 | 0 | 0
169 | 7000025462 | 1990 | SP LT SWITCHGEAR | 1000019214 | 85389000 |  | 18 |  | Spares for LT Switchgear | LS | 1 |  | Included | 0 | 0 | 0
170 | 7000025462 | 2000 | SP HEATING SYSTEM | 1000032685 | 84186990 |  | 28 |  | SPARE-HEATING SYSTEM | LS | 1 |  | Included | 0 | 0 | 0
171 | 7000025462 | 2280 | Tele Eqpt at Nilgrar GIS | 1000031367 | 85176260 |  | 18 |  | SDH EQUIPMENT (STM-16 MADM UPTO 5 MSP PROTECTED DIRECTIONS)-BASEEQUIPMENT (COMMON CARDS, CROSS CONNECT/CONTROL CARDS, OPTICAL BASECARDS, POWER SUPPLY CARDS, POWER CABLING, OTHER HARDWARE ANDACCESSORIES INCLUDING SUB RACKS, PATCH CORD, DDF ETC FULLY EQUIPEDEXCLUDING OPTICAL INTERFACE & TRIBUTARY CARDS | EA | 1 |  | Included | 0 | 0 | 0
172 | 7000025462 | 2200 | Tele Eqpt at Nilgrar GIS | 1000032570 | 85176290 |  | 18 |  | OPTICALÂ INTERFACEÂ SFP L4.2 | EA | 4 |  | Included | 0 | 0 | 0
173 | 7000025462 | 2210 | Tele Eqpt at Nilgrar GIS | 1000031374 | 85176290 |  | 18 |  | TRIBUTARY INTERFACE- E1 INTERFACE (MINIMUM 16 NOS.) | SET | 2 |  | Included | 0 | 0 | 0
174 | 7000025462 | 2220 | Tele Eqpt at Nilgrar GIS | 1000034950 | 85176990 |  | 18 |  | ETHERNET INTERFACE 10/100 BASE T WITH LAYER-2 SWITCHING (MIN 8INTERFACES PER CARD) | EA | 2 |  | Included | 0 | 0 | 0
175 | 7000025462 | 2230 | Tele Eqpt at Nilgrar GIS | 1000031381 | 85176290 |  | 18 |  | TRIBUTARY INTERFACE-GIGABIT ETHERNET INTERFACES 10/100 MBPS WITH LAYER-2 SWITCHING (MINIMUM 2 NOS.) | SET | 1 |  | Included | 0 | 0 | 0
176 | 7000025462 | 2240 | Tele Eqpt at Nilgrar GIS | 1000026228 | 85176290 |  | 18 |  | Equipment Cabinets For SDH | EA | 1 |  | Included | 0 | 0 | 0
177 | 7000025462 | 2250 | Tele Eqpt at Nilgrar GIS | 1000028495 | 84715000 |  | 18 |  | NMS- CRAFT TERMINAL-HARDWARE | EA | 1 |  | Included | 0 | 0 | 0
178 | 7000025462 | 2260 | Tele Eqpt at Nilgrar GIS | 1000028495 | 84715000 |  | 18 |  | NMS- CRAFT TERMINAL-HARDWARE | EA | 1 |  | Included | 0 | 0 | 0
179 | 7000025462 | 2270 | Tele Eqpt at Nilgrar GIS | 1000034998 | 85171890 |  | 18 |  | VOIP TELEPHONE INSTRUMENT WITH ONE COMMON SWITCH (MIN. 8 PORT) | EA | 2 |  | Included | 0 | 0 | 0
180 | 7000025462 | 2300 | Tele Eqpt at Drass | 1000032570 | 85176290 |  | 18 |  | OPTICALÂ INTERFACEÂ SFP L4.2 | EA | 2 |  | Included | 0 | 0 | 0
181 | 7000025462 | 2310 | Tele Eqpt at Drass | 1000034998 | 85171890 |  | 18 |  | VOIP TELEPHONE INSTRUMENT WITH ONE COMMON SWITCH (MIN. 8 PORT) | EA | 2 |  | Included | 0 | 0 | 0
182 | 7000025462 | 2320 | Tele Eqpt at Alusteng | 1000032570 | 85176290 |  | 18 |  | OPTICALÂ INTERFACEÂ SFP L4.2 | EA | 2 |  | Included | 0 | 0 | 0
183 | 7000025462 | 2330 | Tele Eqpt at Alusteng | 1000034998 | 85171890 |  | 18 |  | VOIP TELEPHONE INSTRUMENT WITH ONE COMMON SWITCH (MIN. 8 PORT) | EA | 2 |  | Included | 0 | 0 | 0
184 | 7000025462 | 2360 | Spares-Tele Eqpt at Nilgrar GIS | 1000031369 | 85176260 |  | 18 |  | SDH EQUIPMENT (STM-16 MADM UPTO 5 MSP PROTECTED DIRECTIONS)-COMMONCARDS, CROSS-CONNECT/CONTROL CARDS, OPTICAL BASE CARD, POWER SUPPLYCARDS, POWER CABLING, OTHER HARDWARE & ACCESSORIES (EACH). | SET | 1 |  | Included | 0 | 0 | 0
185 | 7000025462 | 2370 | Spares-Tele Eqpt at Nilgrar GIS | 1000032570 | 85176290 |  | 18 |  | OPTICALÂ INTERFACEÂ SFP L4.2 | EA | 1 |  | Included | 0 | 0 | 0
186 | 7000025462 | 2380 | Spares-Tele Eqpt at Nilgrar GIS | 1000031374 | 85176290 |  | 18 |  | TRIBUTARY INTERFACE- E1 INTERFACE (MINIMUM 16 NOS.) | SET | 1 |  | Included | 0 | 0 | 0
187 | 7000025462 | 2390 | Spares-Tele Eqpt at Nilgrar GIS | 1000034950 | 85176990 |  | 18 |  | ETHERNET INTERFACE 10/100 BASE T WITH LAYER-2 SWITCHING (MIN 8INTERFACES PER CARD) | EA | 1 |  | Included | 0 | 0 | 0
188 | 7000025462 | 2400 | Spares-Tele Eqpt at Nilgrar GIS | 1000031381 | 85176290 |  | 18 |  | TRIBUTARY INTERFACE-GIGABIT ETHERNET INTERFACES 10/100 MBPS WITH LAYER-2 SWITCHING (MINIMUM 2 NOS.) | SET | 1 |  | Included | 0 | 0 | 0
189 | 7000025462 | 2410 | Spares-Tele Eqpt at Nilgrar GIS | 1000034998 | 85171890 |  | 18 |  | VOIP TELEPHONE INSTRUMENT WITH ONE COMMON SWITCH (MIN. 8 PORT) | EA | 1 |  | Included | 0 | 0 | 0
190 | 7000025462 | 2420 | Spares-Tele Eqpt at Nilgrar GIS | 1000031398 | 85171890 |  | 18 |  | PRE CONNECTORIZED OPTICAL FIBER PATCH CORDS(10 MTRS) â€“ PACK OF SIXPATCH CORDS | SET | 1 |  | Included | 0 | 0 | 0
191 | 7000025462 | 2450 | NON STANDARD STRUCTURE | 1000015954 | 73082011 |  | 18 |  | Fabrication, galvanising and supply of Lattice Structures (MS Steel),to be designed during detailed engineering, for towers, beams andequipment support structure including pack plates / packwashers andgusset plates excluding fasteners and foundation bolts | MT | 76 |  | Included | 0 | 0 | 0
192 | 7000025462 | 2460 | NON STANDARD STRUCTURE | 1000011713 | 73082011 |  | 18 |  | Fabrication, galvanising and supply of fasteners ( nuts, bolts andwashers ) including step bolts for lattice and pipe structures to bedesigned during detailed engineering | MT | 3 |  | Included | 0 | 0 | 0
193 | 7000025462 | 2470 | NON STANDARD STRUCTURE | 1000012373 | 73082011 |  | 18 |  | Fabrication, galvanising and supply of foundation bolts including nuts,checknut and washers for lattice and pipe structures to be designedduring detailed engineering | MT | 7 |  | Included | 0 | 0 | 0
194 | 7000025462 | 2490 | 220KV INSULATOR & HARDWARE | 1000055974 | 72169990 |  | 18 |  | 220KV SUSPENSION INSULATOR STRING AND ASSOCIATED HARDWARE FITTINGSWITH DROP CLAMP SUITABLE FOR SINGLR CONDUCTOR | EA | 6 |  | Included | 0 | 0 | 0
195 | 7000025462 | 2500 | 220KV INSULATOR & HARDWARE | 1000055982 | 72169990 |  | 18 |  | 220KV TENSION INSULATOR STRING AND ASSOCIATED HARDWARE FITTINGS WITHTURN BUCKLE SUITABLE FOR SINGLE CONDUCTOR | EA | 6 |  | Included | 0 | 0 | 0
| 33kV Lines (OH & UG) Zojila West Tunnel | [13 empty] | Revaluation of J column | Tax Calculation
1 | 7000025462 | 10 | 33kV CABLE AND ITS ACCESSORIES | 1000033191 | 85446090 |  | 18 |  | 33 KV, 3C X 400 SQ.MM. STRANDED ALUMINIUM CONDUCTOR, XLPE INSULATED,ARMOURED CABLE COMPLETE AS PER DETAILED TECHNICAL SPECIFICATION. | M | 15000 |  | Included | 0 | 0 | 0
2 | 7000025462 | 30 | 33kV CABLE AND ITS ACCESSORIES | 1000063590 | 85446090 |  | 18 |  | 33KV XLPE CABLE TERMINATION EQUIPMENTS ALONG WITH ACCESSORIES FOR OUTDOOR TERMINATION (ONE SET CONSISTS OF COMPLETE REQUIREMENT FOR ONE ENDOF BAY INCLUDING SPARE CABLE) | SET | 4 |  | Included | 0 | 0 | 0
3 | 7000025462 | 20 | 33kV CABLE AND ITS ACCESSORIES | 1000063593 | 85446020 |  | 18 |  | CABLE STRAIGHT THROUGH JOINTS FOR 400SQMM CABLE AS REQUIRED | SET | 28 |  | Included | 0 | 0 | 0
4 | 7000025462 | 50 | 33kV CABLE AND ITS ACCESSORIES | 1000061597 | 39269079 |  | 18 |  | HDPE PIPE 160MM | KM | 15 |  | Included | 0 | 0 | 0
5 | 7000025462 | 40 | 33kV CABLE AND ITS ACCESSORIES | 1000063614 | 85446020 |  | 18 |  | MISCELLANEOUS INSTALLATION MATERIALS FOR 33KV CABLE LAYING, JOINTING,EARTHING MATERIAL, GROUND MAT, CABLES MAKERS, WARNING TAPES, ETC. ANDALL OTHER MATERIALS AS REQUIRED, AS PER TECHNICAL SPECIFICATIONS ANDSTATUATORY REQUIREMENTS | LS | 1 |  | Included | 0 | 0 | 0
6 | 7000025462 | 60 | 33kV OVERHEAD LINE AND ITS ACCESSORIES | 1000006308 | 76141000 |  | 18 |  | ACSR Wolf Conductor | M | 37900 |  | Included | 0 | 0 | 0
7 | 7000025462 | 70 | 33kV OVERHEAD LINE AND ITS ACCESSORIES | 1000045308 | 73089090 |  | 18 |  | FABRICATION AND SUPPLY OF M.S. GALVANISED ITEMS- POLE TOPBRACKET,V-CROSS ARM, BACK CLAMPS FOR V-CROSS ARM , D P CHANNEL, D PCHANNELCLAMP, STAY CLAMPS ANGLE, STAY CLAMPS SIDE, D P CROSS BRACING &CLAMPS, GUARDING ARM ETC ETC. COMPLETE AS REQUIRED. | MT | 41.2 |  | Included | 0 | 0 | 0
8 | 7000025462 | 80 | 33kV OVERHEAD LINE AND ITS ACCESSORIES | 1000022814 | 85462050 |  | 18 |  | GUY STRAIN INSULATORS DESIGNATION 'C' | EA | 416 |  | Included | 0 | 0 | 0
9 | 7000025462 | 90 | 33kV OVERHEAD LINE AND ITS ACCESSORIES | 1000032344 | 72171010 |  | 18 |  | 8SWG GI WIRE FOR PROTECTIVE GUARDING & EARTHING AS PER TS | KG | 710 |  | Included | 0 | 0 | 0
10 | 7000025462 | 100 | 33kV OVERHEAD LINE AND ITS ACCESSORIES | 1000045288 | 72149990 |  | 18 |  | 20 MM DIA 2500 MM LONG GI ROD TOGETHER WITH FIXINGARRANGEMENT(EXCLUDING GI WIRE REQUIRED FOR EARTHING) AS PER TS | SET | 248 |  | Included | 0 | 0 | 0
11 | 7000025462 | 110 | 33kV OVERHEAD LINE AND ITS ACCESSORIES | 1000063969 | 73089070 |  | 18 |  | STEEL TUBULAR POLE GALVANISED , 410SP-76 | EA | 536 |  | Included | 0 | 0 | 0
12 | 7000025462 | 120 | 33kV OVERHEAD LINE AND ITS ACCESSORIES | 1000023440 | 85437099 |  | 18 |  | Nuts & bolts | MT | 4.1 |  | Included | 0 | 0 | 0
13 | 7000025462 | 130 | 33kV OVERHEAD LINE AND ITS ACCESSORIES | 1000045341 | 85462019 |  | 18 |  | 11KV, 70KN B&S DISC INSULATORS | EA | 5312 |  | Included | 0 | 0 | 0
14 | 7000025462 | 140 | 33kV OVERHEAD LINE AND ITS ACCESSORIES | 1000056398 | 85462019 |  | 18 |  | HARDWARE FITTINGS & ACCESSORIES SUITABLE TO 11KV B&S TYPE, 70 KN DISCINSULATORS AS PER TS | SET | 1328 |  | Included | 0 | 0 | 0
15 | 7000025462 | 150 | 33kV OVERHEAD LINE AND ITS ACCESSORIES | 1000033887 | 85471030 |  | 18 |  | HARDWARE FITTINGS (1 SET CONSISTS OF ANCHOR PLATE - 1 NO., ANCHOR ROD-1 NO., TURNBUCKLE -1 NO., THIMBLES -2 NOS., GUY GRIPS - 4 NOS.,FASTNERS TO ATTATCH ANCHOR PLATE TO ANCHOR ROD) TO COMPLETE STAY SETTS | SET | 208 |  | Included | 0 | 0 | 0
16 | 7000025462 | 160 | 33kV OVERHEAD LINE AND ITS ACCESSORIES | 1000022805 | 73121020 |  | 18 |  | Stay wire (7/8 SWG) | KG | 1827 |  | Included | 0 | 0 | 0
17 | 7000025462 | 180 | MANDATORY SPARES | 1000063606 | 85446020 |  | 18 |  | CABLE JOINT FOR 33KV XLPE POWER CABLE (ONE NO. OF EACH TYPE) | SET | 1 |  | Included | 0 | 0 | 0
18 | 7000025462 | 170 | MANDATORY SPARES | 1000030650 | 85446020 |  | 18 |  | MANDATORY SPARE FOR CABLE TERMINATION KIT(EACH TYPE) | SET | 1 |  | Included | 0 | 0 | 0
[7 empty] | Total Ex-works Price | [5 empty] | 0 | 0
[7 empty] | Total Type Test charges as per Schedule-7 | [5 empty] | 0
[7 empty] | Total Ex-works Price including Type Test charges | [5 empty] | 0
[7 empty] | Total GST Tax as confirmed by Bidder | [5 empty] | 0
Note : | Specify amount of GST on the transaction between the Contractor and the Employer.
* | In case the bidder leaves the cell for confirmation of the HSN code and/or GST rate “blank”, the HSN code and corresponding GST rate indicated by the Employer shall be deemed to be the one confirmed by the Bidder.
Date : | --
Place : | [10 empty] | Printed Name :
Designation :
Click for Sch-2

## Sch-1 dis (hidden)
Specification No.: CC/NT/W-GIS/DOM/A04/23/12337 | [5 empty] | Schedule - 1 |  |  |  | Direct Total | 0 | Sole Bidder | `
[10 empty] | BO Total | #REF! | 0
Substation Package SS98 for (i) Construction of New 220/33 kV GIS (New) Substation at Nilgrar including 2 nos. of 25MVA, 220/33kV, 3-ph ICT and 33kV Switchgears, (ii) LILO of one ckt of Alusteng – Leh 220KV S/c line on D/c towers at Nilgrar and (iii) Laying of 33 KV lines (consists of Overhead line (OH) and 33 kV Underground cable (UG)) under Western Zojila Consultancy Work to M/s. NHIDCL
(SCHEDULE OF RATES AND PRICES : EX-WORKS PRICES)
Bidder’s Name and Address (Sole Bidder) : |  |  |  | To:
Contract Services
Name : | …….. …….. …….. …….. …….. …….. |  |  | Power Grid Corporation of India Ltd.,
Address : | …….. …….. …….. …….. …….. …….. |  |  | "Saudamini", Plot No.-2
| …….. …….. …….. …….. …….. …….. |  |  | Sector-29,
| …….. …….. …….. …….. …….. …….. |  |  | Gurgaon (Haryana) - 122001
Plant and Equipment (including Mandatory Spares Parts) to be supplied, including Type Test Charges for Tests to be conducted. | [10 empty] | Direct
[6 empty] | All Prices are in Indian Rupees. |  |  |  |  | Bought-Out
SI. No. | Item Description | Unit | Qty. | Unit Ex-works price | Total Ex-works price | Mode of Transaction (Direct / Bought-out)
1 | 2 | 3 | 4 | 5 | 6 = 4 x 5 | 7
0 | 0
#REF! | #REF!
0 | 0
#REF! | #REF! | #REF! | #REF! | #REF! | #REF! | #REF!
#REF! | #REF! | #REF! | #REF! | #REF! | #REF! | #REF!
#REF! | #REF!
#REF! | #REF! | #REF! | #REF! | #REF! | #REF! | #REF!
#REF! | #REF! | #REF! | #REF! | #REF! | #REF! | #REF!
#REF! | #REF!
#REF! | #REF! | #REF! | #REF! | #REF! | #REF! | #REF!
#REF! | #REF! | #REF! | #REF! | #REF! | #REF! | #REF!
#REF! | #REF!
#REF! | #REF!
#REF! | #REF! | #REF! | #REF! | #REF! | #REF! | #REF!
#REF! | #REF! | #REF! | #REF! | #REF! | #REF! | #REF!
#REF! | #REF!
#REF! | #REF! | #REF! | #REF! | #REF! | #REF! | #REF!
#REF! | #REF! | #REF! | #REF! | #REF! | #REF! | #REF!
#REF! | #REF! | #REF! | #REF! | #REF! | #REF! | #REF!
#REF! | #REF! | #REF! | #REF! | #REF! | #REF! | #REF!
#REF! | #REF! | #REF! | #REF! | #REF! | #REF! | #REF!
#REF! | #REF! | #REF! | #REF! | #REF! | #REF! | #REF!
#REF! | #REF!
#REF! | #REF! | #REF! | #REF! | #REF! | #REF! | #REF!
#REF! | #REF!
#REF! | #REF! | #REF! | #REF! | #REF! | #REF! | #REF!
#REF! | #REF! | #REF! | #REF! | #REF! | #REF! | #REF!
#REF! | #REF! | #REF! | #REF! | #REF! | #REF! | #REF!
#REF! | #REF! | #REF! | #REF! | #REF! | #REF! | #REF!
#REF! | #REF!
#REF! | #REF! | #REF! | #REF! | #REF! | #REF! | #REF!
#REF! | #REF! | #REF! | #REF! | #REF! | #REF! | #REF!
#REF! | #REF! | #REF! | #REF! | #REF! | #REF! | #REF!
#REF! | #REF!
#REF! | #REF! | #REF! | #REF! | #REF! | #REF! | #REF!
#REF! | #REF! | #REF! | #REF! | #REF! | #REF! | #REF!
#REF! | #REF! | #REF! | #REF! | #REF! | #REF! | #REF!
#REF! | #REF! | #REF! | #REF! | #REF! | #REF! | #REF!
#REF! | #REF! | #REF! | #REF! | #REF! | #REF! | #REF!
#REF! | #REF!
| #REF! | #REF! | #REF! | #REF! | #REF! | #REF!
#REF!
| #REF! | #REF! | #REF! | #REF! | #REF! | #REF!
| #REF! | #REF! | #REF! | #REF! | #REF! | #REF!
| Total Ex-Works Price Direct |  |  |  | 0 | Direct
| Total Ex-Works Price Bought Out |  |  |  | 0
| Total Ex-Works Price |  |  |  | 0
| Total Type Test charges as per Schedule-7 |  |  |  | #REF! |  |  | #REF! |  | #REF!
| Total Ex-works Price including Type Test charges |  |  |  | #REF! |  |  | #REF! |  | #REF!
[7 empty] | Discount Sch-1 | #REF! | MPD Sch-1 | #REF!
[7 empty] | Dis Alert | #REF!
Note : | Specify amount of Excise Duty, Sales Tax/'VAT and other taxes payable on the transaction between the Contractor and the Employer and octroi/entry tax as applicable for destination site/state on all items of supply including bought-out finished items (to be identified in the Contract), which shall be dispatched directly from the sub-vendor’s works to the Employer’s site (sale-in-transit), separately in Schedule-5. Excise Duty, Sales tax and other levies for all the bought-out items are to be included in the EXW Price (Col. No. 5) only and not to be indicated in Schedule-5.
Date : | --
Place : |  |  | Printed Name :
Designation :
Click for Sch-2

## Sch-2
Specification No.: CC/NT/W-GIS/DOM/A04/23/12337 | [8 empty] | Schedule - 2
Substation Package SS98 for (i) Construction of New 220/33 kV GIS (New) Substation at Nilgrar including 2 nos. of 25MVA, 220/33kV, 3-ph ICT and 33kV Switchgears, (ii) LILO of one ckt of Alusteng – Leh 220KV S/c line on D/c towers at Nilgrar and (iii) Laying of 33 KV lines (consists of Overhead line (OH) and 33 kV Underground cable (UG)) under Western Zojila Consultancy Work to M/s. NHIDCL
(SCHEDULE OF RATES AND PRICES)
Bidder’s Name and Address (Sole Bidder) : | [7 empty] | To:
Contracts Services, 3rd Floor
Name : |  | …….. …….. …….. …….. …….. …….. | [5 empty] | Power Grid Corporation of India Ltd.,
Address : |  | …….. …….. …….. …….. …….. …….. | [5 empty] | "Saudamini", Plot No.-2
|  | …….. …….. …….. …….. …….. …….. | [5 empty] | Sector-29,
|  | …….. …….. …….. …….. …….. …….. | [5 empty] | Gurgaon (Haryana) - 122001
LOCAL TRANSPORTATION, IN-TRANSIT INSURANCE, LOADING AND UNLOADING
All Prices are in Indian Rupees.
SI. No. | PR No | PR Line Item No | Activity Description | Material Code | Description | Unit | Quantity | Unit Freight, In-transit Insurance, loading & unloading Charges | Total Freight, In-transit Insurance, loading & unloading Charges
1 | 2 | 3 | 4 | 5 | 4 | 5 | 6 | 7 | 8= 6 x 7
PART A (Substation Portion)
I | LILO of 220kV S/C TL
1 | 7000025462 | 2520 | FABRICATION AND SUPPLY | 1000033625 | FABRICATION, GALVANISING & SUPPLY OF VARIOUS TYPES OF TOWERS & TOWERPARTS, TOWER/LEG EXTENSIONS (COMPLETE) EXCLUDING STEP BOLT, STUBS ANDBOLTS & NUTS BUT INCLUDING HANGERS, D-SHACKLES, PACK WASHERS ETC.-MSSTEEL (GRADE C AS PER IS 2062:2011) FOR NORMAL TOWERS | MT | 103.771 |  | Included
2 | 7000025462 | 2530 | FABRICATION AND SUPPLY | 1000033626 | FABRICATION, GALVANISING & SUPPLY OF STUBS WITH CLEATS FOR VARIOUSTYPES OF TOWERS AND TOWER EXTENSIONS; GANTRIES (COMPLETE) WITH PACKWASHERS EXCLUDING SUPPLY OF BOLTS & NUTS-MS STEEL (GRADE C AS PER IS2062:2011) FOR NORMAL TOWERS | MT | 15.089 |  | Included
3 | 7000025462 | 2540 | FABRICATION AND SUPPLY | 1000013472 | Supply of Hexagonal Bolts & Nuts fortowers including Step Bolts,SpringWashers etc. | MT | 4.561 |  | Included
4 | 7000025462 | 2550 | FABRICATION AND SUPPLY | 1000007847 | Supply of Bolts & Nuts for Stubsincluding Spring Washers etc. | MT | 0.372 |  | Included
5 | 7000025462 | 2560 | EARTHING OF TOWERS | 1000010003 | Supply of Counterpoise type (120 mlength) | EA | 3 |  | Included
6 | 7000025462 | 2570 | TOWER ACCESSORIES | 1000010538 | Danger Plate for 220kV | EA | 3 |  | Included
7 | 7000025462 | 2580 | TOWER ACCESSORIES | 1000015970 | Number Plate for 220kV | EA | 3 |  | Included
8 | 7000025462 | 2590 | TOWER ACCESSORIES | 1000017508 | Phase Plate (Set of three) | SET | 6 |  | Included
9 | 7000025462 | 2600 | TOWER ACCESSORIES | 1000009119 | Circuit Plate (Set of two) | SET | 3 |  | Included
10 | 7000025462 | 2610 | TOWER ACCESSORIES | 1000006779 | Supply of Anti-Climbing Devices ofBarbedWire Type | SET | 3 |  | Included
11 | 7000025462 | 2620 | CONDUCTOR & Earthwire | 1000033422 | ACSR DEER CONDUCTOR | KM | 1.782 |  | Included
12 | 7000025462 | 2630 | INSULATOR | 1000000624 | 120 KN AC Disc Insulator | EA | 189 |  | Included
13 | 7000025462 | 2640 | INSULATOR | 1000001057 | 160 KN AC Disc Insulator | EA | 1368 |  | Included
14 | 7000025462 | 2650 | HARDWARE FITTINGS | 1000029105 | Hardware Fittings for 220kV AC with ACSR Deer Conductor-SingleSuspension Pilot String | SET | 9 |  | Included
15 | 7000025462 | 2660 | HARDWARE FITTINGS | 1000029105 | Hardware Fittings for 220kV AC with ACSR Deer Conductor-SingleSuspension Pilot String | SET | 1 |  | Included
16 | 7000025462 | 2670 | HARDWARE FITTINGS | 1000029098 | Hardware Fittings for 220kV AC with ACSR Deer Conductor-Double TensionString | SET | 36 |  | Included
17 | 7000025462 | 2680 | HARDWARE FITTINGS | 1000029098 | Hardware Fittings for 220kV AC with ACSR Deer Conductor-Double TensionString | SET | 1 |  | Included
18 | 7000025462 | 2690 | CONDUCTOR & EW ACCESSORIES | 1000029102 | Mid Span Compression Joint for Conductor-ACSR Deer | EA | 1 |  | Included
19 | 7000025462 | 2700 | CONDUCTOR & EW ACCESSORIES | 1000029104 | Repair Sleeve for Conductor-ACSR Deer | EA | 1 |  | Included
20 | 7000025462 | 2710 | CONDUCTOR & EW ACCESSORIES | 1000029109 | Vibration Damper for Conductor-ACSR Deer | EA | 84 |  | Included
21 | 7000025462 | 2720 | CONDUCTOR & EW ACCESSORIES | 1000029102 | Mid Span Compression Joint for Conductor-ACSR Deer | EA | 1 |  | Included
22 | 7000025462 | 2730 | CONDUCTOR & EW ACCESSORIES | 1000029104 | Repair Sleeve for Conductor-ACSR Deer | EA | 1 |  | Included
23 | 7000025462 | 2740 | CONDUCTOR & EW ACCESSORIES | 1000029109 | Vibration Damper for Conductor-ACSR Deer | EA | 4 |  | Included
24 | 7000025462 | 2820 | AVIATION REQUIREMENTS | 1000019903 | Supply of Span Marker for Aviation | EA | 3 |  | Included
25 | 7000025462 | 2830 | AVIATION REQUIREMENTS | 1000016663 | Supply of Obstruction Lights (as perIS5613)-1 Medium Intensity + 2LowIntensity | SET | 3 |  | Included
26 | 7000025462 | 2880 | Spare towers | 1000033625 | FABRICATION, GALVANISING & SUPPLY OF VARIOUS TYPES OF TOWERS & TOWERPARTS, TOWER/LEG EXTENSIONS (COMPLETE) EXCLUDING STEP BOLT, STUBS ANDBOLTS & NUTS BUT INCLUDING HANGERS, D-SHACKLES, PACK WASHERS ETC.-MSSTEEL (GRADE C AS PER IS 2062:2011) FOR NORMAL TOWERS | MT | 34.59 |  | Included
27 | 7000025462 | 2890 | Spare towers | 1000013472 | Supply of Hexagonal Bolts & Nuts fortowers including Step Bolts,SpringWashers etc. | MT | 1.52 |  | Included
28 | 7000025462 | 2900 | OPGW LILO Portion | 1000030941 | 48 FIBRE (DWSM) OPGW FIBRE OPTIC CABLE | KM | 1 |  | Included
29 | 7000025462 | 2910 | OPGW LILO Portion | 1000031040 | TENSION FITTINGS ASSEMBLY FOR 48F OPGW INCLUDING ALL ACCESSORIES FORJOINT BOX (SPLICING) LOCATION | SET | 1 |  | Included
30 | 7000025462 | 2920 | OPGW LILO Portion | 1000033147 | TENSION ASSEMBLY - DOUBLE TENSION PASS THROUGH ASSEMBLY FOR 48 FIBEROPGW | SET | 3 |  | Included
31 | 7000025462 | 2930 | OPGW LILO Portion | 1000033145 | TENSION ASSEMBLY - DEAD END FOR 48 FIBER OPGW | SET | 1 |  | Included
32 | 7000025462 | 2940 | OPGW LILO Portion | 1000022418 | Vibration Damper for 48 fibre OPGW | EA | 18 |  | Included
33 | 7000025462 | 2950 | OPGW LILO Portion | 1000010820 | Down Lead clamp Assembly for 48 fibre OPGW | EA | 67 |  | Included
34 | 7000025462 | 2960 | OPGW LILO Portion | 1000014201 | Joint Box for 48 fibre OPGW | EA | 2 |  | Included
35 | 7000025462 | 2970 | OPGW LILO Portion | 1000023471 | OPGW Fibre Optic Distribution Panel (FODP): Indoor Type: 96F | EA | 1 |  | Included
36 | 7000025462 | 2980 | OPGW LILO Portion | 1000030944 | 48F (DWSM) APPROACH FIBRE OPTIC CABLE INCLUDING ALL INSTALLATIONHARDWARE SET | KM | 1 |  | Included
37 | 7000025462 | 2990 | OPGW LILO Portion | 1000031040 | TENSION FITTINGS ASSEMBLY FOR 48F OPGW INCLUDING ALL ACCESSORIES FORJOINT BOX (SPLICING) LOCATION | SET | 1 |  | Included
38 | 7000025462 | 3000 | OPGW LILO Portion | 1000033147 | TENSION ASSEMBLY - DOUBLE TENSION PASS THROUGH ASSEMBLY FOR 48 FIBEROPGW | SET | 1 |  | Included
39 | 7000025462 | 3010 | OPGW LILO Portion | 1000033145 | TENSION ASSEMBLY - DEAD END FOR 48 FIBER OPGW | SET | 1 |  | Included
40 | 7000025462 | 3020 | OPGW LILO Portion | 1000022418 | Vibration Damper for 48 fibre OPGW | EA | 3 |  | Included
41 | 7000025462 | 3030 | OPGW LILO Portion | 1000010820 | Down Lead clamp Assembly for 48 fibre OPGW | EA | 2 |  | Included
42 | 7000025462 | 3040 | OPGW LILO Portion | 1000014201 | Joint Box for 48 fibre OPGW | EA | 1 |  | Included
SS98-220/33kV NILGRAR GIS (NEW)
1 | 7000025462 | 310 | POWER TRANSFORMER | 1000025210 | Oil Storage Tank (10kL) | EA | 2 |  | Included
2 | 7000025462 | 320 | POWER TRANSFORMER | 1000015937 | Nitrogen injection type fire protection for 220kV transformer | SET | 2 |  | Included
3 | 7000025462 | 330 | POWER TRANSFORMER | 1000062593 | ANALOG/CONVENTIONAL TYPE RTCC PANEL WITH RELAYS AS PER TS | SET | 2 |  | Included
4 | 7000025462 | 340 | POWER TRANSFORMER | 1000062598 | INSULATING OIL FOR 25 MVA , 220/33 KV, 3-PHASE TRANSFORMER | SET | 2 |  | Included
5 | 7000025462 | 350 | POWER TRANSFORMER | 1000062592 | 25MVA, 220/33 KV, 3-PHASE POWER TRANSFORMER EXCLUDING INSULATING OIL | EA | 2 |  | Included
6 | 7000025462 | 360 | LT TRANSFORMER | 1000004296 | 400kVA, 33/0.433kV, 3ph LT Transformer | EA | 2 |  | Included
7 | 7000025462 | 370 | 245KV GIS EQUIPMENTS | 1000001678 | 245kV, 1600 A, 40 kA, SF6 GIS ICT feederbay module as per Section-Project,Technical specification | SET | 2 |  | Included
8 | 7000025462 | 380 | 245KV GIS EQUIPMENTS | 1000001679 | 245kV, 1600 A, 40 kA, SF6 GIS Linefeeder bay module as perSection-Project, Technicalspecification | SET | 2 |  | Included
9 | 7000025462 | 390 | 245KV GIS EQUIPMENTS | 1000001827 | 245 kV, 2500A, 40kA,SF6 GIS Bus barmodule as per Section-Project,Technical specification | SET | 2 |  | Included
10 | 7000025462 | 400 | 245KV GIS EQUIPMENTS | 1000030034 | 245kV, 2500 A, 40 kA for 1 sec SF6 GISBus coupler bay module as perSection-Project, Technicalspecification | SET | 1 |  | Included
11 | 7000025462 | 410 | 245KV AIS EQUIPMENTS | 1000020417 | 216kV Surge Arrester (1-phase) | EA | 12 |  | Included
12 | 7000025462 | 420 | 245KV AIS EQUIPMENTS | 1000001695 | 245 kV, 1 phase Bus Post Insulator (except for Line Traps) | EA | 40 |  | Included
13 | 7000025462 | 430 | 33KV INDOOR GIS SWITCHGEAR | 1000033313 | 36 KV,25 KA, 3-PHASE INDOOR SWITCH GEAR PANEL (GIS TYPE)-TRANSFORMERMODULE | EA | 2 |  | Included
14 | 7000025462 | 440 | 33KV INDOOR GIS SWITCHGEAR | 1000033312 | 36 KV,25 KA, 3-PHASE INDOOR SWITCH GEAR PANEL (GIS TYPE)-LINE MODULE | EA | 5 |  | Included
15 | 7000025462 | 450 | 33KV INDOOR GIS SWITCHGEAR | 1000033314 | 36 KV, 25KA INDOOR SWITCH GEAR PANEL (GIS TYPE) FOR BUS SECTIONALISERMODULE | SET | 1 |  | Included
16 | 7000025462 | 460 | 33KV INDOOR GIS SWITCHGEAR | 1000033343 | 36 KV,25 KA, 3-PHASE INDOOR SWITCH GEAR PANEL (GIS TYPE)-LTTRANSFORMER MODULE | EA | 2 |  | Included
17 | 7000025462 | 470 | 33KV OUTDOOR AIS EQUIPMENT | 1000020418 | 30kV Surge Arrester (1-Phase) | EA | 21 |  | Included
18 | 7000025462 | 480 | 33KV OUTDOOR AIS EQUIPMENT | 1000002032 | 36kV, 1 phase Bus Post Insulators as per Technical Specification | EA | 12 |  | Included
19 | 7000025462 | 490 | 33KV OUTDOOR AIS EQUIPMENT | 1000034977 | 33KV, 1CX630 SQMM XLPE AL ARMOURED CABLE ALONGWITH ACCESSORIES AS PERTECH. SPECIFICATION | KM | 1.5 |  | Included
20 | 7000025462 | 500 | 33KV OUTDOOR AIS EQUIPMENT | 1000034060 | 33KV, 3CX95 SQMM XLPE AL ARMOURED CABLE ALONGWITH ACCESSORIES AS PERTECH. SPECIFICATION | KM | 0.6 |  | Included
21 | 7000025462 | 510 | 33KV OUTDOOR AIS EQUIPMENT | 1000029075 | 33kV XLPE cable Termination Equipment along with structure &accessories for out door termination (one set consists of completerequirement for one bay) | SET | 7 |  | Included
22 | 7000025462 | 520 | 33KV OUTDOOR AIS EQUIPMENT | 1000002095 | 36 kV, 630A, 25 KA, 3-Phase DoubleBreak Isolator with one E/S | EA | 3 |  | Included
23 | 7000025462 | 530 | TESTING & MAINTENANCE EQPT FOR GIS | 1000024690 | EOT Crane for GIS Building for 220kV GIS Station | SET | 1 |  | Included
24 | 7000025462 | 540 | TESTING & MAINTENANCE EQPT FOR GIS | 1000038259 | SCISSOR LIFT | EA | 1 |  | Included
25 | 7000025462 | 550 | CONTROL & RELAY PANELS | 1000001170 | 220kV Circuit Breaker Relay Panel with Auto Reclose (with Automation) | EA | 5 |  | Included
26 | 7000025462 | 560 | CONTROL & RELAY PANELS | 1000001330 | 220kV Line Protection Panel (with Automation) | EA | 2 |  | Included
27 | 7000025462 | 570 | CONTROL & RELAY PANELS | 1000001566 | 220kV Transformer Protection Panel (For both HV & MV side)-(withAutomation) | EA | 2 |  | Included
28 | 7000025462 | 580 | CONTROL & RELAY PANELS | 1000001166 | 220kV Bus Bar Protection Panel (Single)-(with Automation) | SET | 1 |  | Included
29 | 7000025462 | 590 | CONTROL & RELAY PANELS | 1000021642 | Time synchronisation equipment | EA | 1 |  | Included
30 | 7000025462 | 600 | CONTROL & RELAY PANELS | 1000025391 | Relay Test kit | EA | 1 |  | Included
31 | 7000025462 | 620 | SUBSTATION AUTOMATION SYSTEM | 1000001332 | Complete Substation automation System for 220kV bay as per TechnicalSpecification | EA | 5 |  | Included
32 | 7000025462 | 630 | SUBSTATION AUTOMATION SYSTEM | 1000002018 | Complete Substation automation System for 33kV bay as per TechnicalSpecification | EA | 10 |  | Included
33 | 7000025462 | 640 | SUBSTATION AUTOMATION SYSTEM | 1000018700 | Complete Substation automation System for controlling and monitoringof Auxilary System including BCUs as per technical specification | SET | 1 |  | Included
34 | 7000025462 | 610 | DIGITAL PROTECTION COUPLER-DRASS END | 1000010638 | Digital Protection Coupler | EA | 2 |  | Included
35 | 7000025462 | 1290 | DIGITAL PROTECTION COUPLER-NILGRAR END | 1000010638 | Digital Protection Coupler | EA | 2 |  | Included
36 | 7000025462 | 650 | SWITCHYARD ERECTION | 1000011246 | Erection Hardware for 220kV DM-type layout for GIS terminationarrangement-Line bay as per technical specification | SET | 2 |  | Included
37 | 7000025462 | 660 | SWITCHYARD ERECTION | 1000011252 | Erection Hardware for 220kV DM-type layout for GIS terminationarrangement-Transformer bay as per technical specification | SET | 2 |  | Included
38 | 7000025462 | 670 | SWITCHYARD ERECTION | 1000011289 | Erection Hardware for the 33kV layout (Bus Scheme as perSLD)-Transformer Bay as per technical specification | SET | 2 |  | Included
39 | 7000025462 | 680 | SWITCHYARD ERECTION | 1000032055 | 40 MM MS ROD FOR MAIN EARTHMAT | KM | 7.5 |  | Included
40 | 7000025462 | 690 | SWITCHYARD ERECTION | 1000011288 | Erection Hardware for the 33kV layout (Bus Scheme as per SLD)-Line Bayas per technical specification | SET | 3 |  | Included
41 | 7000025462 | 700 | SWITCHYARD ERECTION | 1000032412 | ERECTION HARDWARE FOR AUXILIARY LT TRANSFORMER | SET | 2 |  | Included
42 | 7000025462 | 710 | FIRE PROTECTION SYSTEM | 1000012022 | 4.5 kg CO2 type Portable Fire extinguisher | EA | 15 |  | Included
43 | 7000025462 | 720 | FIRE PROTECTION SYSTEM | 1000012024 | Fire Extinguisher Dry Chemical Powder Type(5 Kg) for control room. | EA | 8 |  | Included
44 | 7000025462 | 730 | FIRE PROTECTION SYSTEM | 1000012073 | 50 litre foam type Trolley/Wheel mounted Fire extinguisher | EA | 2 |  | Included
45 | 7000025462 | 740 | FIRE PROTECTION SYSTEM | 1000012027 | 9litre water type Portable Fire extinguisher | EA | 2 |  | Included
46 | 7000025462 | 750 | FIRE PROTECTION SYSTEM | 1000012013 | Fire Detection and Alarm System for Control Room Building(220kV) | SET | 1 |  | Included
47 | 7000025462 | 760 | FIRE PROTECTION SYSTEM | 1000012009 | Fire Detection and Alarm System for 220kV GIS Hall | SET | 1 |  | Included
48 | 7000025462 | 770 | FIRE PROTECTION SYSTEM | 1000062596 | FIRE DETECTION AND ALARM SYSTEM FOR DG SET BUILDING AS PER TS | SET | 1 |  | Included
49 | 7000025462 | 780 | DG SET WITH CONTROL PANEL | 1000001893 | 250 kVA Diesel Generator along with control Panel | SET | 1 |  | Included
50 | 7000025462 | 790 | DG SET WITH CONTROL PANEL | 1000062594 | DIESEL HOLDING TANK-10 KL INCLUDING MOTOR, PIPE & OTHER ACCESSORIES | SET | 1 |  | Included
51 | 7000025462 | 800 | LT SWITCHGEAR | 1000004313 | 415V Main Switchboard | SET | 1 |  | Included
52 | 7000025462 | 810 | LT SWITCHGEAR | 1000004303 | 415V AC Distribution Board (ACDB) as per Technical Specification | SET | 1 |  | Included
53 | 7000025462 | 820 | LT SWITCHGEAR | 1000004310 | 415V MLDB(along with 2 nos. 100 kVA Lighting transformer) | SET | 1 |  | Included
54 | 7000025462 | 830 | LT SWITCHGEAR | 1000004307 | 415V Emergency LDB(along with 1 no. 100kVA lighting transformer) | SET | 1 |  | Included
55 | 7000025462 | 840 | LT SWITCHGEAR | 1000001144 | 220V DCDB | SET | 2 |  | Included
56 | 7000025462 | 850 | LT SWITCHGEAR | 1000004754 | 48V DCDB | SET | 2 |  | Included
57 | 7000025462 | 860 | BATTERY & BATTERY CHARGER | 1000001158 | 220V, 400 Ah Battery | SET | 2 |  | Included
58 | 7000025462 | 870 | BATTERY & BATTERY CHARGER | 1000004769 | 48V, 400 Ah Battery | SET | 2 |  | Included
59 | 7000025462 | 880 | BATTERY & BATTERY CHARGER | 1000001161 | 220V, 50A/50A Float Cum Boost BatteryCharger | EA | 2 |  | Included
60 | 7000025462 | 890 | BATTERY & BATTERY CHARGER | 1000004772 | 48V, 50A/50A Float Cum Boost BatteryCharger | EA | 2 |  | Included
61 | 7000025462 | 900 | AIR CONDITIONING & HEATING SYSTEM | 1000013502 | High wall type split AC unit of 2 TR capacity | EA | 6 |  | Included
62 | 7000025462 | 910 | AIR CONDITIONING & HEATING SYSTEM | 1000022400 | Ventillation and Heating system for 220KV GIS Hall | SET | 1 |  | Included
63 | 7000025462 | 920 | AIR CONDITIONING & HEATING SYSTEM | 1000058380 | OIL FILLED ROOM HEATER | EA | 50 |  | Included
64 | 7000025462 | 930 | ILLUMINATION SYSTEM (INDOOR) | 1000009646 | Control room cum administrative building (220kV) illumination | LOT | 1 |  | Included
65 | 7000025462 | 980 | ILLUMINATION SYSTEM (INDOOR) | 1000049467 | INDOOR LIGHTNING FOR GIS BUILDING (AS PER TECHNICAL SPECIFICATION) including AHU & Relay Rooms as applicable | SET | 1 |  | Included
66 | 7000025462 | 940 | ILLUMINATION SYSTEM (INDOOR) | 1000014546 | Lighting Panel (Indoor) type ACP-1 as per technical specification | EA | 2 |  | Included
67 | 7000025462 | 950 | ILLUMINATION SYSTEM (INDOOR) | 1000004795 | 5/15 A, 240V: Indoor Receptacle 3-pin type modular (type RI) as pertechnical specifications | EA | 50 |  | Included
68 | 7000025462 | 960 | ILLUMINATION SYSTEM (INDOOR) | 1000030151 | Security Room Illumination including conduit | LS | 1 |  | Included
69 | 7000025462 | 970 | ILLUMINATION SYSTEM (INDOOR) | 1000062597 | DG SET ROOM ILLIMUNATION INCLUDING CONDUIT | SET | 1 |  | Included
70 | 7000025462 | 990 | ILLUMINATION SYSTEM (OUTDOOR) | 1000014547 | Lighting Panel type ACP-2 as per technical specification | EA | 4 |  | Included
71 | 7000025462 | 1000 | ILLUMINATION SYSTEM (OUTDOOR) | 1000014548 | Lighting Panel type ACP-3 as per technical specification | EA | 2 |  | Included
72 | 7000025462 | 1010 | ILLUMINATION SYSTEM (OUTDOOR) | 1000014549 | Lighting Panel type DCP as per technical specification | EA | 2 |  | Included
73 | 7000025462 | 1020 | ILLUMINATION SYSTEM (OUTDOOR) | 1000038325 | LIGHTING FIXTURE LED LUMINAIRES TYPE FL2 AS PER TECH. SPECIFICATIONS | EA | 25 |  | Included
74 | 7000025462 | 1030 | ILLUMINATION SYSTEM (OUTDOOR) | 1000038387 | LED FLOOD LIGHT LUMINARIESTYPE FL-1 (150W) AS PER TECHNICALSPECIFICATION | EA | 15 |  | Included
75 | 7000025462 | 1040 | ILLUMINATION SYSTEM (OUTDOOR) | 1000038385 | FIRE WALL MOUNTED LED LUMINARIE TYPE FL-2 (250W) | EA | 4 |  | Included
76 | 7000025462 | 1050 | ILLUMINATION SYSTEM (OUTDOOR) | 1000038389 | LED STREET LIGHT LUMINAIRE TYPE SL-L1 (= 45W)AS PER TECHNICALSPECIFICATION | EA | 30 |  | Included
77 | 7000025462 | 1060 | ILLUMINATION SYSTEM (OUTDOOR) | 1000038388 | POLE MOUNTED LED POST TOP LUMINAIRE TYPE SL-D1 (= 30W)AS PER TECHNICALSPECIFICATION | EA | 20 |  | Included
78 | 7000025462 | 1070 | ILLUMINATION SYSTEM (OUTDOOR) | 1000038397 | TYPE L1 STREET LIGHTING POLE OF 6 METER AS PER TECHNICALSPECIFICATION. | EA | 30 |  | Included
79 | 7000025462 | 1080 | ILLUMINATION SYSTEM (OUTDOOR) | 1000038396 | TYPE D1 POST TOP LANTERN POLE OF 4 METER AS PER TECHNICALSPECIFICATION. | EA | 20 |  | Included
80 | 7000025462 | 1090 | ILLUMINATION SYSTEM (OUTDOOR) | 1000001894 | Outdoor Power Receptacle for oilfiltration unit (250A) | EA | 1 |  | Included
81 | 7000025462 | 1100 | ILLUMINATION SYSTEM (OUTDOOR) | 1000004952 | 63A, 415V : Interlocked switch socket outdoor Receptacle (type RP) asper technical specifications | EA | 5 |  | Included
82 | 7000025462 | 1110 | ILLUMINATION SYSTEM (OUTDOOR) | 1000001050 | 15A, 240V: Outdoor Receptacle 2 pole, 3-pin modular (type RO) as pertechnical specifications | EA | 5 |  | Included
83 | 7000025462 | 1120 | ILLUMINATION SYSTEM (OUTDOOR) | 1000038390 | PORTABLE FLOOD LIGHT PANEL WITH LED LUMINARIESTYPE FL-2 (250W) | EA | 1 |  | Included
84 | 7000025462 | 1130 | ILLUMINATION SYSTEM (OUTDOOR) | 1000024515 | Cartwheel Mounted Aluminium Ladder as Per Technical Specification | EA | 1 |  | Included
85 | 7000025462 | 1140 | ILLUMINATION SYSTEM (OUTDOOR) | 1000025538 | Self Supported Aluminium Ladder as Per Technical Specification | EA | 1 |  | Included
86 | 7000025462 | 1150 | 1.1KV POWER & CONTROL CABLES | 1000031919 | 1.1KV GRADE 1CX630 SQ. MM (XLPE) POWER CABLE | KM | 1.2 |  | Included
87 | 7000025462 | 1160 | 1.1KV POWER & CONTROL CABLES | 1000031951 | 1.1KV GRADE 3.5CX300 SQMM (XLPE) POWER CABLE | KM | 0.6 |  | Included
88 | 7000025462 | 1170 | 1.1KV POWER & CONTROL CABLES | 1000031911 | 1.1KV GRADE 1CX150 SQMM (PVC) POWER CABLE | KM | 0.5 |  | Included
89 | 7000025462 | 1180 | 1.1KV POWER & CONTROL CABLES | 1000031957 | 1.1KV GRADE 3.5CX70 SQMM (PVC) POWER CABLE | KM | 0.5 |  | Included
90 | 7000025462 | 1190 | 1.1KV POWER & CONTROL CABLES | 1000031953 | 1.1KV GRADE 3.5CX35 SQMM (PVC) POWER CABLE | KM | 1 |  | Included
91 | 7000025462 | 1200 | 1.1KV POWER & CONTROL CABLES | 1000031975 | 1.1KV GRADE 4CX10 SQMM (PVC) POWER CABLE | KM | 1 |  | Included
92 | 7000025462 | 1210 | 1.1KV POWER & CONTROL CABLES | 1000031985 | 1.1KV GRADE 4CX6 SQMM (PVC) POWER CABLE | KM | 2 |  | Included
93 | 7000025462 | 1220 | 1.1KV POWER & CONTROL CABLES | 1000031943 | 1.1KV GRADE 2CX6 SQMM (PVC) POWER CABLE | KM | 2 |  | Included
94 | 7000025462 | 1230 | 1.1KV POWER & CONTROL CABLES | 1000031964 | 1.1KV GRADE 3CX2.5 SQMM CONTROL CABLE | KM | 4.5 |  | Included
95 | 7000025462 | 1240 | 1.1KV POWER & CONTROL CABLES | 1000031987 | 1.1KV GRADE 5CX2.5 SQMM CONTROL CABLE | KM | 5 |  | Included
96 | 7000025462 | 1250 | 1.1KV POWER & CONTROL CABLES | 1000031887 | 1.1KV GRADE 10CX2.5 SQMM CONTROL CABLE | KM | 3 |  | Included
97 | 7000025462 | 1260 | 1.1KV POWER & CONTROL CABLES | 1000056264 | 1.1KV GRADE 19CX1.5 SQMM CONTROL CABLE | KM | 1.5 |  | Included
98 | 7000025462 | 1270 | 1.1KV POWER & CONTROL CABLES | 1000056265 | 1.1KV GRADE 27CX1.5 SQMM CONTROL CABLE | KM | 0.8 |  | Included
99 | 7000025462 | 1280 | 1.1KV POWER & CONTROL CABLES | 1000032050 | 4PAIR, 0.5SQMM SCREENED CABLE | KM | 0.5 |  | Included
100 | 7000025462 | 1300 | SP 220KV GIS (GENERAL) | 1000058295 | 220KV GIS- CABLE CONNECTION ENCLOSURE WITH MAIN CIRCUIT | SET | 1 |  | Included
101 | 7000025462 | 1310 | SP 220KV GIS (GENERAL) | 1000058300 | 220KV GIS-SF6 GAS PRESSURE RELIEF DEVICE ASSEMBLY OF EACH TYPE | EA | 1 |  | Included
102 | 7000025462 | 1320 | SP 220KV GIS (GENERAL) | 1000049816 | SF6 PRESSURE GAUGE CUM SWITCH /DENSITY MONITORS AND PRESSURESWITCH AS APPLICABLE, OF EACH TYPE-220KV GIS | SET | 2 |  | Included
103 | 7000025462 | 1330 | SP 220KV GIS (GENERAL) | 1000049752 | COUPLING DEVICE FOR PRESSURE GAUGE CUM SWITCH FOR CONNECTINGGAS HANDLING PLANT OF EACH TYPE-220KV GIS | SET | 1 |  | Included
104 | 7000025462 | 1340 | SP 220KV GIS (GENERAL) | 1000049761 | RUBBER GASKETS, Ã‚â‚¬Å’OÃ‚â‚¬Â RINGS AND SEALS FOR SF6 GAS FOR GISENCLOSURE OF EACH TYPE-220KV GIS | SET | 2 |  | Included
105 | 7000025462 | 1350 | SP 220KV GIS (GENERAL) | 1000058298 | 220KV GIS-MOLECULAR FILTER FOR SF6 GAS WITH FILTER BAGS (5 % OF TOTALWEIGHT) | SET | 1 |  | Included
106 | 7000025462 | 1360 | SP 220KV GIS (GENERAL) | 1000049749 | CONTROL VALVES FOR SF6 GAS OF EACH TYPE-220KV GIS | SET | 2 |  | Included
107 | 7000025462 | 1370 | SP 220KV GIS (GENERAL) | 1000058299 | 220KV GIS-SF6 GAS (5 % OF TOTAL GAS QUANTITY) | LOT | 1 |  | Included
108 | 7000025462 | 1380 | SP 220KV GIS (GENERAL) | 1000049782 | LOCKING DEVICE TO KEEP THE DIS-CONNECTORS (ISOLATORS)AND EARTHING/FAST EARTHING SWITCHES (AS APPLICABLE) IN CLOSE OR OPENPOSITION IN CASE OF REMOVAL OF THE DRIVING MECHANISM-220KV GIS | SET | 2 |  | Included
109 | 7000025462 | 1390 | SP 220KV GIS (GENERAL) | 1000049504 | UHF PD SENSORS OF EACH TYPE ALONG WITH BNC CONNECTOR FOR 245KV GIS | EA | 3 |  | Included
110 | 7000025462 | 1400 | SP 220KV GIS (GENERAL) | 1000058302 | 220KV GIS-SUPPORT INSULATORS (GAS THROUGH) OF EACH TYPE (COMPLETE WITHMETAL RING ETC.) ALONG WITH ASSOCIATED CONTACTS AND SHIELDS | EA | 3 |  | Included
111 | 7000025462 | 1410 | SP 220KV GIS (GENERAL) | 1000058297 | 220KV GIS-GAS BARRIERS OF EACH TYPE (COMPLETE WITH METAL RING ETC.)ALONG WITH ASSOCIATED CONTACTS AND SHIELDS | EA | 3 |  | Included
112 | 7000025462 | 1420 | SP 220KV GIS (GENERAL) | 1000058301 | 220KV GIS- 1600A SF6 TO AIR BUSHING COMPLETE IN ALL RESPECT | EA | 1 |  | Included
113 | 7000025462 | 1430 | SP 220KV GIS (GENERAL) | 1000049497 | LCC SPARES - AUX. RELAYS, CONTACTORS,PUSH BUTTONS, SWITCHES, LAMPS,ANNUNCIATION WINDOWS, MCB, FUSES,TIMERS, TERMINAL BLOCKS ETC. OF EACHTYPE & RATING-220kV GIS | SET | 1 |  | Included
114 | 7000025462 | 1440 | SP 220KV GIS (CB) | 1000058284 | 220KV GIS-ONE POLE OF 1600A CIRCUIT BREAKER WITH INTERRUPTER, MAINCIRCUIT, ENCLOSURE AND OPERATING MECHANISM COMPLETE IN ALL RESPECT | SET | 1 |  | Included
115 | 7000025462 | 1450 | SP 220KV GIS (CB) | 1000058286 | 220KV GIS-ONE POLE OF 2500A CIRCUIT BREAKER WITH INTERRUPTER, MAINCIRCUIT, ENCLOSURE AND OPERATING MECHANISM COMPLETE IN ALL RESPECT | SET | 1 |  | Included
116 | 7000025462 | 1460 | SP 220KV GIS (CB) | 1000021871 | Trip coil assembly with resistor for245kV GIS Circuit Breaker (asapplicable) | SET | 3 |  | Included
117 | 7000025462 | 1470 | SP 220KV GIS (CB) | 1000009185 | Closing coil assembly with resistor for245kV GIS Circuit Breaker (asapplicable) | SET | 3 |  | Included
118 | 7000025462 | 1480 | SP 220KV GIS (CB) | 1000058292 | RELAYS, POWER CONTACTORS, PUSH BUTTONS, TIMERS & MCBS ETC. (ASAPPLICABLE) OF EACH TYPE FOR 220KV GIS CIRCUIT BREAKER | SET | 1 |  | Included
119 | 7000025462 | 1490 | SP 220KV GIS (CB) | 1000007066 | Auxiliary switch assembly of each type for 245kV GIS Circuit Breaker | SET | 1 |  | Included
120 | 7000025462 | 1500 | SP 220KV GIS (CB) | 1000058291 | 220KV GIS CIRCUIT BREAKER-OPERATION COUNTER | EA | 1 |  | Included
121 | 7000025462 | 1510 | SP 220KV GIS (CB HYD MECH IF APPLICABLE) | 1000058288 | 220KV GIS CIRCUIT BREAKER-HYDRAULIC OPERATING MECHANISM WITH DRIVEMOTOR (FOR HYDRAULIC OPERATED MECHANISM, IF APPLICABLE) | SET | 1 |  | Included
122 | 7000025462 | 1520 | SP 220KV GIS (CB HYD MECH IF APPLICABLE) | 1000049758 | HYDRAULIC FILTER OF EACH TYPE (FOR HYDRAULIC OPERATED MECHANISM, IFPPLICABLE)-220KV GIS CIRCUIT BREKAER | SET | 1 |  | Included
123 | 7000025462 | 1530 | SP 220KV GIS (CB HYD MECH IF APPLICABLE) | 1000058272 | 220KV GIS CIRCUIT BREAKER- HOSE PIPE OF EACH TYPE (AS APPLICABLE) (FORHYDRAULIC OPERATED MECHANISM, IF APPLICABLE) | SET | 1 |  | Included
124 | 7000025462 | 1540 | SP 220KV GIS (CB HYD MECH IF APPLICABLE) | 1000058290 | 220KV GIS CIRCUIT BREAKER - N2 ACCUMULATOR (FOR HYDRAULIC OPERATEDMECHANISM, IF APPLICABLE) | SET | 1 |  | Included
125 | 7000025462 | 1550 | SP 220KV GIS (CB HYD MECH IF APPLICABLE) | 1000049834 | VALVES OF EACH TYPE (FOR HYDRAULIC OPERATED MECHANISM, IFAPPLICABLE)-220KV GIS CIRCUIT BREKAER | SET | 1 |  | Included
126 | 7000025462 | 1560 | SP 220KV GIS (CB HYD MECH IF APPLICABLE) | 1000049794 | PIPE LENGTH (COPPER & STEEL) OF EACH SIZE & TYPE (FOR HYDRAULICOPERATED MECHANISM, IF APPLICABLE)-220KV GIS CIRCUIT BREKAER | SET | 1 |  | Included
127 | 7000025462 | 1570 | SP 220KV GIS (CB HYD MECH IF APPLICABLE) | 1000049807 | PRESSURE SWITCHES OF EACH TYPE (FOR HYDRAULIC OPERATED MECHANISM, IFAPPLICABLE)-220KV GIS CIRCUIT BREKAER | SET | 1 |  | Included
128 | 7000025462 | 1580 | SP 220KV GIS (CB HYD MECH IF APPLICABLE) | 1000049804 | PRESSURE GAUGE WITH COUPLING DEVICE OF EACH TYPE (FOR HYDRAULICOPERATED MECHANISM, IF APPLICABLE)-220KV GIS CIRCUIT BREKAER | SET | 1 |  | Included
129 | 7000025462 | 1590 | SP 220KV GIS (CB HYD MECH IF APPLICABLE) | 1000058289 | 220KV GIS CIRCUIT BREAKER-HYDRAULIC OIL (5% OF TOTAL OIL QUANTITY)(FOR HYDRAULIC OPERATED MECHANISM, IF APPLICABLE) | SET | 1 |  | Included
130 | 7000025462 | 1600 | SP 220KV GIS (CB HYD MECH IF APPLICABLE) | 1000049798 | PRESSURE RELIEF DEVICE OF EACH TYPE (FOR HYDRAULIC OPERATED MECHANISM,IF APPLICABLE)-220KV GIS CIRCUIT BREKAER | SET | 1 |  | Included
131 | 7000025462 | 1610 | SP 220KV GIS (CB SPR MECH IF APPLICABLE) | 1000058293 | 220KV GIS CIRCUIT BREAKER-COMPLETE SPRING OPERATING MECHANISMINCLUDING CHARGING MECHANISM ETC. (FOR SPRING OPERATED MECHANISM, IFAPPLICABLE) | SET | 1 |  | Included
132 | 7000025462 | 1620 | SP 220KV GIS CB HYD-SPR MECH IF APPLICAB | 1000058287 | 220KV GIS CIRCUIT BREAKER- COMPLETE HYDRAULIC-SPRING OPERATINGMECHANISM INCLUDING CHARGING MECHANISM ETC. (FOR HYDRAULIC-SPRINGOPERATED MECHANISM, IF APPLICABLE) | SET | 1 |  | Included
133 | 7000025462 | 1630 | SP 220KV GIS CB HYD-SPR MECH IF APPLICAB | 1000049797 | PRESSURE SWITCHES OF EACH TYPE (FOR HYDRAULIC-SPRING OPERATEDMECHANISM, IF APPLICABLE)-220KV GIS CIRCUIT BREAKER | SET | 1 |  | Included
134 | 7000025462 | 1640 | SP 220KV GIS CB HYD-SPR MECH IF APPLICAB | 1000049801 | PRESSURE GAUGE WITH COUPLING DEVICE OF EACH TYPE (FOR HYDRAULIC-SPRINGOPERATED MECHANISM, IF APPLICABLE)-220KV GIS CIRCUIT BREKAER | SET | 1 |  | Included
135 | 7000025462 | 1650 | SP 220KV GIS (DS/ES) | 1000058371 | 220kV GIS- Three phase of 1600Adisconnector switch including maincircuit, enclosure, driving mechanismand support insulator etc., complete inall respect (Note 1- The contractorshall supply spare for disconnectorswitch to ensure one to one replacementof all disconnector switch supplied asmain equipment without any requirementof modification in fittings at site tocover all different types ofdisconnector switch supplied. In case,quantity of supplied dis-connectorswitch types (for one to onereplacement) are more than the quantitymentioned in BPS for spare, thecontractor shall supply theseadditional types of disconnector switchwithout any additional priceimplication to POWERGRID and quantitiesof these additional type ofdisconnector switch are deem to beincluded in the quantities mentioned inBPS for spare disconnector. Note 2 - Incase, Dis-connector Switch (DS) & EarthSwitch (ES) is provided in a sameenclosure with common operatingmechanism, then the module comprisingof Dis-connector & Earth switch insingle enclosure with common operatingmechanism is to be provided under thehead of spare Dis-connector only. Note3- In case, Dis-connector Switch (DS)&Earth Switch (ES) is provided in asame enclosure with separate operatingmechanism, then the module comprisingof Dis-connector & Earth switch insingle enclosure with separateoperating mechanism is to be providedunder the head of spare Dis-connectoronly.) | EA | 4 |  | Included
136 | 7000025462 | 1660 | SP 220KV GIS (DS/ES) | 1000058372 | 220kV GIS- Three phase of 2500Adisconnector switch including maincircuit, enclosure, driving mechanismand support insulator etc., complete inall respect (Note 1- The contractorshall supply spare for disconnectorswitch to ensure one to one replacementof all disconnector switch supplied asmain equipment without any requirementof modification in fittings at site tocover all different types ofdisconnector switch supplied. In case,quantity of supplied dis-connectorswitch types (for one to onereplacement) are more than the quantitymentioned in BPS for spare, thecontractor shall supply theseadditional types of disconnector switchwithout any additional priceimplication to POWERGRID and quantitiesof these additional type ofdisconnector switch are deem to beincluded in the quantities mentioned inBPS for spare disconnector. Note 2 - Incase, Dis-connector Switch (DS) & EarthSwitch (ES) is provided in a sameenclosure with common operatingmechanism, then the module comprisingof Dis-connector & Earth switch insingle enclosure with common operatingmechanism is to be provided under thehead of spare Dis-connector only. Note3- In case, Dis-connector Switch (DS)&Earth Switch (ES) is provided in asame enclosure with separate operatingmechanism, then the module comprisingof Dis-connector & Earth switch insingle enclosure with separateoperating mechanism is to be providedunder the head of spare Dis-connectoronly.) | EA | 2 |  | Included
137 | 7000025462 | 1670 | SP 220KV GIS (DS/ES) | 1000058282 | 220KV GIS- THREE PHASE MAINTENANCE EARTHING SWITCH INCLUDING MAINCIRCUIT, ENCLOSURE, DRIVING MECHANISM AND SUPPORT INSULATOR ETC.,COMPLETE IN ALL RESPECT (NOTE 1 - IN CASE, DIS-CONNECTOR SWITCH (DS) &EARTH SWITCH (ES) IS PROVIDED IN A SAME ENCLOSURE WITH COMMONOPERATING MECHANISM, THEN THE MODULE COMPRISING OF DIS-CONNECTOR &EARTH SWITCH IN SINGLE ENCLOSURE WITH COMMON OPERATING MECHANISM IS TOBE PROVIDED UNDER THE HEAD OF SPARE DIS-CONNECTOR ONLY. NOTE 2 - INCASE, DIS-CONNECTOR SWITCH (DS) & EARTH SWITCH (ES) IS PROVIDED IN ASAME ENCLOSURE WITH SEPARATE OPERATING MECHANISM, THEN THE MODULECOMPRISING OF DIS-CONNECTOR & EARTH SWITCH IN SINGLE ENCLOSURE WITHSEPARATE OPERATING MECHANISM IS TO BE PROVIDED UNDER THE HEAD OF SPAREDIS-CONNECTOR ONLY.) | EA | 1 |  | Included
138 | 7000025462 | 1680 | SP 220KV GIS (DS/ES) | 1000058278 | 220KV GIS - THREE PHASE FAST EARTHING SWITCH INCLUDING MAIN CIRCUIT,ENCLOSURE, DRIVING MECHANISM AND SUPPORT INSULATOR ETC., COMPLETE INALL RESPECT (NOTE 1 - IN CASE, DIS-CONNECTOR SWITCH (DS) & EARTHSWITCH (ES) IS PROVIDED IN A SAME ENCLOSURE WITH COMMON OPERATINGMECHANISM, THEN THE MODULE COMPRISING OF DIS-CONNECTOR & EARTH SWITCHIN SINGLE ENCLOSURE WITH COMMON OPERATING MECHANISM IS TO BE PROVIDEDUNDER THE HEAD OF SPARE DIS-CONNECTOR ONLY. NOTE 2 - IN CASE,DIS-CONNECTOR SWITCH (DS) & EARTH SWITCH (ES) IS PROVIDED IN A SAMEENCLOSURE WITH SEPARATE OPERATING MECHANISM, THEN THE MODULECOMPRISING OF DIS-CONNECTOR & EARTH SWITCH IN SINGLE ENCLOSURE WITHSEPARATE OPERATING MECHANISM IS TO BE PROVIDED UNDER THE HEAD OF SPAREDIS-CONNECTOR ONLY.) | EA | 1 |  | Included
139 | 7000025462 | 1690 | SP 220KV GIS (DS/ES) | 1000058273 | OPEN/CLOSE CONTACTOR ASSEMBLY, TIMERS, KEY INTERLOCK, INTERLOCKINGCOILS, RELAYS, PUSH BUTTONS, INDICATING LAMPS, POWER CONTACTORS,RESISTORS, FUSES, MCBS & DRIVE CONTROL CARDS ETC. (AS APPLICABLE) ONEOF EACH TYPE FOR ONE COMPLETE MOM BOX FOR 220KV GIS DISCONNECTORSWITCH | SET | 1 |  | Included
140 | 7000025462 | 1700 | SP 220KV GIS (DS/ES) | 1000058280 | OPEN/CLOSE CONTACTOR ASSEMBLY, TIMERS, KEY INTERLOCK, INTERLOCKINGCOILS, RELAYS, PUSH BUTTONS, INDICATING LAMPS, POWER CONTACTORS,RESISTORS, FUSES, MCBS & DRIVE CONTROL CARDS ETC. (AS APPLICABLE) ONEOF EACH TYPE FOR ONE COMPLETE MOM BOX FOR 220KV GIS MAINTENANCE EARTHSWITCH | SET | 1 |  | Included
141 | 7000025462 | 1710 | SP 220KV GIS (DS/ES) | 1000058276 | OPEN/CLOSE CONTACTOR ASSEMBLY, TIMERS, KEY INTERLOCK, INTERLOCKINGCOILS, RELAYS, PUSH BUTTONS, INDICATING LAMPS, POWER CONTACTORS,RESISTORS, FUSES, MCBS & DRIVE CONTROL CARDS ETC. (AS APPLICABLE) ONEOF EACH TYPE FOR ONE COMPLETE MOM BOX FOR 220KV GIS FAST EARTHINGSWITCH | SET | 1 |  | Included
142 | 7000025462 | 1720 | SP 220KV GIS (DS/ES) | 1000049773 | LIMIT SWITCHES AND AUX. SWITCHES FOR ONE COMPLETE MOM BOX FORDISCONNECTOR-220KV GIS | SET | 2 |  | Included
143 | 7000025462 | 1730 | SP 220KV GIS (DS/ES) | 1000049775 | LIMIT SWITCHES AND AUX. SWITCHES FOR ONE COMPLETE MOM BOX FORMAINTENANCE EARTHING SWITCH-220KV GIS | SET | 2 |  | Included
144 | 7000025462 | 1740 | SP 220KV GIS (DS/ES) | 1000049774 | LIMIT SWITCHES AND AUX. SWITCHES FOR ONE COMPLETE MOM BOX FOR FASTEARTHING SWITCH (IF APPLICABLE)-220KV GIS | SET | 2 |  | Included
145 | 7000025462 | 1750 | SP 220KV GIS (DS/ES) | 1000058274 | DRIVE MECHANISM FOR 220KV GIS DISCONNECTOR SWITCH | SET | 1 |  | Included
146 | 7000025462 | 1760 | SP 220KV GIS (DS/ES) | 1000058281 | DRIVE MECHANISM FOR 220KV GIS MAINTENANCE EARTH SWITCH | SET | 1 |  | Included
147 | 7000025462 | 1770 | SP 220KV GIS (DS/ES) | 1000058277 | DRIVE MECHANISM FOR 220KV GIS FAST EARTHING SWITCH | SET | 1 |  | Included
148 | 7000025462 | 1780 | SP 220KV GIS (DS/ES) | 1000058275 | MOTOR FOR DRIVE MECHANISM FOR 220KV GIS DISCONNECTOR SWITCH | EA | 1 |  | Included
149 | 7000025462 | 1790 | SP 220KV GIS (DS/ES) | 1000058283 | MOTOR FOR DRIVE MECHANISM FOR 220KVGIS MAINTENANCE EARTH SWITCH | EA | 1 |  | Included
150 | 7000025462 | 1800 | SP 220KV GIS (DS/ES) | 1000058279 | MOTOR FOR DRIVE MECHANISM FOR 220KV GIS FAST EARTHING SWITCH | EA | 1 |  | Included
151 | 7000025462 | 1810 | SP 220KV GIS (CT) | 1000058294 | 220KV GIS- SINGLE PHASE OF CURRENT TRANSFORMER (4 CORES) WITHASSOCIATED ENCLOSURE AND PRIMARY CONDUCTOR COMPLETE IN ALL RESPECT | EA | 2 |  | Included
152 | 7000025462 | 1820 | SP 220KV GIS (VT) | 1000058296 | 220KV GIS- SINGLE PHASE VT WITH ASSOCIATED ENCLOSURE COMPLETE IN ALLRESPECT | EA | 1 |  | Included
153 | 7000025462 | 1830 | SP POWER TRANSFORMER | 1000032682 | SPARE-220KV POWER TRANSFORMER | LS | 1 |  | Included
154 | 7000025462 | 1840 | SP 33KV INDOOR SWITCHGEAR | 1000033324 | SPARE-36KV INDOOR SWITCHGEAR PANEL (GIS TYPE) | LS | 1 |  | Included
155 | 7000025462 | 1850 | SP 220KV AIS EQPTS | 1000025930 | Spare-216kV Surge Arrester | SET | 1 |  | Included
156 | 7000025462 | 1860 | SP 33KV AIS EQPTS | 1000024185 | SPARES-30KV SURGE ARRESTER | LS | 1 |  | Included
157 | 7000025462 | 1870 | SP 33KV AIS EQPTS | 1000019917 | Spares for 36kV Double break Isolator | LS | 1 |  | Included
158 | 7000025462 | 1880 | SP DG SET | 1000019915 | Spares for DG set | LS | 1 |  | Included
159 | 7000025462 | 1890 | SP BATTERY & BATTERY CHARGER | 1000019913 | Spares for 220V Batteries | LS | 1 |  | Included
160 | 7000025462 | 1900 | SP BATTERY & BATTERY CHARGER | 1000019914 | Spares fpr 220V Battery Charger | LS | 1 |  | Included
161 | 7000025462 | 1910 | SP BATTERY & BATTERY CHARGER | 1000019920 | Spares for 48V Batteries | LS | 1 |  | Included
162 | 7000025462 | 1920 | SP BATTERY & BATTERY CHARGER | 1000019921 | Spares fpr 48V Battery Charger | LS | 1 |  | Included
163 | 7000025462 | 1930 | SP CONTROL, RELAY & PROTECTION | 1000019912 | Relay & protection Panels (with automation) | LS | 1 |  | Included
164 | 7000025462 | 1940 | SP SUBSTATION AUTOMATION SYSTEM | 1000062002 | BAY CONTROL UNIT (IED) OF MAIN SYSTEM | EA | 1 |  | Included
165 | 7000025462 | 1950 | SP SUBSTATION AUTOMATION SYSTEM | 1000062001 | BAY CONTROL UNIT (IED) OF AUXILIARY SYSTEM | EA | 1 |  | Included
166 | 7000025462 | 1960 | SP SUBSTATION AUTOMATION SYSTEM | 1000062004 | ETHERNET SWITCH SUITABLE FOR 19Ã‚â‚¬Â RACK MOUNTING WITH 24 FIBER OPTICPORTS | EA | 1 |  | Included
167 | 7000025462 | 1970 | SP SUBSTATION AUTOMATION SYSTEM | 1000062003 | ETHERNET SWITCH SUITABLE FOR 19Ã‚â‚¬Â RACK MOUNTING WITH 12 COPPER + 6FIBER OPTIC PORTS | EA | 1 |  | Included
168 | 7000025462 | 1980 | SP DIGITAL PROTECTION COUPLER | 1000019213 | SPARES FOR PLCC | LS | 1 |  | Included
169 | 7000025462 | 1990 | SP LT SWITCHGEAR | 1000019214 | Spares for LT Switchgear | LS | 1 |  | Included
170 | 7000025462 | 2000 | SP HEATING SYSTEM | 1000032685 | SPARE-HEATING SYSTEM | LS | 1 |  | Included
171 | 7000025462 | 2280 | Tele Eqpt at Nilgrar GIS | 1000031367 | SDH EQUIPMENT (STM-16 MADM UPTO 5 MSP PROTECTED DIRECTIONS)-BASEEQUIPMENT (COMMON CARDS, CROSS CONNECT/CONTROL CARDS, OPTICAL BASECARDS, POWER SUPPLY CARDS, POWER CABLING, OTHER HARDWARE ANDACCESSORIES INCLUDING SUB RACKS, PATCH CORD, DDF ETC FULLY EQUIPEDEXCLUDING OPTICAL INTERFACE & TRIBUTARY CARDS | EA | 1 |  | Included
172 | 7000025462 | 2200 | Tele Eqpt at Nilgrar GIS | 1000032570 | OPTICALÂ INTERFACEÂ SFP L4.2 | EA | 4 |  | Included
173 | 7000025462 | 2210 | Tele Eqpt at Nilgrar GIS | 1000031374 | TRIBUTARY INTERFACE- E1 INTERFACE (MINIMUM 16 NOS.) | SET | 2 |  | Included
174 | 7000025462 | 2220 | Tele Eqpt at Nilgrar GIS | 1000034950 | ETHERNET INTERFACE 10/100 BASE T WITH LAYER-2 SWITCHING (MIN 8INTERFACES PER CARD) | EA | 2 |  | Included
175 | 7000025462 | 2230 | Tele Eqpt at Nilgrar GIS | 1000031381 | TRIBUTARY INTERFACE-GIGABIT ETHERNET INTERFACES 10/100 MBPS WITH LAYER-2 SWITCHING (MINIMUM 2 NOS.) | SET | 1 |  | Included
176 | 7000025462 | 2240 | Tele Eqpt at Nilgrar GIS | 1000026228 | Equipment Cabinets For SDH | EA | 1 |  | Included
177 | 7000025462 | 2250 | Tele Eqpt at Nilgrar GIS | 1000028495 | NMS- CRAFT TERMINAL-HARDWARE | EA | 1 |  | Included
178 | 7000025462 | 2260 | Tele Eqpt at Nilgrar GIS | 1000028495 | NMS- CRAFT TERMINAL-HARDWARE | EA | 1 |  | Included
179 | 7000025462 | 2270 | Tele Eqpt at Nilgrar GIS | 1000034998 | VOIP TELEPHONE INSTRUMENT WITH ONE COMMON SWITCH (MIN. 8 PORT) | EA | 2 |  | Included
180 | 7000025462 | 2300 | Tele Eqpt at Drass | 1000032570 | OPTICALÂ INTERFACEÂ SFP L4.2 | EA | 2 |  | Included
181 | 7000025462 | 2310 | Tele Eqpt at Drass | 1000034998 | VOIP TELEPHONE INSTRUMENT WITH ONE COMMON SWITCH (MIN. 8 PORT) | EA | 2 |  | Included
182 | 7000025462 | 2320 | Tele Eqpt at Alusteng | 1000032570 | OPTICALÂ INTERFACEÂ SFP L4.2 | EA | 2 |  | Included
183 | 7000025462 | 2330 | Tele Eqpt at Alusteng | 1000034998 | VOIP TELEPHONE INSTRUMENT WITH ONE COMMON SWITCH (MIN. 8 PORT) | EA | 2 |  | Included
184 | 7000025462 | 2360 | Spares-Tele Eqpt at Nilgrar GIS | 1000031369 | SDH EQUIPMENT (STM-16 MADM UPTO 5 MSP PROTECTED DIRECTIONS)-COMMONCARDS, CROSS-CONNECT/CONTROL CARDS, OPTICAL BASE CARD, POWER SUPPLYCARDS, POWER CABLING, OTHER HARDWARE & ACCESSORIES (EACH). | SET | 1 |  | Included
185 | 7000025462 | 2370 | Spares-Tele Eqpt at Nilgrar GIS | 1000032570 | OPTICALÂ INTERFACEÂ SFP L4.2 | EA | 1 |  | Included
186 | 7000025462 | 2380 | Spares-Tele Eqpt at Nilgrar GIS | 1000031374 | TRIBUTARY INTERFACE- E1 INTERFACE (MINIMUM 16 NOS.) | SET | 1 |  | Included
187 | 7000025462 | 2390 | Spares-Tele Eqpt at Nilgrar GIS | 1000034950 | ETHERNET INTERFACE 10/100 BASE T WITH LAYER-2 SWITCHING (MIN 8INTERFACES PER CARD) | EA | 1 |  | Included
188 | 7000025462 | 2400 | Spares-Tele Eqpt at Nilgrar GIS | 1000031381 | TRIBUTARY INTERFACE-GIGABIT ETHERNET INTERFACES 10/100 MBPS WITH LAYER-2 SWITCHING (MINIMUM 2 NOS.) | SET | 1 |  | Included
189 | 7000025462 | 2410 | Spares-Tele Eqpt at Nilgrar GIS | 1000034998 | VOIP TELEPHONE INSTRUMENT WITH ONE COMMON SWITCH (MIN. 8 PORT) | EA | 1 |  | Included
190 | 7000025462 | 2420 | Spares-Tele Eqpt at Nilgrar GIS | 1000031398 | PRE CONNECTORIZED OPTICAL FIBER PATCH CORDS(10 MTRS) â€“ PACK OF SIXPATCH CORDS | SET | 1 |  | Included
191 | 7000025462 | 2450 | NON STANDARD STRUCTURE | 1000015954 | Fabrication, galvanising and supply of Lattice Structures (MS Steel),to be designed during detailed engineering, for towers, beams andequipment support structure including pack plates / packwashers andgusset plates excluding fasteners and foundation bolts | MT | 76 |  | Included
192 | 7000025462 | 2460 | NON STANDARD STRUCTURE | 1000011713 | Fabrication, galvanising and supply of fasteners ( nuts, bolts andwashers ) including step bolts for lattice and pipe structures to bedesigned during detailed engineering | MT | 3 |  | Included
193 | 7000025462 | 2470 | NON STANDARD STRUCTURE | 1000012373 | Fabrication, galvanising and supply of foundation bolts including nuts,checknut and washers for lattice and pipe structures to be designedduring detailed engineering | MT | 7 |  | Included
194 | 7000025462 | 2490 | 220KV INSULATOR & HARDWARE | 1000055974 | 220KV SUSPENSION INSULATOR STRING AND ASSOCIATED HARDWARE FITTINGSWITH DROP CLAMP SUITABLE FOR SINGLR CONDUCTOR | EA | 6 |  | Included
195 | 7000025462 | 2500 | 220KV INSULATOR & HARDWARE | 1000055982 | 220KV TENSION INSULATOR STRING AND ASSOCIATED HARDWARE FITTINGS WITHTURN BUCKLE SUITABLE FOR SINGLE CONDUCTOR | EA | 6 |  | Included
33kV Lines (OH & UG) Zojila West Tunnel
1 | 7000025462 | 10 | 33kV CABLE AND ITS ACCESSORIES | 1000033191 | 33 KV, 3C X 400 SQ.MM. STRANDED ALUMINIUM CONDUCTOR, XLPE INSULATED,ARMOURED CABLE COMPLETE AS PER DETAILED TECHNICAL SPECIFICATION. | M | 15000 |  | Included
2 | 7000025462 | 30 | 33kV CABLE AND ITS ACCESSORIES | 1000063590 | 33KV XLPE CABLE TERMINATION EQUIPMENTS ALONG WITH ACCESSORIES FOR OUTDOOR TERMINATION (ONE SET CONSISTS OF COMPLETE REQUIREMENT FOR ONE ENDOF BAY INCLUDING SPARE CABLE) | SET | 4 |  | Included
3 | 7000025462 | 20 | 33kV CABLE AND ITS ACCESSORIES | 1000063593 | CABLE STRAIGHT THROUGH JOINTS FOR 400SQMM CABLE AS REQUIRED | SET | 28 |  | Included
4 | 7000025462 | 50 | 33kV CABLE AND ITS ACCESSORIES | 1000061597 | HDPE PIPE 160MM | KM | 15 |  | Included
5 | 7000025462 | 40 | 33kV CABLE AND ITS ACCESSORIES | 1000063614 | MISCELLANEOUS INSTALLATION MATERIALS FOR 33KV CABLE LAYING, JOINTING,EARTHING MATERIAL, GROUND MAT, CABLES MAKERS, WARNING TAPES, ETC. ANDALL OTHER MATERIALS AS REQUIRED, AS PER TECHNICAL SPECIFICATIONS ANDSTATUATORY REQUIREMENTS | LS | 1 |  | Included
6 | 7000025462 | 60 | 33kV OVERHEAD LINE AND ITS ACCESSORIES | 1000006308 | ACSR Wolf Conductor | M | 37900 |  | Included
7 | 7000025462 | 70 | 33kV OVERHEAD LINE AND ITS ACCESSORIES | 1000045308 | FABRICATION AND SUPPLY OF M.S. GALVANISED ITEMS- POLE TOPBRACKET,V-CROSS ARM, BACK CLAMPS FOR V-CROSS ARM , D P CHANNEL, D PCHANNELCLAMP, STAY CLAMPS ANGLE, STAY CLAMPS SIDE, D P CROSS BRACING &CLAMPS, GUARDING ARM ETC ETC. COMPLETE AS REQUIRED. | MT | 41.2 |  | Included
8 | 7000025462 | 80 | 33kV OVERHEAD LINE AND ITS ACCESSORIES | 1000022814 | GUY STRAIN INSULATORS DESIGNATION 'C' | EA | 416 |  | Included
9 | 7000025462 | 90 | 33kV OVERHEAD LINE AND ITS ACCESSORIES | 1000032344 | 8SWG GI WIRE FOR PROTECTIVE GUARDING & EARTHING AS PER TS | KG | 710 |  | Included
10 | 7000025462 | 100 | 33kV OVERHEAD LINE AND ITS ACCESSORIES | 1000045288 | 20 MM DIA 2500 MM LONG GI ROD TOGETHER WITH FIXINGARRANGEMENT(EXCLUDING GI WIRE REQUIRED FOR EARTHING) AS PER TS | SET | 248 |  | Included
11 | 7000025462 | 110 | 33kV OVERHEAD LINE AND ITS ACCESSORIES | 1000063969 | STEEL TUBULAR POLE GALVANISED , 410SP-76 | EA | 536 |  | Included
12 | 7000025462 | 120 | 33kV OVERHEAD LINE AND ITS ACCESSORIES | 1000023440 | Nuts & bolts | MT | 4.1 |  | Included
13 | 7000025462 | 130 | 33kV OVERHEAD LINE AND ITS ACCESSORIES | 1000045341 | 11KV, 70KN B&S DISC INSULATORS | EA | 5312 |  | Included
14 | 7000025462 | 140 | 33kV OVERHEAD LINE AND ITS ACCESSORIES | 1000056398 | HARDWARE FITTINGS & ACCESSORIES SUITABLE TO 11KV B&S TYPE, 70 KN DISCINSULATORS AS PER TS | SET | 1328 |  | Included
15 | 7000025462 | 150 | 33kV OVERHEAD LINE AND ITS ACCESSORIES | 1000033887 | HARDWARE FITTINGS (1 SET CONSISTS OF ANCHOR PLATE - 1 NO., ANCHOR ROD-1 NO., TURNBUCKLE -1 NO., THIMBLES -2 NOS., GUY GRIPS - 4 NOS.,FASTNERS TO ATTATCH ANCHOR PLATE TO ANCHOR ROD) TO COMPLETE STAY SETTS | SET | 208 |  | Included
16 | 7000025462 | 160 | 33kV OVERHEAD LINE AND ITS ACCESSORIES | 1000022805 | Stay wire (7/8 SWG) | KG | 1827 |  | Included
17 | 7000025462 | 180 | MANDATORY SPARES | 1000063606 | CABLE JOINT FOR 33KV XLPE POWER CABLE (ONE NO. OF EACH TYPE) | SET | 1 |  | Included
18 | 7000025462 | 170 | MANDATORY SPARES | 1000030650 | MANDATORY SPARE FOR CABLE TERMINATION KIT(EACH TYPE) | SET | 1 |  | Included
[5 empty] | Total F&I Price |  |  |  | 0
#
Bidders to note that the item description under various schedules are through unique material ID for respective items under SAP ERP System and therefore, identical item description appears in schedule-1(Ex-works) & schedule-2(F&I). However, the prices to be quoted in Price Schedule-2(F&I) shall be towards Local Transportation, Insurance and other Incidental Services only in line with clause ITB 11.4(b).
Date: | --
Place: | [6 empty] | Printed Name :
Designation :
Click for Sch-3

## Sch-2 Dis (hidden)
Specification No.: CC/NT/W-GIS/DOM/A04/23/12337 |  |  |  |  | Schedule - 2 Dis
Substation Package SS98 for (i) Construction of New 220/33 kV GIS (New) Substation at Nilgrar including 2 nos. of 25MVA, 220/33kV, 3-ph ICT and 33kV Switchgears, (ii) LILO of one ckt of Alusteng – Leh 220KV S/c line on D/c towers at Nilgrar and (iii) Laying of 33 KV lines (consists of Overhead line (OH) and 33 kV Underground cable (UG)) under Western Zojila Consultancy Work to M/s. NHIDCL | [5 empty] | As per Lum-sum |  | 0
(SCHEDULE OF RATES AND PRICES : FREIGHT & INSURANCE CHARGES) | [5 empty] | AS per Percent |  | #REF!
[6 empty] | As per lum-sum on Sch-2 |  | 0%
Bidder’s Name and Address (Sole Bidder) : |  |  |  | To: |  | As per Percent on Sch-2 |  | #REF!
|  |  |  | Contracts Services, 3rd Floor |  | Total Discount |  | #REF!
Name : | …….. …….. …….. …….. …….. …….. |  |  | Power Grid Corporation of India Ltd.,
Address : | …….. …….. …….. …….. …….. …….. |  |  | "Saudamini", Plot No.-2
| …….. …….. …….. …….. …….. …….. |  |  | Sector-29, |  | Multipackage Discount |  | 0%
| …….. …….. …….. …….. …….. …….. |  |  | Gurgaon (Haryana) - 122001
[5 empty] | All Prices are in Indian Rupees. |  | Amount after Discount (Rs.) |  | Dis Alert | Amount after MPD (Rs.)
SI. No. | Description | Unit | Quantity | Unit Freight & Insurance Charges | Total Freight & Insurance Charges |  | Unit Freight & Insurance Charges | Total Freight & Insurance Charges |  | Unit Freight & Insurance Charges | Total Freight & Insurance Charges
1 | 2 | 3 | 4 | 5 | 6 = 4 x 5 |  | 5 | 6 = 4 x 5 |  | 5 | 6 = 4 x 5
#REF! | #REF!
#REF! | #REF! | #REF! | #REF! | #REF! | #REF!
#REF! | #REF! | #REF! | #REF! | #REF! | #REF!
#REF! | #REF!
#REF! | #REF! | #REF! | #REF! | #REF! | #REF!
#REF! | #REF! | #REF! | #REF! | #REF! | #REF!
#REF! | #REF!
#REF! | #REF! | #REF! | #REF! | #REF! | #REF!
#REF! | #REF! | #REF! | #REF! | #REF! | #REF!
#REF! | #REF! | #REF! | #REF! | #REF! | #REF!
#REF! | #REF! | #REF! | #REF! | #REF! | #REF!
#REF! | #REF! | #REF! | #REF! | #REF! | #REF!
#REF! | #REF! | #REF! | #REF! | #REF! | #REF!
#REF! | #REF!
#REF! | #REF! | #REF! | #REF! | #REF! | #REF!
#REF! | #REF!
#REF! | #REF! | #REF! | #REF! | #REF! | #REF!
#REF! | #REF! | #REF! | #REF! | #REF! | #REF!
#REF! | #REF! | #REF! | #REF! | #REF! | #REF!
#REF! | #REF! | #REF! | #REF! | #REF! | #REF!
#REF! | #REF!
#REF! | #REF! | #REF! | #REF! | #REF! | #REF!
#REF! | #REF! | #REF! | #REF! | #REF! | #REF!
#REF! | #REF! | #REF! | #REF! | #REF! | #REF!
#REF! | #REF! | #REF! | #REF! | #REF! | #REF!
#REF! | #REF! | #REF! | #REF! | #REF! | #REF!
#REF! | #REF! | #REF! | #REF! | #REF! | #REF!
#REF! | #REF! | #REF! | #REF! | #REF! | #REF!
#REF! | #REF! | #REF! | #REF! | #REF! | #REF!
#REF! | #REF!
| #REF! | #REF! | #REF! | #REF! | #REF!
#REF! | #REF! | #REF! | #REF! | #REF! | #REF!
#REF! | #REF! | #REF! | #REF! | #REF! | #REF!
| Total F&I Price |  |  |  | #REF!
Date : | --
Place : |  |  | Printed Name :
Designation :
Click for Sch-3

## Sch-3
Specification No.: CC/NT/W-GIS/DOM/A04/23/12337 | [14 empty] | Schedule - 3
Substation Package SS98 for (i) Construction of New 220/33 kV GIS (New) Substation at Nilgrar including 2 nos. of 25MVA, 220/33kV, 3-ph ICT and 33kV Switchgears, (ii) LILO of one ckt of Alusteng – Leh 220KV S/c line on D/c towers at Nilgrar and (iii) Laying of 33 KV lines (consists of Overhead line (OH) and 33 kV Underground cable (UG)) under Western Zojila Consultancy Work to M/s. NHIDCL | [18 empty] | As per Lum-sum |  | 0%
(SCHEDULE OF RATES AND PRICES ) | [18 empty] | AS per Percent |  | #REF!
[19 empty] | As per lum-sum on Sch-3 |  | 0%
Bidder’s Name and Address (Sole Bidder) : | [11 empty] | To: | [6 empty] | As per Percent on Sch-3 |  | #REF!
[12 empty] | Contracts Services, 3rd Floor | [6 empty] | Total Discount |  | #REF!
Name : |  | …….. …….. …….. …….. …….. …….. | [9 empty] | Power Grid Corporation of India Ltd.,
Address : |  | …….. …….. …….. …….. …….. …….. | [9 empty] | "Saudamini", Plot No.-2
|  | …….. …….. …….. …….. …….. …….. | [9 empty] | Sector-29, | [6 empty] | Multipackage lum-sum |  | 0%
|  | …….. …….. …….. …….. …….. …….. | [9 empty] | Gurgaon (Haryana) - 122001
[7 empty] | INSTALLATION CHARGES | [12 empty] | Amount after Discount (Rs.) |  | Dis Alert | Amount after MPD (Rs.)
All Prices are in Indian Rupees.
SI. No. | PR No | PR Line Item No | Activity Header | PR Activity No | Activity Description | Service Code | SAC (Service Accounting Codes) | Whether SAC in column '8’ is confirmed. If not indicate applicable the SAC * | Rate of GST applicable ( in %) | Whether rate of GST in column ‘4’ is confirmed. If not indicate applicable rate of GST * | Description | Unit | Quantity | Unit Erection Charges | Total Erection Charges | Total GST as confirmed by Bidder |  |  |  | Unit Erection Charges | Total Erection Charges |  | Unit Erection Charges | Total Erection Charges
1 | 2 | 3 | 4 | 5 | 6 | 7 | 8 | 9 | 10 | 11 | 12 | 13 | 14 | 15 | 16 = 14 x 15 | 17 |  |  |  | 5 | 6 = 4 x 5 |  | 5 | 6 = 4 x 5
PART A (Substation Portion)
| LILO of 220kV S/C TL | [15 empty] | Revaluation of J column | Tax Calculation
1 | 7000025462 | 2750 | 100 | 10 | SURVEY | 100001243 | 998344 |  | 18 |  | Check survey | KM | 0.294 |  | Included | 0 | 0 | 0
2 | 7000025462 | 2760 | 120 | 10 | WORK ASSOCIATED WITH TOWER FOUNDATION | 100001260 | 995454 |  | 18 |  | Concreting (including all associated works related to foundation not covered in excavation and reinforcemt steel works : concreting(1:1.5:3) | M3 | 377.421 |  | Included | 0 | 0 | 0
3 | 7000025462 | 2760 | 120 | 20 | WORK ASSOCIATED WITH TOWER FOUNDATION | 100001261 | 995454 |  | 18 |  | Concreting (including all associated works related to foundation not covered in excavation and reinforcemt steel works : LeanConcrete (1:3:6) | M3 | 22.044 |  | Included | 0 | 0 | 0
4 | 7000025462 | 2760 | 120 | 30 | WORK ASSOCIATED WITH TOWER FOUNDATION | 100001262 | 995454 |  | 18 |  | Reinforcement Steel : Supply and placement | MT | 36.776 |  | Included | 0 | 0 | 0
5 | 7000025462 | 2760 | 120 | 40 | WORK ASSOCIATED WITH TOWER FOUNDATION | 100001263 | 995455 |  | 18 |  | Installation of stub including bolts and nuts : For Normal Towers | MT | 15.461 |  | Included | 0 | 0 | 0
6 | 7000025462 | 2760 | 120 | 50 | WORK ASSOCIATED WITH TOWER FOUNDATION | 100001255 | 995433 |  | 18 |  | Excavation : Dry Soil | M3 | 464.363 |  | Included | 0 | 0 | 0
7 | 7000025462 | 2760 | 120 | 60 | WORK ASSOCIATED WITH TOWER FOUNDATION | 100001257 | 995433 |  | 18 |  | Excavation: Dry Fissured Rock | M3 | 580.454 |  | Included | 0 | 0 | 0
8 | 7000025462 | 2760 | 120 | 70 | WORK ASSOCIATED WITH TOWER FOUNDATION | 100001259 | 995433 |  | 18 |  | Excavation: Hard Rock | M3 | 116.091 |  | Included | 0 | 0 | 0
9 | 7000025462 | 2770 | 130 | 10 | ERECTION | 100001248 | 995455 |  | 18 |  | Erection of various types of towers, tower extensions (complete), bolts & nuts, hangers, d-shackles, step bolts, pack washers etc.including tack welding & supply & application of zinc rich paint : Normal towers | MT | 108.332 |  | Included | 0 | 0 | 0
10 | 7000025462 | 2780 | 150 | 10 | INSTALLATION OF EARTHING OF TOWERS | 100001270 | 995468 |  | 18 |  | Installation of earthing of towers: Counterpoise type (120 m length) | EA | 3 |  | Included | 0 | 0 | 0
11 | 7000025462 | 2790 | 160 | 10 | INSTALLATION OF TOWER ACCESSORIES | 100001274 | 995444 |  | 18 |  | Installation of tower accessories : Danger Plate | EA | 3 |  | Included | 0 | 0 | 0
12 | 7000025462 | 2790 | 160 | 20 | INSTALLATION OF TOWER ACCESSORIES | 100001275 | 995444 |  | 18 |  | Installation of tower accessories: Number Plate | EA | 3 |  | Included | 0 | 0 | 0
13 | 7000025462 | 2790 | 160 | 30 | INSTALLATION OF TOWER ACCESSORIES | 100001276 | 995444 |  | 18 |  | Installation of tower accessories: Phase Plate (Set of three) | SET | 6 |  | Included | 0 | 0 | 0
14 | 7000025462 | 2790 | 160 | 40 | INSTALLATION OF TOWER ACCESSORIES | 100001278 | 995444 |  | 18 |  | Installation of tower accessories: Circuit Plate (Set of two) | SET | 3 |  | Included | 0 | 0 | 0
15 | 7000025462 | 2790 | 160 | 50 | INSTALLATION OF TOWER ACCESSORIES | 100001277 | 995444 |  | 18 |  | Installation of tower accessories: Anti-Climbing Devices | EA | 3 |  | Included | 0 | 0 | 0
16 | 7000025462 | 2800 | 180 | 10 | STRINGING | 100003335 | 995468 |  | 18 |  | 220kV D/C AC with single conductor/installation of insulator strings complete with arcing horns and necessary hardware, installingand stringing of conductor including fixing of conductor accessories , installing and stringing of OPGW and OPGW accessories forthe line | KM | 0.294 |  | Included | 0 | 0 | 0
17 | 7000025462 | 2810 | 190 | 10 | PROTECTION OF TOWER FOOTING | 100001264 | 995456 |  | 18 |  | Protection of tower footing (supply and installation): ' Random rubble stone masonary including excavation (1:5 cement mortar) | M3 | 600 |  | Included | 0 | 0 | 0
18 | 7000025462 | 2810 | 190 | 20 | PROTECTION OF TOWER FOOTING | 100001268 | 995456 |  | 18 |  | Protection of tower footing (supply and installation): Backfilling and gap levelling of volumes enclosed by revetment | M3 | 150 |  | Included | 0 | 0 | 0
19 | 7000025462 | 2810 | 190 | 30 | PROTECTION OF TOWER FOOTING | 100001267 | 995456 |  | 18 |  | Protection of tower footing (supply and installation): M 15 (1:2:4) mixed concrete for top seal cover of revetment | M3 | 6 |  | Included | 0 | 0 | 0
20 | 7000025462 | 2840 | 210 | 10 | BENCHING | 100001252 | 995432 |  | 18 |  | Benching: All kinds of soils except fissured rock,hard rock and sandy soil | M3 | 375 |  | Included | 0 | 0 | 0
21 | 7000025462 | 2840 | 210 | 20 | BENCHING | 100001253 | 995432 |  | 18 |  | Benching: Fissured Rock | M3 | 300 |  | Included | 0 | 0 | 0
22 | 7000025462 | 2840 | 210 | 30 | BENCHING | 100001254 | 995432 |  | 18 |  | Benching:Hard Rock | M3 | 75 |  | Included | 0 | 0 | 0
23 | 7000025462 | 2850 | 220 | 10 | INSTALLATION OF AVIATION LIGHT | 100001282 | 995444 |  | 18 |  | Installation of Span Markers for aviation requirements | EA | 3 |  | Included | 0 | 0 | 0
24 | 7000025462 | 2850 | 220 | 20 | INSTALLATION OF AVIATION LIGHT | 100001283 | 995444 |  | 18 |  | Installation of Obstruction Lights for Aviation requirements 1 Medium Intensity Plus 2 Low Intensity | SET | 3 |  | Included | 0 | 0 | 0
25 | 7000025462 | 2860 | 230 | 10 | PAINTING OF TOWER | 100001285 | 995473 |  | 18 |  | Painting of towers | MT | 32 |  | Included | 0 | 0 | 0
26 | 7000025462 | 2870 | 270 | 10 | Labour camp | 100023085 | 995455 |  | 18 |  | ESTABLISHMENT OF LABOUR CAMPS AS PER PROVISION UNDER FACILITIES TO BE INCORPORATED FOR LABOURERS IN TECHNICAL SPECIFICATION | LS | 1 |  | Included | 0 | 0 | 0
27 | 7000025462 | 3050 | 310 | 10 | OPGW Services | 170000266 | 998716 |  | 18 |  | Installation of Joint box above ground (Including Splicing & Testing) : 48 fibres | EA | 2 |  | Included | 0 | 0 | 0
28 | 7000025462 | 3050 | 310 | 20 | OPGW Services | 170000356 | 998336 |  | 18 |  | Fibre Optic Distribution Panel (FODP): Indoor Type: FC Coupling and mounted on ETSI 19" rack or slimline rack: Type 2 (96 Fibre) | EA | 1 |  | Included | 0 | 0 | 0
29 | 7000025462 | 3050 | 310 | 30 | OPGW Services | 100002883 | 998336 |  | 18 |  | Fibre Optic Approach cabling: Including installation hardware like ties/clips/cleats, conduits, ducts, supports, fittings,accessories etc.: 48 Fibre | KM | 1 |  | Included | 0 | 0 | 0
| SS98-220/33kV NILGRAR GIS (NEW) | [15 empty] | Revaluation of J column | Tax Calculation
1 | 7000025462 | 2010 | 390 | 10 | POWER TRANSFORMER | 100001864 | 998736 |  | 18 |  | Nitrogen injection type fire protection for 220kV transformer | SET | 2 |  | Included | 0 | 0 | 0
2 | 7000025462 | 2010 | 390 | 20 | POWER TRANSFORMER | 100003729 | 995454 |  | 18 |  | Oil storage tank (10kL) | EA | 2 |  | Included | 0 | 0 | 0
3 | 7000025462 | 2010 | 390 | 30 | POWER TRANSFORMER | 100034622 | 998736 |  | 18 |  | ANALOG/CONVENTIONAL TYPE RTCC PANEL WITH RELAYS AS PER TS | SET | 2 |  | Included | 0 | 0 | 0
4 | 7000025462 | 2010 | 390 | 40 | POWER TRANSFORMER | 100034621 | 998736 |  | 18 |  | Insulating Oil for 25 MVA , 220/33 KV, 3-phase Transformer | SET | 2 |  | Included | 0 | 0 | 0
5 | 7000025462 | 2010 | 390 | 50 | POWER TRANSFORMER | 100034620 | 998736 |  | 18 |  | 25MVA, 220/33 KV, 3-PHASE POWER TRANSFORMER EXCLUDING INSULATING OIL | EA | 2 |  | Included | 0 | 0 | 0
6 | 7000025462 | 2020 | 400 | 10 | LT TRANSFORMER | 100000083 | 998736 |  | 18 |  | 400kVA, 33/0.433kV LT Transformer | EA | 2 |  | Included | 0 | 0 | 0
7 | 7000025462 | 2030 | 410 | 10 | 245KV GIS EQUIPMENTS | 100000372 | 998736 |  | 18 |  | 245kV, 1600 A, 40 kA, SF6 GIS ICT feeder bay module | SET | 2 |  | Included | 0 | 0 | 0
8 | 7000025462 | 2030 | 410 | 20 | 245KV GIS EQUIPMENTS | 100000382 | 998736 |  | 18 |  | 245kV, 1600 A, 40 kA, SF6 GIS Line feeder bay module as per Section-Project, Technical specification | SET | 2 |  | Included | 0 | 0 | 0
9 | 7000025462 | 2030 | 410 | 30 | 245KV GIS EQUIPMENTS | 100006484 | 998736 |  | 18 |  | 245 kV, 2500A, 40kA, SF6 GIS Bus bar module as per Section-Project. | SET | 2 |  | Included | 0 | 0 | 0
10 | 7000025462 | 2030 | 410 | 40 | 245KV GIS EQUIPMENTS | 100000414 | 998736 |  | 18 |  | 245kV, 2500 A, 40 kA, SF6 GIS Bus coupler bay module | SET | 1 |  | Included | 0 | 0 | 0
11 | 7000025462 | 2040 | 420 | 10 | 245KV AIS EQUIPMENTS | 100000484 | 998736 |  | 18 |  | 216kV Surge Arrester (1-phase) | EA | 12 |  | Included | 0 | 0 | 0
12 | 7000025462 | 2040 | 420 | 20 | 245KV AIS EQUIPMENTS | 100001907 | 998736 |  | 18 |  | 245 kV,1 phase Bus Post Insulator (except for Line Traps) | EA | 40 |  | Included | 0 | 0 | 0
13 | 7000025462 | 2050 | 430 | 10 | 33KV INDOOR GIS SWITCHGEAR | 100003777 | 998736 |  | 18 |  | 36 kV,25 KA, 3-phase Indoor Switch gear Panel (GIS Type)-Transformer Module | EA | 2 |  | Included | 0 | 0 | 0
14 | 7000025462 | 2050 | 430 | 20 | 33KV INDOOR GIS SWITCHGEAR | 100003776 | 998736 |  | 18 |  | 36 kV,25 KA, 3-phase Indoor Switch gear Panel (GIS Type)-Line Module | EA | 5 |  | Included | 0 | 0 | 0
15 | 7000025462 | 2050 | 430 | 30 | 33KV INDOOR GIS SWITCHGEAR | 100003778 | 998736 |  | 18 |  | 36 kV, 25kA Indoor Switch gear Panel (GIS Type) for Bus Sectionaliser Module | SET | 1 |  | Included | 0 | 0 | 0
16 | 7000025462 | 2050 | 430 | 40 | 33KV INDOOR GIS SWITCHGEAR | 100003791 | 998736 |  | 18 |  | 36 kV,25 KA, 3-phase Indoor Switch gear Panel (GIS Type)-LT Transformer Module | EA | 2 |  | Included | 0 | 0 | 0
17 | 7000025462 | 2060 | 440 | 10 | 33KV OUTDOOR AIS EQUIPMENT | 100000669 | 998736 |  | 18 |  | 30kV Surge Arrester (1-Phase) | EA | 21 |  | Included | 0 | 0 | 0
18 | 7000025462 | 2060 | 440 | 20 | 33KV OUTDOOR AIS EQUIPMENT | 100000684 | 998736 |  | 18 |  | 36kV, 1ph Bus post insulator | SET | 12 |  | Included | 0 | 0 | 0
19 | 7000025462 | 2060 | 440 | 30 | 33KV OUTDOOR AIS EQUIPMENT | 100004489 | 998736 |  | 18 |  | 33KV, 1CX630 SQMM XLPE AL ARMOURED CABLE ALONGWITH ACCESSORIES AS PER TECH. SPECIFICATION | KM | 1.5 |  | Included | 0 | 0 | 0
20 | 7000025462 | 2060 | 440 | 40 | 33KV OUTDOOR AIS EQUIPMENT | 100004290 | 998736 |  | 18 |  | 33KV, 3CX95 SQMM XLPE AL ARMOURED CABLE ALONGWITH ACCESSORIES AS PER TECH. SPECIFICATION | KM | 0.6 |  | Included | 0 | 0 | 0
21 | 7000025462 | 2060 | 440 | 50 | 33KV OUTDOOR AIS EQUIPMENT | 100002357 | 998736 |  | 18 |  | 33kV XLPE cable Termination Equipment along with structure accessories for out door termination (one set consists of complete &requirement for one bay) | SET | 7 |  | Included | 0 | 0 | 0
22 | 7000025462 | 2060 | 440 | 60 | 33KV OUTDOOR AIS EQUIPMENT | 100000660 | 998736 |  | 18 |  | 36 kV, 630A, 25 KA, 3-Phase DoubleBreak Isolator with one E/S | EA | 3 |  | Included | 0 | 0 | 0
23 | 7000025462 | 2070 | 450 | 10 | TESTING & MAINTENANCE EQPT FOR GIS | 100000433 | 998736 |  | 18 |  | EOT Crane for GIS Building for 220kV GIS Station | SET | 1 |  | Included | 0 | 0 | 0
24 | 7000025462 | 2080 | 460 | 10 | CONTROL & RELAY PANELS | 100000736 | 998736 |  | 18 |  | 220kV Circuit Breaker Relay Panel with Auto Reclose (with Automation) | EA | 5 |  | Included | 0 | 0 | 0
25 | 7000025462 | 2080 | 460 | 20 | CONTROL & RELAY PANELS | 100000738 | 998736 |  | 18 |  | 220kV Line Protection Panel (with Automation) | EA | 2 |  | Included | 0 | 0 | 0
26 | 7000025462 | 2080 | 460 | 30 | CONTROL & RELAY PANELS | 100000739 | 998736 |  | 18 |  | 220kV Transformer Protection Panel (For both HV & MV side)-(with Automation) | EA | 2 |  | Included | 0 | 0 | 0
27 | 7000025462 | 2080 | 460 | 40 | CONTROL & RELAY PANELS | 100000741 | 998736 |  | 18 |  | 220kV Bus Bar Protection Panel (Single)-(with Automation) | SET | 1 |  | Included | 0 | 0 | 0
28 | 7000025462 | 2080 | 460 | 50 | CONTROL & RELAY PANELS | 100001891 | 998736 |  | 18 |  | Time synchronisation equipment | EA | 1 |  | Included | 0 | 0 | 0
29 | 7000025462 | 2090 | 470 | 10 | SUBSTATION AUTOMATION SYSTEM | 100000772 | 998736 |  | 18 |  | Complete Substation automation System for 220kV bay as per Technical Specification | EA | 5 |  | Included | 0 | 0 | 0
30 | 7000025462 | 2090 | 470 | 20 | SUBSTATION AUTOMATION SYSTEM | 100000775 | 998736 |  | 18 |  | Complete Substation automation System for 33kV bay as per Technical Specification | EA | 10 |  | Included | 0 | 0 | 0
31 | 7000025462 | 2090 | 470 | 30 | SUBSTATION AUTOMATION SYSTEM | 100000783 | 998736 |  | 18 |  | Complete Substation automation System for controlling and monitoring of Auxilary System including BCUs as per technicalspecification | SET | 1 |  | Included | 0 | 0 | 0
32 | 7000025462 | 2100 | 480 | 10 | DIGITAL PROTECTION COUPLER-DRASS END | 100000891 | 998734 |  | 18 |  | Digital Protection Coupler | EA | 2 |  | Included | 0 | 0 | 0
33 | 7000025462 | 2110 | 490 | 10 | DIGITAL PROTECTION COUPLER-NILGRAR END | 100000891 | 998734 |  | 18 |  | Digital Protection Coupler | EA | 2 |  | Included | 0 | 0 | 0
34 | 7000025462 | 2110 | 490 | 20 | DIGITAL PROTECTION COUPLER-NILGRAR END | 100017070 | 998734 |  | 18 |  | Dismantling, transportation and re-erection of DPC | SET | 2 |  | Included | 0 | 0 | 0
35 | 7000025462 | 2120 | 500 | 10 | SWITCHYARD ERECTION | 100000512 | 998731 |  | 18 |  | Erection Hardware for 220kV DM-type layout for GIS termination arrangement-Line bay as per specification | SET | 2 |  | Included | 0 | 0 | 0
36 | 7000025462 | 2120 | 500 | 20 | SWITCHYARD ERECTION | 100000513 | 998731 |  | 18 |  | Erection Hardware for 220kV DM-type layout for GIS termination arrangement-Transformer bay as per specification | SET | 2 |  | Included | 0 | 0 | 0
37 | 7000025462 | 2120 | 500 | 30 | SWITCHYARD ERECTION | 100000675 | 998731 |  | 18 |  | Erection Hardware for the 33kV Bus Scheme as per SLD-Transformer Bay as per specification | SET | 2 |  | Included | 0 | 0 | 0
38 | 7000025462 | 2120 | 500 | 40 | SWITCHYARD ERECTION | 100003103 | 998731 |  | 18 |  | 40 mm MS rod for Main Earthmat | KM | 7.5 |  | Included | 0 | 0 | 0
39 | 7000025462 | 2120 | 500 | 50 | SWITCHYARD ERECTION | 100000674 | 998731 |  | 18 |  | Erection Hardware for the 33kV Bus Scheme as per SLD-Line Bay as per specification | SET | 3 |  | Included | 0 | 0 | 0
40 | 7000025462 | 2120 | 500 | 60 | SWITCHYARD ERECTION | 100004724 | 998731 |  | 18 |  | ERECTION H/W- AUX LT TRANSFORMER | SET | 2 |  | Included | 0 | 0 | 0
41 | 7000025462 | 2480 | 510 | 10 | FIRE PROTECTION SYSTEM | 100002057 | 995461 |  | 18 |  | Fire Detection and Alarm System for Control Room Building(220kV) | SET | 1 |  | Included | 0 | 0 | 0
42 | 7000025462 | 2480 | 510 | 20 | FIRE PROTECTION SYSTEM | 100002060 | 995461 |  | 18 |  | Fire Detection and Alarm System for 220kV GIS Hall | SET | 1 |  | Included | 0 | 0 | 0
43 | 7000025462 | 2480 | 510 | 30 | FIRE PROTECTION SYSTEM | 100034624 | 995461 |  | 18 |  | FIRE DETECTION AND ALARM SYSTEM FOR DG SET BUILDING AS PER TS | SET | 1 |  | Included | 0 | 0 | 0
44 | 7000025462 | 2480 | 510 | 40 | FIRE PROTECTION SYSTEM | 100000975 | 995461 |  | 18 |  | 4.5 kg CO2 type Portable Fire extinguisher | EA | 15 |  | Included | 0 | 0 | 0
45 | 7000025462 | 2480 | 510 | 50 | FIRE PROTECTION SYSTEM | 100002752 | 998736 |  | 18 |  | 5Kg dry chemical powered type Portable Fire extinguisher | EA | 8 |  | Included | 0 | 0 | 0
46 | 7000025462 | 2480 | 510 | 60 | FIRE PROTECTION SYSTEM | 100000973 | 998736 |  | 18 |  | 50 litre foam type Trolley/Wheel mounted Fire extinguisher | EA | 2 |  | Included | 0 | 0 | 0
47 | 7000025462 | 2480 | 510 | 70 | FIRE PROTECTION SYSTEM | 100000972 | 998736 |  | 18 |  | 9litre water type Portable Fire extinguisher | EA | 2 |  | Included | 0 | 0 | 0
48 | 7000025462 | 2130 | 520 | 10 | DG SET WITH CONTROL PANEL | 100000957 | 998736 |  | 18 |  | 250 kVA Diesel Generator along with control Panel | SET | 1 |  | Included | 0 | 0 | 0
49 | 7000025462 | 2130 | 520 | 20 | DG SET WITH CONTROL PANEL | 100034626 | 998731 |  | 18 |  | DIESEL HOLDING TANK-10 KL INCLUDING MOTOR, PIPE & OTHER ACCESSORIES | SET | 1 |  | Included | 0 | 0 | 0
50 | 7000025462 | 2140 | 530 | 10 | LT SWITCHGEAR | 100000894 | 998736 |  | 18 |  | 415V Main Switchboard | SET | 1 |  | Included | 0 | 0 | 0
51 | 7000025462 | 2140 | 530 | 20 | LT SWITCHGEAR | 100000895 | 998736 |  | 18 |  | AC Distribution Board (ACDB) | SET | 1 |  | Included | 0 | 0 | 0
52 | 7000025462 | 2140 | 530 | 30 | LT SWITCHGEAR | 100002064 | 998731 |  | 18 |  | 415V MLDB(along with 2 nos. 100 kVA Lighting transformer) | SET | 1 |  | Included | 0 | 0 | 0
53 | 7000025462 | 2140 | 530 | 40 | LT SWITCHGEAR | 100000899 | 998736 |  | 18 |  | 415V Emergency LDB(along with 1 no. 100kVA lighting transformer) | SET | 1 |  | Included | 0 | 0 | 0
54 | 7000025462 | 2140 | 530 | 50 | LT SWITCHGEAR | 100000902 | 998736 |  | 18 |  | 220V DCDB | SET | 2 |  | Included | 0 | 0 | 0
55 | 7000025462 | 2140 | 530 | 60 | LT SWITCHGEAR | 100000905 | 998736 |  | 18 |  | 48V DCDB | SET | 2 |  | Included | 0 | 0 | 0
56 | 7000025462 | 2150 | 540 | 10 | BATTERY & BATTERY CHARGER | 100000910 | 998736 |  | 18 |  | 220V, 400 Ah Battery | SET | 2 |  | Included | 0 | 0 | 0
57 | 7000025462 | 2150 | 540 | 20 | BATTERY & BATTERY CHARGER | 100000926 | 998736 |  | 18 |  | 48V, 400 Ah Battery | SET | 2 |  | Included | 0 | 0 | 0
58 | 7000025462 | 2150 | 540 | 30 | BATTERY & BATTERY CHARGER | 100000934 | 998736 |  | 18 |  | 220V, 50A/50A Float Cum Boost BatteryCharger | EA | 2 |  | Included | 0 | 0 | 0
59 | 7000025462 | 2150 | 540 | 40 | BATTERY & BATTERY CHARGER | 100000949 | 998736 |  | 18 |  | 48V, 50A/50A Float Cum Boost BatteryCharger | EA | 2 |  | Included | 0 | 0 | 0
60 | 7000025462 | 2160 | 550 | 10 | AIR CONDITIONING & HEATING SYSTEM | 100000960 | 995463 |  | 18 |  | High wall type split AC unit of 2 TR capacity | EA | 6 |  | Included | 0 | 0 | 0
61 | 7000025462 | 2160 | 550 | 20 | AIR CONDITIONING & HEATING SYSTEM | 100000964 | 995463 |  | 18 |  | Ventillation and Heating system for 220KV GIS Hall | SET | 1 |  | Included | 0 | 0 | 0
62 | 7000025462 | 2160 | 550 | 30 | AIR CONDITIONING & HEATING SYSTEM | 100003495 | 998731 |  | 18 |  | Oil flow type heat convectors of 2000 Watts, 220 V AC of ISI mark | EA | 50 |  | Included | 0 | 0 | 0
63 | 7000025462 | 2170 | 560 | 10 | ILLUMINATION SYSTEM (INDOOR) | 100001888 | 998739 |  | 18 |  | Control room cum administrative building (220kV) illumination | LOT | 1 |  | Included | 0 | 0 | 0
64 | 7000025462 | 2170 | 560 | 20 | ILLUMINATION SYSTEM (INDOOR) | 100008185 | 998736 |  | 18 |  | Indoor Lightning for GIS Building (As per Technical specification) including AHU & Relay Rooms as applicable | SET | 1 |  | Included | 0 | 0 | 0
65 | 7000025462 | 2170 | 560 | 30 | ILLUMINATION SYSTEM (INDOOR) | 100001020 | 998731 |  | 18 |  | Lighting Panel (Indoor) type ACP-1 as per technical specification | EA | 2 |  | Included | 0 | 0 | 0
66 | 7000025462 | 2170 | 560 | 40 | ILLUMINATION SYSTEM (INDOOR) | 100001050 | 998731 |  | 18 |  | 5/15 A, 240V: Indoor Receptacle 3-pin type modular (type RI) as per technical specifications | EA | 50 |  | Included | 0 | 0 | 0
67 | 7000025462 | 2170 | 560 | 50 | ILLUMINATION SYSTEM (INDOOR) | 100002487 | 998731 |  | 18 |  | Security Room Illumination including conduit | LS | 1 |  | Included | 0 | 0 | 0
68 | 7000025462 | 2170 | 560 | 60 | ILLUMINATION SYSTEM (INDOOR) | 100034625 | 998731 |  | 18 |  | DG Set Room illimunation including conduit | SET | 1 |  | Included | 0 | 0 | 0
69 | 7000025462 | 2180 | 570 | 10 | ILLUMINATION SYSTEM (OUTDOOR) | 100001021 | 995461 |  | 18 |  | Lighting Panel type ACP-2 as per technical specification | EA | 4 |  | Included | 0 | 0 | 0
70 | 7000025462 | 2180 | 570 | 20 | ILLUMINATION SYSTEM (OUTDOOR) | 100001022 | 998731 |  | 18 |  | Lighting Panel type ACP-3 as per technical specification | EA | 2 |  | Included | 0 | 0 | 0
71 | 7000025462 | 2180 | 570 | 30 | ILLUMINATION SYSTEM (OUTDOOR) | 100001023 | 998731 |  | 18 |  | Lighting Panel type DCP as per technical specification | EA | 1 |  | Included | 0 | 0 | 0
72 | 7000025462 | 2180 | 570 | 40 | ILLUMINATION SYSTEM (OUTDOOR) | 100004926 | 998731 |  | 18 |  | Lighting Fixture LED Luminaires type FL2 as per tech. specifications | EA | 25 |  | Included | 0 | 0 | 0
73 | 7000025462 | 2180 | 570 | 50 | ILLUMINATION SYSTEM (OUTDOOR) | 100004852 | 998731 |  | 18 |  | Lighting Fixture LED Luminaires type FL-1 as per tech. specifications | EA | 15 |  | Included | 0 | 0 | 0
74 | 7000025462 | 2180 | 570 | 60 | ILLUMINATION SYSTEM (OUTDOOR) | 100004937 | 998731 |  | 18 |  | Fire Wall Mounted LED Luminarie Type FL-2 (250W) | EA | 4 |  | Included | 0 | 0 | 0
75 | 7000025462 | 2180 | 570 | 70 | ILLUMINATION SYSTEM (OUTDOOR) | 100004850 | 998731 |  | 18 |  | Lighting Fixture LED Luminaires type SL-L1 as per tech. specifications | EA | 30 |  | Included | 0 | 0 | 0
76 | 7000025462 | 2180 | 570 | 80 | ILLUMINATION SYSTEM (OUTDOOR) | 100004851 | 998731 |  | 18 |  | Lighting Fixture LED Luminaires type SL-D1 as per tech. specifications | EA | 20 |  | Included | 0 | 0 | 0
77 | 7000025462 | 2180 | 570 | 90 | ILLUMINATION SYSTEM (OUTDOOR) | 100004934 | 998731 |  | 18 |  | Type L1 Street Lighting Pole of 6 meter as per technical specification. | EA | 30 |  | Included | 0 | 0 | 0
78 | 7000025462 | 2180 | 570 | 100 | ILLUMINATION SYSTEM (OUTDOOR) | 100004935 | 998731 |  | 18 |  | Type D1 Post top lantern pole of 4 meter as per technical specification. | EA | 20 |  | Included | 0 | 0 | 0
79 | 7000025462 | 2180 | 570 | 110 | ILLUMINATION SYSTEM (OUTDOOR) | 100001885 | 998739 |  | 18 |  | Outdoor Power Receptacle for oilfiltration unit (250A) | EA | 1 |  | Included | 0 | 0 | 0
80 | 7000025462 | 2180 | 570 | 120 | ILLUMINATION SYSTEM (OUTDOOR) | 100001052 | 998731 |  | 18 |  | 63A, 415V : Interlocked switch socket outdoor Receptacle (type RP) as per technical specifications | EA | 5 |  | Included | 0 | 0 | 0
81 | 7000025462 | 2180 | 570 | 130 | ILLUMINATION SYSTEM (OUTDOOR) | 100001051 | 998731 |  | 18 |  | 15A, 240V: Outdoor Receptacle 2 pole, 3-pin modular (type RO) as per technical specifications | EA | 5 |  | Included | 0 | 0 | 0
82 | 7000025462 | 2180 | 570 | 140 | ILLUMINATION SYSTEM (OUTDOOR) | 100004936 | 998731 |  | 18 |  | Portable Flood Light Panel with LED LuminariesType FL-2 (250W) | EA | 1 |  | Included | 0 | 0 | 0
83 | 7000025462 | 2190 | 580 | 10 | 1.1KV POWER & CONTROL CABLES | 100002181 | 998736 |  | 18 |  | 1.1kV grade Power Cables (PVCinsulated)along withlugs,glands,straight joints &accessories,etc. | LS | 1 |  | Included | 0 | 0 | 0
84 | 7000025462 | 2190 | 580 | 20 | 1.1KV POWER & CONTROL CABLES | 100002182 | 998736 |  | 18 |  | 1.1kV grade Control Cables (PVCinsulated) along withlugs,glands,straight joints &accessories,etc. | LS | 1 |  | Included | 0 | 0 | 0
85 | 7000025462 | 2190 | 580 | 30 | 1.1KV POWER & CONTROL CABLES | 100002180 | 998736 |  | 18 |  | 1.1kV grade Power Cables (XLPEinsulated) along withlugs,glands,straight joints &accessories,etc. | LS | 1 |  | Included | 0 | 0 | 0
86 | 7000025462 | 2290 | 600 | 10 | Ser- Tele Eqpt at Nilgrar GIS | 100002812 | 998734 |  | 18 |  | SDH Equipment (STM-16 MADM upto 5 MSP protected directions)-Base Equipment (Common cards, Cross Connect/control cards, optical basecards, power supply cards, power cabling, other hardware and accessories including sub racks, patch cord, DDF etc fully equipedexcluding optical interface & Tributary cards | EA | 1 |  | Included | 0 | 0 | 0
87 | 7000025462 | 2290 | 600 | 20 | Ser- Tele Eqpt at Nilgrar GIS | 170000432 | 998734 |  | 18 |  | Optical Interface Cards/SFP# -L4.2 for SDH Equipment-STM-16 | EA | 4 |  | Included | 0 | 0 | 0
88 | 7000025462 | 2290 | 600 | 30 | Ser- Tele Eqpt at Nilgrar GIS | 100002825 | 998734 |  | 18 |  | Tributary interface- E1 interface (Minimum 16 nos.) | SET | 2 |  | Included | 0 | 0 | 0
89 | 7000025462 | 2290 | 600 | 40 | Ser- Tele Eqpt at Nilgrar GIS | 170000550 | 998336 |  | 18 |  | Ethernet Interface 10/100 Base T with Layer-2 switching (Min 8 Interfaces per card) | EA | 2 |  | Included | 0 | 0 | 0
90 | 7000025462 | 2290 | 600 | 50 | Ser- Tele Eqpt at Nilgrar GIS | 100002829 | 998734 |  | 18 |  | Tributary interface-Gigabit Ethernet Interfaces 10/100 Mbps with Layer -2 Switching (minimum 2 nos.) | SET | 1 |  | Included | 0 | 0 | 0
91 | 7000025462 | 2290 | 600 | 60 | Ser- Tele Eqpt at Nilgrar GIS | 170000375 | 998734 |  | 18 |  | Equipment Cabinets-For SDH Equipments | EA | 1 |  | Included | 0 | 0 | 0
92 | 7000025462 | 2290 | 600 | 70 | Ser- Tele Eqpt at Nilgrar GIS | 170000376 | 998734 |  | 18 |  | NMS-Craft Terminal-Hardware | EA | 1 |  | Included | 0 | 0 | 0
93 | 7000025462 | 2290 | 600 | 80 | Ser- Tele Eqpt at Nilgrar GIS | 170000377 | 998734 |  | 18 |  | NMS-Craft Terminal-Software | EA | 1 |  | Included | 0 | 0 | 0
94 | 7000025462 | 2290 | 600 | 90 | Ser- Tele Eqpt at Nilgrar GIS | 170000551 | 998336 |  | 18 |  | VOIP telephone instrument with one common switch (min. 8 port) | EA | 2 |  | Included | 0 | 0 | 0
95 | 7000025462 | 2340 | 630 | 10 | Ser- Tele Eqpt at Drass | 170000432 | 998734 |  | 18 |  | Optical Interface Cards/SFP# -L4.2 for SDH Equipment-STM-16 | EA | 2 |  | Included | 0 | 0 | 0
96 | 7000025462 | 2340 | 630 | 20 | Ser- Tele Eqpt at Drass | 170000551 | 998336 |  | 18 |  | VOIP telephone instrument with one common switch (min. 8 port) | EA | 2 |  | Included | 0 | 0 | 0
97 | 7000025462 | 2350 | 640 | 10 | Ser- Tele Eqpt at Alusteng | 170000432 | 998734 |  | 18 |  | Optical Interface Cards/SFP# -L4.2 for SDH Equipment-STM-16 | EA | 2 |  | Included | 0 | 0 | 0
98 | 7000025462 | 2350 | 640 | 20 | Ser- Tele Eqpt at Alusteng | 170000551 | 998336 |  | 18 |  | VOIP telephone instrument with one common switch (min. 8 port) | EA | 2 |  | Included | 0 | 0 | 0
99 | 7000025462 | 2430 | 660 | 10 | CIVIL WORKS | 100004518 | 995433 |  | 18 |  | Excavation in all kind of soil including rock for all leads and lifts, backfilling, disposal of surplus earth within a lead up to2Km as per technical specification. The surplus earth shall be roughly graded . | M3 | 18700 |  | Included | 0 | 0 | 0
100 | 7000025462 | 2430 | 660 | 20 | CIVIL WORKS | 100011662 | 995433 |  | 18 |  | Excavation in hard rock which require blasting (including chemical blasting and rock excavated using specialized tools) for allfoundation works including stacking, measuring, disposal etc.for all leads and lifts as per technical specification. | M3 | 1870 |  | Included | 0 | 0 | 0
101 | 7000025462 | 2430 | 660 | 30 | CIVIL WORKS | 100001325 | 995454 |  | 18 |  | Providing and laying of Plain Cement Concrete (PCC) (1:4:8) | M3 | 559 |  | Included | 0 | 0 | 0
102 | 7000025462 | 2430 | 660 | 40 | CIVIL WORKS | 100001326 | 995454 |  | 18 |  | Providing and laying of Plain Cement Concrete (PCC) (1:2:4) | M3 | 48 |  | Included | 0 | 0 | 0
103 | 7000025462 | 2430 | 660 | 50 | CIVIL WORKS | 100001327 | 995454 |  | 18 |  | Providing and laying of Reinforced Cement Concrete M25 mix including pre cast, shuttering, Grouting of pockets & underpinning butexcluding steel reinforcement | M3 | 7261 |  | Included | 0 | 0 | 0
104 | 7000025462 | 2430 | 660 | 60 | CIVIL WORKS | 100001328 | 995454 |  | 18 |  | Providing and laying Plain Cement Concrete 1:5:10 (1 cement : 5 sand : 10 brick aggregate) | M3 | 390 |  | Included | 0 | 0 | 0
105 | 7000025462 | 2430 | 660 | 70 | CIVIL WORKS | 100001329 | 995454 |  | 18 |  | Steel Reinforcement | MT | 518 |  | Included | 0 | 0 | 0
106 | 7000025462 | 2430 | 660 | 80 | CIVIL WORKS | 100001330 | 995428 |  | 18 |  | Stone filling (40 mm size) for transformer/Reactor foundation | M3 | 40 |  | Included | 0 | 0 | 0
107 | 7000025462 | 2430 | 660 | 90 | CIVIL WORKS | 100001331 | 995455 |  | 18 |  | Misc. Structural steel including rails, embedments, edge protection angles, gratings etc. but excluding the reinforcement steel andsteel for lattice and pipe structures. | MT | 32 |  | Included | 0 | 0 | 0
108 | 7000025462 | 2430 | 660 | 100 | CIVIL WORKS | 100001714 | 995428 |  | 18 |  | Stone spreading in switchyard excluding PCC | M2 | 6500 |  | Included | 0 | 0 | 0
109 | 7000025462 | 2430 | 660 | 110 | CIVIL WORKS | 100001713 | 995424 |  | 18 |  | Antiweed treatment | M2 | 6500 |  | Included | 0 | 0 | 0
110 | 7000025462 | 2430 | 660 | 120 | CIVIL WORKS | 100003114 | 995454 |  | 18 |  | External finishing / painting of fire wall (water proofing cement paint) (DSR 13.44.1) | M2 | 110 |  | Included | 0 | 0 | 0
111 | 7000025462 | 2430 | 660 | 130 | CIVIL WORKS | 100008110 | 995421 |  | 18 |  | 3.75m wide Bitumen road with earthen shoulder including 100 mm dia RCC Hume Pipe @ 100 metre interval as per drawing and TS (as perDSR item no 16.35 and 16.30.1) and including 225 mm thick WBM in three equal layers of 75 mm each as per CPWD specification. | M2 | 1875 |  | Included | 0 | 0 | 0
112 | 7000025462 | 2430 | 660 | 140 | CIVIL WORKS | 100016520 | 995421 |  | 18 |  | 3.75m wide bitumen approach road with earthen shoulder including 100 mm dia RCC Hume Pipe @ 100 metre interval as per drawing and TS(as perDSR item no 16.35 and 16.30.1) and including 225 mm thick WBM in three equal layers of 75 mm each as per CPWD specification. | M2 | 3750 |  | Included | 0 | 0 | 0
113 | 7000025462 | 2430 | 660 | 150 | CIVIL WORKS | 100001719 | 995421 |  | 18 |  | Construction of rail cum road as per drawing including all item such as excavation,compactions, rolling watering, WBM etc. butexcluding concrete reinforcement and structural steel-Section having two rails for auto transformer | M2 | 135 |  | Included | 0 | 0 | 0
114 | 7000025462 | 2430 | 660 | 160 | CIVIL WORKS | 100001391 | 995477 |  | 18 |  | New chain Link Fencing excluding concrete | M | 300 |  | Included | 0 | 0 | 0
115 | 7000025462 | 2430 | 660 | 170 | CIVIL WORKS | 100001392 | 995455 |  | 18 |  | Switchyard Gate excluding Concrete | EA | 1 |  | Included | 0 | 0 | 0
116 | 7000025462 | 2430 | 660 | 180 | CIVIL WORKS | 100001735 | 995462 |  | 18 |  | RCC culverts and cable trench crossings including supplying and laying hume pipe 250mm dia of grade (NP-3) excluding concrete as perspecification. | M | 30 |  | Included | 0 | 0 | 0
117 | 7000025462 | 2430 | 660 | 190 | CIVIL WORKS | 100001736 | 995462 |  | 18 |  | RCC culverts and cable trench crossings including supplying and laying hume pipe 300mm dia of grade (NP-3) excluding concrete as perspecification. | M | 15 |  | Included | 0 | 0 | 0
118 | 7000025462 | 2430 | 660 | 200 | CIVIL WORKS | 100001737 | 995462 |  | 18 |  | RCC culverts and cable trench crossings including supplying and laying hume pipe 450mm dia of grade (NP-3) excluding concrete as perspecification. | M | 15 |  | Included | 0 | 0 | 0
119 | 7000025462 | 2430 | 660 | 210 | CIVIL WORKS | 100007701 | 995462 |  | 18 |  | Supplying and erecting dewatering pumps- 2 HP | EA | 4 |  | Included | 0 | 0 | 0
120 | 7000025462 | 2430 | 660 | 220 | CIVIL WORKS | 100001412 | 995462 |  | 18 |  | Drain including culverts but excluding concrete & reinforcement steel-Section A-A | M | 600 |  | Included | 0 | 0 | 0
121 | 7000025462 | 2430 | 660 | 230 | CIVIL WORKS | 100001413 | 995462 |  | 18 |  | Drain including culverts but excluding concrete & reinforcement steel-Section B-B | M | 200 |  | Included | 0 | 0 | 0
122 | 7000025462 | 2430 | 660 | 240 | CIVIL WORKS | 100001414 | 995462 |  | 18 |  | Drain including culverts but excluding concrete & reinforcement steel-Section C-C | M | 100 |  | Included | 0 | 0 | 0
123 | 7000025462 | 2430 | 660 | 250 | CIVIL WORKS | 100001415 | 995462 |  | 18 |  | Drain including culverts but excluding concrete & reinforcement steel-Section D-D | M | 100 |  | Included | 0 | 0 | 0
124 | 7000025462 | 2430 | 660 | 260 | CIVIL WORKS | 100001698 | 995454 |  | 18 |  | Car Parking (10 cars) - Civil Works.All civil works as per drawing and specifications complete, including - brickwork, finishing(external and internal), windows etc. However,excavation, PCC, RCC and reinforcement shall be paid separately as per BPS. | M2 | 150 |  | Included | 0 | 0 | 0
125 | 7000025462 | 2430 | 660 | 270 | CIVIL WORKS | 100001701 | 995411 |  | 18 |  | Security Hut - Civil WorksAll civilworks as per drawing and specificationscomplete, including - brickwork,finishing (external and internal),windows etc.However, excavation, PCC,RCC and reinforcement shall be paidseparately as per BPS. | M2 | 18 |  | Included | 0 | 0 | 0
126 | 7000025462 | 2430 | 660 | 280 | CIVIL WORKS | 120002098 | 995424 |  | 18 |  | 18.6.8 Providing and fixing 3 layer PP-R (Poly propylene Random copolymer) pipes U V stabilized & anti - microbial fusion welded,having thermal stability for hot & cold water supply including all PP -R plain & brass threaded polypropylene random fittingsincluding trenching ,refilling & testing of joints complete as per direction of Engineer in Charge. External work : PN - 16 Pipe, 75mm OD (SDR – 7.4) | M | 240 |  | Included | 0 | 0 | 0
127 | 7000025462 | 2430 | 660 | 290 | CIVIL WORKS | 120002096 | 995424 |  | 18 |  | 18.6.6 Providing and fixing 3 layer PP-R (Poly propylene Random copolymer) pipes U V stabilized & anti - microbial fusion welded,having thermal stability for hot & cold water supply including all PP -R plain & brass threaded polypropylene random fittingsincluding trenching ,refilling & testing of joints complete as per direction of Engineer in Charge. External work : PN - 16 Pipe, 50mm OD (SDR – 7.4) | M | 50 |  | Included | 0 | 0 | 0
128 | 7000025462 | 2430 | 660 | 300 | CIVIL WORKS | 120002095 | 995424 |  | 18 |  | 18.6.5 Providing and fixing 3 layer PP-R (Poly propylene Random copolymer) pipes U V stabilized & anti - microbial fusion welded,having thermal stability for hot & cold water supply including all PP -R plain & brass threaded polypropylene random fittingsincluding trenching ,refilling & testing of joints complete as per direction of Engineer in Charge. External work : PN - 16 Pipe, 40mm OD (SDR – 7.4) | M | 50 |  | Included | 0 | 0 | 0
129 | 7000025462 | 2430 | 660 | 310 | CIVIL WORKS | 120002093 | 995424 |  | 18 |  | 18.6.3 Providing and fixing 3 layer PP-R (Poly propylene Random copolymer) pipes U V stabilized & anti - microbial fusion welded,having thermal stability for hot & cold water supply including all PP -R plain & brass threaded polypropylene random fittingsincluding trenching ,refilling & testing of joints complete as per direction of Engineer in Charge. External work : PN - 16 Pipe, 25mm OD (SDR – 7.4) | M | 60 |  | Included | 0 | 0 | 0
130 | 7000025462 | 2430 | 660 | 320 | CIVIL WORKS | 100001740 | 995441 |  | 18 |  | Septic tank and soakpit for CRB | EA | 1 |  | Included | 0 | 0 | 0
131 | 7000025462 | 2430 | 660 | 330 | CIVIL WORKS | 100002488 | 995462 |  | 18 |  | Septic tank and soakpit for Security Room | EA | 1 |  | Included | 0 | 0 | 0
132 | 7000025462 | 2430 | 660 | 340 | CIVIL WORKS | 100001755 | 995424 |  | 18 |  | Providing & Laying of SW pipes for external sewerage system as per technical specification 100mm dia pipe | M | 50 |  | Included | 0 | 0 | 0
133 | 7000025462 | 2430 | 660 | 350 | CIVIL WORKS | 100001756 | 995424 |  | 18 |  | Providing & Laying of SW pipes for external sewerage system as per technical specification 150mm dia pipe | M | 20 |  | Included | 0 | 0 | 0
134 | 7000025462 | 2430 | 660 | 360 | CIVIL WORKS | 100001757 | 995424 |  | 18 |  | Providing & Laying of SW pipes for external sewerage system as per technical specification 200mm dia pipe | M | 20 |  | Included | 0 | 0 | 0
135 | 7000025462 | 2430 | 660 | 370 | CIVIL WORKS | 100001683 | 995414 |  | 18 |  | Control Room Building - Civil Works All civil works as per drawing and specifications complete, including - brickwork, finishing(external and internal), windows etc. However, excavation, PCC, RCC and reinforcement shall be paid separately as per BPS. | M2 | 710 |  | Included | 0 | 0 | 0
136 | 7000025462 | 2430 | 660 | 380 | CIVIL WORKS | 100001744 | 995414 |  | 18 |  | PEB - 220 kV GIS - Civil Works. All civil works as per drawing and specifications complete, including - brickwork,finishing(external and internal), windows etc. However, excavation, PCC, RCC and reinforcement shall be paid separately as per BPS | M2 | 300 |  | Included | 0 | 0 | 0
137 | 7000025462 | 2430 | 660 | 390 | CIVIL WORKS | 100004430 | 995416 |  | 18 |  | 220 kV PEB Panel Room for GIS Hall - Civil Works All civil works complete as per TS, including - brickwork, finishing (externaland internal), windows etc. However, excavation, concrete (all types) and reinforcement steel shall be measured and paid separatelyas per respective item of BPS. | M2 | 50 |  | Included | 0 | 0 | 0
138 | 7000025462 | 2430 | 660 | 400 | CIVIL WORKS | 100004426 | 995416 |  | 18 |  | 220 kV PEB AHU Room for GIS Hall - Civil Works All civil works complete as per TS, including - brickwork, finishing (external andinternal), windows etc. However, excavation, concrete (all types) and reinforcement steel shall be measured and paid separately asper respective item of BPS. | M2 | 30 |  | Included | 0 | 0 | 0
139 | 7000025462 | 2430 | 660 | 410 | CIVIL WORKS | 100003507 | 995416 |  | 18 |  | Pre-Engineered D-G Building (Plinth area 40 sqr meter) excluding excavation, PCC, RCC and reinforcement but including finishing (internal + external ) & all civil works etc complete in all respect. | M2 | 40 |  | Included | 0 | 0 | 0
140 | 7000025462 | 2430 | 660 | 420 | CIVIL WORKS | 100004812 | 995454 |  | 18 |  | Providing & Erecting Boundary Wall as per drawing including excavation, PCC, RCC, reinforcement etc complete as per drawing in allrespect | M | 700 |  | Included | 0 | 0 | 0
141 | 7000025462 | 2430 | 660 | 430 | CIVIL WORKS | 100002361 | 995455 |  | 18 |  | Main Gate | EA | 1 |  | Included | 0 | 0 | 0
142 | 7000025462 | 2430 | 660 | 440 | CIVIL WORKS | 100002911 | 995432 |  | 18 |  | Earthwork in excavation & filling in all types of soil and soft/disintegrated rock in open areas/nallas/channels, to the requiredslopes, shapes, levels, elevations and profile, including trimming of bottom and slopes of excavation, bailing out rain(dewatering), pumping, removal of slush, preparing embankments/marginal banks, loosening, dressing, spreading material in layers notexceeding 200mm, as per direction of Engineer-in-Charge, water flooding, compacting to achieve 95% consolidation at optimum moisturecontent, finishing etc. all complete, for all leads and lifts within leveling boundary, including disposal of surplus earth andstacking of unsuitable material within a lead of 2.0 Km beyond substation boundary, with all labour, material, tools, tackles andequipment, safeguards and incidentals, Royalty,taxes etc. as necessary, as per drawings, specification and directions of theEngineer-in-Charge. Clearing of jungle is included in this item. (Only excavation/cutting will be measured for payment purpose.) | M3 | 5000 |  | Included | 0 | 0 | 0
143 | 7000025462 | 2430 | 660 | 450 | CIVIL WORKS | 100002583 | 995432 |  | 18 |  | Supply of earth (excluding rock & boulders) at site including royalty, carriage and filling in specified areas in layers notexceeding 200mm in depth, compacting under optimum moisture condition to achieve 95% of Proctor density, finishing etc. allcomplete, for all leads & lifts, with all labour, material, tools, tackles, equipments, safeguards & incidentals as necessary as perdrawings, specification and direction of the Engineer- in- Charge. | M3 | 45000 |  | Included | 0 | 0 | 0
144 | 7000025462 | 2430 | 660 | 460 | CIVIL WORKS | 100001433 | 995435 |  | 18 |  | Soil Investigation: As per technical specification including all laboratory and field tests, report and recommendations. | LOT | 1 |  | Included | 0 | 0 | 0
145 | 7000025462 | 2440 | 670 | 10 | NON STANDARD STRUCTURE | 100001210 | 995455 |  | 18 |  | Erection of Lattice Structures (MS Steel), to be designed during detailed engineering, for towers, beams and equipment supportstructure including pack plates / packwashers and gusset plates excluding fasteners and foundation bolts | MT | 76 |  | Included | 0 | 0 | 0
146 | 7000025462 | 2440 | 670 | 20 | NON STANDARD STRUCTURE | 100001680 | 995455 |  | 18 |  | Erection of fasteners ( nuts, bolts and washers ) including step bolts for lattice and pipe structures to be designed duringdetailed engineering | MT | 3 |  | Included | 0 | 0 | 0
147 | 7000025462 | 2440 | 670 | 30 | NON STANDARD STRUCTURE | 100001681 | 995455 |  | 18 |  | Erection of foundation bolts including nuts, checknut and washers for lattice and pipe structures to be designed during detailedengineering | MT | 7 |  | Included | 0 | 0 | 0
148 | 7000025462 | 2510 | 700 | 10 | 220KV INSULATOR & HARDWARE | 100017125 | 998731 |  | 18 |  | 220KV SUSPENSION INSULATOR STRING AND ASSOCIATED HARDWARE FITTINGS WITH DROP CLAMP SUITABLE FOR SINGLR CONDUCTOR | EA | 6 |  | Included | 0 | 0 | 0
149 | 7000025462 | 2510 | 700 | 20 | 220KV INSULATOR & HARDWARE | 100017119 | 998731 |  | 18 |  | 220KV TENSION INSULATOR STRING AND ASSOCIATED HARDWARE FITTINGS WITH TURN BUCKLE SUITABLE FOR SINGLE CONDUCTOR | EA | 6 |  | Included | 0 | 0 | 0
| 33kV Lines (OH & UG) Zojila West Tunnel | [15 empty] | Revaluation of J column | Tax Calculation
1 | 7000025462 | 190 | 50 | 10 | Route survey and pole spotting for 33kV | 150000069 | 998344 |  | 18 |  | Route survey and pole spotting of 33 KV line as perTS. | KM | 10.54 |  | Included | 0 | 0 | 0
2 | 7000025462 | 200 | 60 | 10 | Erection of 14.5 mts. long steel tubular | 100037563 | 998739 |  | 18 |  | Erection of 14.5 mts. (410SP76) long steel tubular including concrete foundation as per approved drawing & TS. This includes supplyoffoundation material | EA | 536 |  | Included | 0 | 0 | 0
3 | 7000025462 | 210 | 70 | 10 | Stringing of 3- ph 3-wire 33 kV S/C line | 100037568 | 995468 |  | 18 |  | Stringing of 3- ph 3-wire 33 kV S/C line with ACSR wolf conductor including installation of all fabricated material, insulators,hardware fittings, guarding along the line (in busy area and at various crossings), continous earth wire along the line &jumpering etc. as per TS. This shall also include supply and installation of mid span joints, repair sleeves PG clamps, dangerplate & anti-climbing device. Danger plate & anti-climbing device will be installed on all Double/three/four Pole structures adnpoles on both side of various crossings. Cost of the Danger plate & anti-climbing device is to be included in this item. | KM | 9.04 |  | Included | 0 | 0 | 0
4 | 7000025462 | 220 | 80 | 10 | Stringing of 3- ph 3-wire 33 kV D/C line | 100037569 | 995468 |  | 18 |  | Stringing of 3- ph 3-wire 33 kV D/C line with ACSR wolf conductor including installation of all fabricated material, insulators,hardware fittings, guarding along the line (in busy area and at various crossings), continous earth wire along the line &jumpering etc. as per TS. This shall also include supply and installation of mid span joints, repair sleeves PG clamps, dangerplate & anti-climbing device. Danger plate & anti-climbing device will be installed on all Double/three/four Pole structures adnpoles on both side of various crossings. Cost of the Danger plate & anti-climbing device is to be included in this item. | KM | 1.5 |  | Included | 0 | 0 | 0
5 | 7000025462 | 230 | 90 | 10 | 33 kV Complete Stay Set Installation in | 150000072 | 995455 |  | 18 |  | 33 kV Stay Set complete in all respect as per TS | SET | 208 |  | Included | 0 | 0 | 0
6 | 7000025462 | 240 | 100 | 10 | Route Survey for 33-kV 3-core 400 sq mm, | 100003244 | 998342 |  | 18 |  | Detailed route survey for the entire route length & coordination for statutory Clearances from relevant authorities for laying ofcables on behalf of Owner | KM | 7.5 |  | Included | 0 | 0 | 0
7 | 7000025462 | 250 | 110 | 10 | Cable Laying of 33-kV 3-core 400 sq mm, | 100037394 | 998736 |  | 18 |  | 33 kV,3-core 400sq mm Al conductor, XLPE insulated cable | KM | 15 |  | Included | 0 | 0 | 0
8 | 7000025462 | 260 | 120 | 10 | HDPE pipe(160 mm)laying and installation | 100037396 | 998736 |  | 18 |  | Laying & installation of HDPE pipes (as per technical specification)-160MM | KM | 15 |  | Included | 0 | 0 | 0
9 | 7000025462 | 270 | 130 | 10 | Cable termination at ends using end term | 150000148 | 998739 |  | 18 |  | Termination of 33kV, XLPE insulated, armoured 3Cx400 sq mm Aluminium cable on DP /Gantry Structure using outdoor type endtermination kit. | EA | 4 |  | Included | 0 | 0 | 0
10 | 7000025462 | 280 | 140 | 10 | Road crossings through HDPE pipes in tre | 100003713 | 995461 |  | 18 |  | ROAD CROSSING THROUGH HDPE PIPES IN TRENCHLESS DIGGING AND RESTORATION AS PER SPECIFICATION | M | 200 |  | Included | 0 | 0 | 0
11 | 7000025462 | 290 | 150 | 10 | Construction of buried cable trench alon | 100037950 | 995423 |  | 18 |  | Construction of buried cable trench along with excavation, PCC, back filling, restoration and construction of jointing bays (asperrequirement) etc. as per technical specification | KM | 7.5 |  | Included | 0 | 0 | 0
12 | 7000025462 | 300 | 160 | 10 | Earthing of pole using 20 mm dia 2500 m | 100003306 | 995468 |  | 18 |  | Earthing of poles using 2.5 meter spike type earthing as per approved drawings. | EA | 248 |  | Included | 0 | 0 | 0
[11 empty] | Total Installation Charges |  |  |  | 0 |  |  | 0
[11 empty] | Total GST as confirmed by Bidder |  |  |  |  | 0
* | In case the bidder leaves the cell for confirmation of the SAC and/or GST rate “blank”, the SAC and corresponding GST rate indicated by the Employer shall be deemed to be the one confirmed by the Bidder.
Date : |  |  | --
Place : | [11 empty] | Printed Name :
Designation :
Click for Sch-4

## Sch-3 Dis (hidden)
Specification No.: CC/NT/W-GIS/DOM/A04/23/12337 |  |  |  |  | Schedule - 3
Substation Package SS98 for (i) Construction of New 220/33 kV GIS (New) Substation at Nilgrar including 2 nos. of 25MVA, 220/33kV, 3-ph ICT and 33kV Switchgears, (ii) LILO of one ckt of Alusteng – Leh 220KV S/c line on D/c towers at Nilgrar and (iii) Laying of 33 KV lines (consists of Overhead line (OH) and 33 kV Underground cable (UG)) under Western Zojila Consultancy Work to M/s. NHIDCL | [7 empty] | As per Lum-sum |  | 0%
(SCHEDULE OF RATES AND PRICES : ERECTION CHARGES) | [7 empty] | AS per Percent |  | #REF!
[8 empty] | As per lum-sum on Sch-3 |  | 0%
Bidder’s Name and Address (Sole Bidder) : |  |  |  | To: |  |  |  | As per Percent on Sch-3 |  | #REF!
|  |  |  | Contracts Services, 3rd Floor |  |  |  | Total Discount |  | #REF!
Name : | …….. …….. …….. …….. …….. …….. |  |  | Power Grid Corporation of India Ltd.,
Address : | …….. …….. …….. …….. …….. …….. |  |  | "Saudamini", Plot No.-2
| …….. …….. …….. …….. …….. …….. |  |  | Sector-29, |  |  |  | Multipackage lum-sum |  | 0%
| …….. …….. …….. …….. …….. …….. |  |  | Gurgaon (Haryana) - 122001
[5 empty] | All Prices are in Indian Rupees. |  |  |  | Amount after Discount (Rs.) |  | Dis Alert | Amount after MPD (Rs.)
SI. No. | Description | Unit | Quantity | Unit Erection Charges | Total Erection Charges |  |  |  | Unit Erection Charges | Total Erection Charges |  | Unit Erection Charges | Total Erection Charges
1 | 2 | 3 | 4 | 5 | 6 = 4 x 5 |  |  |  | 5 | 6 = 4 x 5 |  | 5 | 6 = 4 x 5
#REF! | #REF!
#REF! | #REF!
| #REF! | #REF! | #REF! | #REF! | #REF!
| #REF! | #REF! | #REF! | #REF! | #REF!
#REF! | #REF! |  |  |  |  | (a) | Detailed Soil Investigation
| #REF! | #REF! | #REF! | #REF! | #REF! | (b) | All kinds of soil except fissured rock & hard rock
| #REF! | #REF! | #REF! | #REF! | #REF! | (e) | River Crossing Location
| #REF! | #REF! | #REF! | #REF! | #REF! | (f)
#REF! | #REF!
| #REF! | #REF! | #REF! | #REF! | #REF!
| #REF! | #REF! | #REF! | #REF! | #REF!
| #REF! | #REF! | #REF! | #REF! | #REF!
#REF! | #REF!
#REF! | #REF!
| #REF! | #REF! | #REF! | #REF! | #REF!
| #REF! | #REF! | #REF! | #REF! | #REF!
| #REF! | #REF! | #REF! | #REF! | #REF!
| #REF! | #REF! | #REF! | #REF! | #REF!
| #REF! | #REF! | #REF! | #REF! | #REF!
#REF! | #REF!
| #REF! | #REF! | #REF! | #REF! | #REF!
| #REF! | #REF! | #REF! | #REF! | #REF!
#REF! | #REF! | #REF! | #REF! | #REF! | #REF!
#REF! | #REF! | #REF! | #REF! | #REF! | #REF!
#REF! | #REF!
| #REF! | #REF! | #REF! | #REF! | #REF!
#REF! | #REF!
| #REF! | #REF! | #REF! | #REF! | #REF!
| #REF! | #REF! | #REF! | #REF! | #REF!
#REF! | #REF!
| #REF! | #REF! | #REF! | #REF! | #REF!
| #REF! | #REF! | #REF! | #REF! | #REF!
| #REF! | #REF! | #REF! | #REF! | #REF!
| #REF! | #REF! | #REF! | #REF! | #REF!
| #REF! | #REF! | #REF! | #REF! | #REF!
| #REF! | #REF! | #REF! | #REF! | #REF!
#REF!
| #REF! | #REF! | #REF! | #REF! | #REF!
| #REF! | #REF! | #REF! | #REF! | #REF!
| #REF! | #REF! | #REF! | #REF! | #REF!
| #REF! | #REF! | #REF! | #REF! | #REF!
#REF! | #REF!
#REF!
| #REF! | #REF! | #REF! | #REF! | #REF!
#REF! | #REF!
#REF! | #REF! | #REF! | #REF! | #REF! | #REF!
#REF! | #REF!
#REF! | #REF! | #REF! | #REF! | #REF! | #REF!
#REF! | #REF! | #REF! | #REF! | #REF! | #REF!
#REF! | #REF!
| #REF! | #REF! | #REF! | #REF! | #REF!
| Total Erection Price (A+B) |  |  |  | #REF!
Date : | --
Place : |  |  | Printed Name :
Designation :
Click for Sch-4

## Sch-4
Specification No.: CC/NT/W-GIS/DOM/A04/23/12337 | [15 empty] | Schedule - 4
Substation Package SS98 for (i) Construction of New 220/33 kV GIS (New) Substation at Nilgrar including 2 nos. of 25MVA, 220/33kV, 3-ph ICT and 33kV Switchgears, (ii) LILO of one ckt of Alusteng – Leh 220KV S/c line on D/c towers at Nilgrar and (iii) Laying of 33 KV lines (consists of Overhead line (OH) and 33 kV Underground cable (UG)) under Western Zojila Consultancy Work to M/s. NHIDCL
(SCHEDULE OF RATES AND PRICES )
Bidder’s Name and Address (Sole Bidder) : | [14 empty] | To:
Contracts Services, 3rd Floor
Name : | …….. …….. …….. …….. …….. …….. | [13 empty] | Power Grid Corporation of India Ltd.,
Address : | …….. …….. …….. …….. …….. …….. | [13 empty] | "Saudamini", Plot No.-2
| …….. …….. …….. …….. …….. …….. | [13 empty] | Sector-29,
| …….. …….. …….. …….. …….. …….. | [13 empty] | Gurgaon (Haryana) - 122001
Training Charges for Training to be imparted
SI. No. | PR No | PR Line Item No | Activity Header | PR Activity No | Activity Description | Service Code | SAC (Service Accounting Codes) | Whether SAC in column '8’ is confirmed. If not indicate applicable the SAC * | Rate of GST applicable ( in %) | Whether rate of GST in column ‘4’ is confirmed. If not indicate applicable rate of GST * | Description | Unit | Quantity | Unit Training Charges excluding GST | Total Training Charges excluding GST | Total GST as confirmed by Bidder
1 | 2 | 3 | 4 | 5 | 6 | 7 | 8 | 9 | 10 | 11 | 12 | 13 | 14 | 15 | 16 = 14 x 15 | 17
[17 empty] | Revaluation of J column | Tax Calculation
NOT APPLICABLE | [16 empty] | Revaluation of J column | Tax Calculation
[15 empty] | Included | 0 | 0 | 0
[9 empty] | Total Training Charges | [5 empty] | 0 |  |  | 0
[9 empty] | Total GST as confirmed by Bidder | [6 empty] | 0
Date : | -- | [12 empty] | Printed Name :
Place : | [13 empty] | Designation :
Click for Sch-5

## Sch-4b (hidden)
Specification No.: CC/NT/W-GIS/DOM/A04/23/12337 | [15 empty] | Schedule - 4b
Substation Package SS98 for (i) Construction of New 220/33 kV GIS (New) Substation at Nilgrar including 2 nos. of 25MVA, 220/33kV, 3-ph ICT and 33kV Switchgears, (ii) LILO of one ckt of Alusteng – Leh 220KV S/c line on D/c towers at Nilgrar and (iii) Laying of 33 KV lines (consists of Overhead line (OH) and 33 kV Underground cable (UG)) under Western Zojila Consultancy Work to M/s. NHIDCL
(SCHEDULE OF RATES AND PRICES )
Bidder’s Name and Address (Sole Bidder) : | [14 empty] | To:
Contracts Services, 3rd Floor
Name : | …….. …….. …….. …….. …….. …….. | [13 empty] | Power Grid Corporation of India Ltd.,
Address : | …….. …….. …….. …….. …….. …….. | [13 empty] | "Saudamini", Plot No.-2
| …….. …….. …….. …….. …….. …….. | [13 empty] | Sector-29,
| …….. …….. …….. …….. …….. …….. | [13 empty] | Gurgaon (Haryana) - 122001
Maintenance Charges during & after Defect Laibility Period
SI. No. | PR No | PR Line Item No | Activity Header | PR Activity No | Activity Description | Service Code | SAC (Service Accounting Codes) | Whether SAC in column '8’ is confirmed. If not indicate applicable the SAC * | Rate of GST applicable ( in %) | Whether rate of GST in column ‘4’ is confirmed. If not indicate applicable rate of GST * | Description | Unit | Quantity | Unit Maintenance Charges excluding GST | Total Maintenance Charges excluding GST | Total GST as confirmed by Bidder
1 | 2 | 3 | 4 | 5 | 6 | 7 | 8 | 9 | 10 | 11 | 12 | 13 | 14 | 15 | 16 = 14 x 15 | 17
| 0 | [15 empty] | Revaluation of P column | Tax Calculation
A. | #REF! | [15 empty] | Revaluation of P column | Tax Calculation
1 | [14 empty] | Included | 0 | 0 | 0
2 | [14 empty] | Included | 0 | 0 | 0
3 | [14 empty] | Included | 0 | 0 | 0
4 | [14 empty] | Included | 0 | 0 | 0
B. | #REF! | [15 empty] | Revaluation of P column | Tax Calculation
1 | [14 empty] | Included | 0 | 0 | 0
2 | [14 empty] | Included | 0 | 0 | 0
3 | [14 empty] | Included | 0 | 0 | 0
4 | [14 empty] | Included | 0 | 0 | 0
[9 empty] | Total Maintenance Charges during and after Defect Liabilty Period | [5 empty] | 0 |  |  | 0
[9 empty] | Total GST as confirmed by Bidder | [6 empty] | 0
Date : | -- | [12 empty] | Printed Name :
Place : | [13 empty] | Designation :
Click for Sch-5

## Sch-5
Specification No.: CC/NT/W-GIS/DOM/A04/23/12337 |  |  |  | Schedule - 5
Substation Package SS98 for (i) Construction of New 220/33 kV GIS (New) Substation at Nilgrar including 2 nos. of 25MVA, 220/33kV, 3-ph ICT and 33kV Switchgears, (ii) LILO of one ckt of Alusteng – Leh 220KV S/c line on D/c towers at Nilgrar and (iii) Laying of 33 KV lines (consists of Overhead line (OH) and 33 kV Underground cable (UG)) under Western Zojila Consultancy Work to M/s. NHIDCL
(SUMMARY OF TAXES & DUTIES APPLICABLE ON PLANT & EQUIPMENT)
Bidder’s Name and Address (Sole Bidder) : |  |  | To:
Contracts Services, 3rd Floor
Name : | …….. …….. …….. …….. …….. …….. |  | Power Grid Corporation of India Ltd.,
Address : | …….. …….. …….. …….. …….. …….. |  | "Saudamini", Plot No.-2
| …….. …….. …….. …….. …….. …….. |  | Sector-29,
| …….. …….. …….. …….. …….. …….. |  | Gurgaon (Haryana) - 122001
Sl. No. | Item Nos. |  | Total Price (INR) |  | After Discount |  | After MPDiscount
1 | TOTAL GST ON GOODS |  |  |  | Excise Duty | #REF! | Excise Duty | #REF!
| Total GST for Supply of Goods (inter-alia including Type Test Charges) between the Contractor and the Employer (identified in Schedule 1') which are not included in the Ex-works price as per the provision of the Bidding Documents, as applicable. |  | 0
2 | TOTAL GST ON SERVICES |  |  |  | Sales Tax | 0 | Sales Tax | 0
| Total GST on Installation Services (Schedule-3), Training to be imparted in India (Schedule-4) |  | 0 |  | #REF! | 0 | #REF! | 0
| GRAND TOTAL [1+2] |  | 0 |  | Grand Total after Discount | #REF! | Grand Total after MPD | #REF!
Date : | -- | Printed Name :
Place : |  | Designation :
Click for Sch-6

## Sch-5 Dis (hidden)
Specification No.: CC/NT/W-GIS/DOM/A04/23/12337 |  |  |  | Schedule - 5
Substation Package SS98 for (i) Construction of New 220/33 kV GIS (New) Substation at Nilgrar including 2 nos. of 25MVA, 220/33kV, 3-ph ICT and 33kV Switchgears, (ii) LILO of one ckt of Alusteng – Leh 220KV S/c line on D/c towers at Nilgrar and (iii) Laying of 33 KV lines (consists of Overhead line (OH) and 33 kV Underground cable (UG)) under Western Zojila Consultancy Work to M/s. NHIDCL
SUMMARY OF TAXES & DUTIES APPLICABLE ON GOODS
Bidder’s Name and Address (Sole Bidder) : |  |  | To:
Contracts Services, 3rd Floor
Name : | …….. …….. …….. …….. …….. …….. |  | Power Grid Corporation of India Ltd.,
Address : | …….. …….. …….. …….. …….. …….. |  | "Saudamini", Plot No.-2
| …….. …….. …….. …….. …….. …….. |  | Sector-29,
| …….. …….. …….. …….. …….. …….. |  | Gurgaon (Haryana) - 122001
Sl. No. | Item Nos. |  | Total Price (INR)
1 | TOTAL GST ON GOODS |  | 0
Total GST for Supply of Goods (inter-alia including Type Test Charges) between the Contractor and the Employer (identified in Schedule 1') which are not included in the Ex-works price as per the provision of the Bidding Documents, as applicable.
2 | TOTAL GST ON SERVICES |  | 0
Total GST on Installation Services (Schedule-3), Training to be imparted in India (Schedule-4a) and Maintenance Charges during and after Defect Liabilty Period (Schedule-4b)
| GRAND TOTAL [1+2] |  | 0
Date : | -- | Printed Name :
Place : |  | Designation :
Click for Sch-6

## Sch-6
Specification No.: CC/NT/W-GIS/DOM/A04/23/12337 |  |  | Schedule - 6
Substation Package SS98 for (i) Construction of New 220/33 kV GIS (New) Substation at Nilgrar including 2 nos. of 25MVA, 220/33kV, 3-ph ICT and 33kV Switchgears, (ii) LILO of one ckt of Alusteng – Leh 220KV S/c line on D/c towers at Nilgrar and (iii) Laying of 33 KV lines (consists of Overhead line (OH) and 33 kV Underground cable (UG)) under Western Zojila Consultancy Work to M/s. NHIDCL
(GRAND SUMMARY)
Bidder’s Name and Address (Sole Bidder) : |  |  | To:
Contracts Services, 3rd Floor
Name : | …….. …….. …….. …….. …….. …….. |  | Power Grid Corporation of India Ltd.,
Address : | …….. …….. …….. …….. …….. …….. |  | "Saudamini", Plot No.-2
| …….. …….. …….. …….. …….. …….. |  | Sector-29,
| …….. …….. …….. …….. …….. …….. |  | Gurgaon (Haryana) - 122001
Sl. No. | Description |  | Total Price (INR)
1 | TOTAL SCHEDULE NO. 1 |  | 0
Ex-works price of Plant and Equipment including Type Test Charges
2 | TOTAL SCHEDULE NO. 2 |  | 0
Local Transportation, In-transit Insurance, loading & unloading
3 | TOTAL SCHEDULE NO. 3 |  | 0
Installation Charges
4 | TOTAL SCHEDULE NO. 4 |  | 0
Training Charges
4b | TOTAL SCHEDULE NO. 4b |  | 0
Maintenance Charges during & after Defect Laibility Period
5 | TOTAL SCHEDULE NO. 5 |  | 0
Taxes and Duties
6 | TOTAL SCHEDULE NO. 7 |  | 0
Type Test Charges [Total of this Schedule is included in Schedule - 1 above.]
| GRAND TOTAL [1+2+3+4+5] |  | 0
Date : | -- | Printed Name :
Place : |  | Designation :
Click for Sch-7

## Sch-6 After Discount
Specification No.: CC/NT/W-GIS/DOM/A04/23/12337 |  |  | Schedule - 6 After Discount
Substation Package SS98 for (i) Construction of New 220/33 kV GIS (New) Substation at Nilgrar including 2 nos. of 25MVA, 220/33kV, 3-ph ICT and 33kV Switchgears, (ii) LILO of one ckt of Alusteng – Leh 220KV S/c line on D/c towers at Nilgrar and (iii) Laying of 33 KV lines (consists of Overhead line (OH) and 33 kV Underground cable (UG)) under Western Zojila Consultancy Work to M/s. NHIDCL
(GRAND SUMMARY)
Bidder’s Name and Address (Sole Bidder) : |  |  | To:
Contracts Services, 3rd Floor
Name : | …….. …….. …….. …….. …….. …….. |  | Power Grid Corporation of India Ltd.,
Address : | …….. …….. …….. …….. …….. …….. |  | "Saudamini", Plot No.-2
| …….. …….. …….. …….. …….. …….. |  | Sector-29,
| …….. …….. …….. …….. …….. …….. |  | Gurgaon (Haryana) - 122001
Sl. No. | Description |  | Total Price (INR)
1 | TOTAL SCHEDULE NO. 1 |  | 0
Ex-works price of Plant and Equipment including Type Test Charges
2 | TOTAL SCHEDULE NO. 2 |  | 0
Local Transportation, In-transit Insurance, loading & unloading
3 | TOTAL SCHEDULE NO. 3 |  | 0
Installation Charges
4 | TOTAL SCHEDULE NO. 4 |  | 0
Training Charges
4b | TOTAL SCHEDULE NO. 4b |  | 0
Maintenance Charges during & after Defect Laibility Period
5 | TOTAL SCHEDULE NO. 5 |  | 0
Taxes and Duties
6 | TOTAL SCHEDULE NO. 7 |  | 0
Type Test Charges [Total of this Schedule is included in Schedule - 1 above.]
| GRAND TOTAL [1+2+3+4+5] |  | 0
Date : | -- | Printed Name :
Place : |  | Designation :
Click for Sch-7

## Sch-7
Specification No.: CC/NT/W-GIS/DOM/A04/23/12337 | [11 empty] | Schedule 7
Substation Package SS98 for (i) Construction of New 220/33 kV GIS (New) Substation at Nilgrar including 2 nos. of 25MVA, 220/33kV, 3-ph ICT and 33kV Switchgears, (ii) LILO of one ckt of Alusteng – Leh 220KV S/c line on D/c towers at Nilgrar and (iii) Laying of 33 KV lines (consists of Overhead line (OH) and 33 kV Underground cable (UG)) under Western Zojila Consultancy Work to M/s. NHIDCL | [15 empty] | As per Lum-sum |  | 0%
(SCHEDULE OF RATES AND PRICES ) | [15 empty] | AS per Percent |  | #REF!
[16 empty] | As per lum-sum on Sch-7 |  | 0%
Bidder’s Name and Address (Sole Bidder) : | [9 empty] | To: | [5 empty] | As per Percent on Sch-7 |  | #REF!
[10 empty] | Contracts Services, 3rd Floor | [5 empty] | Total Discount |  | #REF!
Name : | [7 empty] | …….. …….. …….. …….. …….. …….. |  | Power Grid Corporation of India Ltd.,
Address : | [7 empty] | …….. …….. …….. …….. …….. …….. |  | "Saudamini", Plot No.-2
[8 empty] | …….. …….. …….. …….. …….. …….. |  | Sector-29, | [5 empty] | Multipackage Discount |  | 0%
[8 empty] | …….. …….. …….. …….. …….. …….. |  | Gurgaon (Haryana) - 122001
Type tests on Earthwire, Hardwar Fittings & accessories of conductor & earthwire:
SL. NO. | PR No | Line Item No | Code | HSN Code | Whether HSN in column ‘2’ is confirmed. If not indicate applicable the HSN code * | Rate of GST applicable ( in %) | Whether rate of GST in column ‘4’ is confirmed. If not indicate applicable rate of GST * | Description of Test | Unit | Quantity | Unit Test Charge | Total Test Charges (Rs.) | Total GST as confirmed by Bidder | Revaluation of M column | Tax Calculation |  | Total Test Charges After Discount (Rs.) |  | Dis Alert | Total Test Charges After MPD (Rs.)
1 | 2 | 3 | 4 | 5 | 6 | 7 | 8 | 9 | 10 | 11 | 12 | 13 = 10 x 11 | 14
I
1 | [11 empty] | Included | 0 | 0 | 0
2 | [11 empty] | Included | 0 | 0 | 0
NOT APPLICABLE
[8 empty] | TOTAL TYPE TEST CHARGES |  |  |  | 0
[8 empty] | Total GST as confirmed by Bidder |  |  |  |  | 0
Date : |  |  |  | -- |  |  |  |  | Printed Name :
Place : | [8 empty] | Designation :
Note : |  |  |  | Bidder should indicate the name of test laboratories where type tests are proposed to be conducted
Specification No.: CC/NT/W-GIS/DOM/A04/23/12337
Substation Package SS98 for (i) Construction of New 220/33 kV GIS (New) Substation at Nilgrar including 2 nos. of 25MVA, 220/33kV, 3-ph ICT and 33kV Switchgears, (ii) LILO of one ckt of Alusteng – Leh 220KV S/c line on D/c towers at Nilgrar and (iii) Laying of 33 KV lines (consists of Overhead line (OH) and 33 kV Underground cable (UG)) under Western Zojila Consultancy Work to M/s. NHIDCL | [7 empty] | 0 | 0
(SCHEDULE OF RATES AND PRICES ) | [7 empty] | 0 | 0
Bidder’s Name and Address (Sole Bidder) :
[8 empty] | 0 | 0
Name : | [7 empty] | …….. …….. …….. …….. …….. …….. | 0
Address : | [7 empty] | …….. …….. …….. …….. …….. …….. | 0
[8 empty] | …….. …….. …….. …….. …….. …….. | 0
[8 empty] | …….. …….. …….. …….. …….. …….. | 0
SL. NO. | [7 empty] | Description of Test | #REF!
#REF! | [7 empty] | #REF! | #REF!
#REF! | [7 empty] | #REF!
#REF! | [7 empty] | #REF! | #REF!
#REF! | [7 empty] | #REF! | #REF!
[8 empty] | #REF! | #REF!
#REF! | [7 empty] | #REF!
#REF! | [7 empty] | #REF!
#REF! | [7 empty] | #REF!
#REF! | [7 empty] | #REF! | #REF!
#REF! | [7 empty] | #REF! | #REF!
#REF! | [7 empty] | #REF! | #REF!
#REF! | [7 empty] | #REF! | #REF!
[8 empty] | #REF! | #REF!
#REF! | [7 empty] | #REF!
#REF! | [7 empty] | #REF! | #REF!
#REF! | [7 empty] | #REF! | #REF!
#REF! | [7 empty] | #REF! | #REF!
#REF! | [7 empty] | #REF! | #REF!
[8 empty] | #REF! | #REF!
#REF! | [7 empty] | #REF!
#REF! | [7 empty] | #REF! | #REF!
#REF! | [7 empty] | #REF! | #REF!
#REF! | [7 empty] | #REF! | #REF!
[8 empty] | #REF! | #REF!
#REF! | [7 empty] | #REF!
#REF! | [7 empty] | #REF! | #REF!
#REF! | [7 empty] | #REF! | #REF!
#REF! | [7 empty] | #REF! | #REF!
[8 empty] | #REF! | #REF!
#REF! | [7 empty] | #REF!
#REF! | [7 empty] | #REF! | #REF!
#REF! | [7 empty] | #REF! | #REF!
#REF! | [7 empty] | #REF! | #REF!
#REF! | [7 empty] | #REF! | #REF!
[8 empty] | #REF! | #REF!
[8 empty] | #REF! | #REF!
#REF! | [7 empty] | #REF!
#REF! | [7 empty] | #REF!
#REF! | [7 empty] | #REF! | #REF!
#REF! | [7 empty] | #REF! | #REF!
#REF! | [7 empty] | #REF! | #REF!
[8 empty] | #REF! | #REF!
[8 empty] | #REF! | #REF!
#REF! | [7 empty] | #REF!
#REF! | [7 empty] | #REF!
#REF! | [7 empty] | #REF! | #REF!
#REF! | [7 empty] | #REF! | #REF!
#REF! | [7 empty] | #REF! | #REF!
#REF! | [7 empty] | #REF! | #REF!
#REF! | [7 empty] | #REF! | #REF!
[8 empty] | #REF! | #REF!
#REF! | [7 empty] | #REF!
#REF! | [7 empty] | #REF! | #REF!
#REF! | [7 empty] | #REF! | #REF!
#REF! | [7 empty] | #REF! | #REF!
#REF! | [7 empty] | #REF! | #REF!
#REF! | [7 empty] | #REF! | #REF!
#REF! | [7 empty] | #REF! | #REF!
[8 empty] | #REF! | #REF!
#REF! | [7 empty] | #REF!
#REF! | [7 empty] | #REF! | #REF!
#REF! | [7 empty] | #REF! | #REF!
#REF! | [7 empty] | #REF! | #REF!
#REF! | [7 empty] | #REF! | #REF!
#REF! | [7 empty] | #REF! | #REF!
#REF! | [7 empty] | #REF! | #REF!
#REF! | [7 empty] | #REF! | #REF!
#REF! | [7 empty] | #REF! | #REF!
#REF! | [7 empty] | #REF! | #REF!
[8 empty] | #REF! | #REF!
#REF! | [7 empty] | #REF!
#REF! | [7 empty] | #REF! | #REF!
#REF! | [7 empty] | #REF! | #REF!
#REF! | [7 empty] | #REF! | #REF!
[8 empty] | #REF! | #REF!
#REF! | [7 empty] | #REF!
#REF! | [7 empty] | #REF! | #REF!
#REF! | [7 empty] | #REF! | #REF!
#REF! | [7 empty] | #REF! | #REF!
[8 empty] | #REF! | #REF!
#REF! | [7 empty] | #REF!
#REF! | [7 empty] | #REF! | #REF!
#REF! | [7 empty] | #REF! | #REF!
[8 empty] | #REF! | #REF!
#REF! | [7 empty] | #REF!
#REF! | [7 empty] | #REF! | #REF!
#REF! | [7 empty] | #REF! | #REF!
#REF! | [7 empty] | #REF! | #REF!
#REF! | [7 empty] | #REF! | #REF!
#REF! | [7 empty] | #REF! | #REF!
#REF! | [7 empty] | #REF! | #REF!
[8 empty] | #REF! | #REF!
#REF! | [7 empty] | #REF!
#REF! | [7 empty] | #REF! | #REF!
#REF! | [7 empty] | #REF! | #REF!
#REF! | [7 empty] | #REF! | #REF!
#REF! | [7 empty] | #REF! | #REF!
#REF! | [7 empty] | #REF!
#REF! | [7 empty] | #REF! | #REF!
#REF! | [7 empty] | #REF! | #REF!
#REF! | [7 empty] | #REF! | #REF!
#REF! | [7 empty] | #REF! | #REF!
[8 empty] | #REF! | #REF!
[8 empty] | #REF! | #REF!
[8 empty] | #REF! | #REF!
Click for Bid Form 2nd Envelope

## Sch-7 Dis (hidden)
Specification No.: CC/NT/W-GIS/DOM/A04/23/12337
Substation Package SS98 for (i) Construction of New 220/33 kV GIS (New) Substation at Nilgrar including 2 nos. of 25MVA, 220/33kV, 3-ph ICT and 33kV Switchgears, (ii) LILO of one ckt of Alusteng – Leh 220KV S/c line on D/c towers at Nilgrar and (iii) Laying of 33 KV lines (consists of Overhead line (OH) and 33 kV Underground cable (UG)) under Western Zojila Consultancy Work to M/s. NHIDCL | [6 empty] | As per Lum-sum |  | 0%
(SCHEDULE OF RATES AND PRICES : TYPE TEST CHARGES) | [6 empty] | AS per Percent |  | #REF!
[7 empty] | As per lum-sum on Sch-7 |  | 0%
Bidder’s Name and Address (Sole Bidder) : |  |  |  | To: |  |  | As per Percent on Sch-7 |  | #REF!
|  |  |  | Contracts Services, 3rd Floor |  |  | Total Discount |  | #REF!
Name : | …….. …….. …….. …….. …….. …….. |  |  | Power Grid Corporation of India Ltd.,
Address : | …….. …….. …….. …….. …….. …….. |  |  | "Saudamini", Plot No.-2
| …….. …….. …….. …….. …….. …….. |  |  | Sector-29, |  |  | Multipackage Discount |  | 0%
| …….. …….. …….. …….. …….. …….. |  |  | Gurgaon (Haryana) - 122001
Type Tests on Earthwire
SL. NO. | Description of Test | Unit | Quantity | Unit Test Charge | Total Test Charges (Rs.) |  |  | Total Test Charges After Discount (Rs.) |  | Dis Alert | Total Test Charges After MPD (Rs.)
I | #REF!
(a) | #REF! | #REF! | #REF! | #REF! | #REF!
(b) | #REF! | #REF! | #REF! | #REF! | #REF!
| Sub-Total (I) |  |  |  | #REF!
| TOTAL TEST CHARGES (I) |  |  |  | #REF!
[7 empty] | Discount Sche-7 | #REF! |  | MPD Sche-7 | #REF!
[7 empty] | Dis Alert | #REF!
Signature :
Date : | -- | Printed Name :
Place : |  | Designation :
Common Seal :
Note : | Bidder should indicate the name of test laboratories where type tests are proposed to be conducted
Specification No.: CC/NT/W-GIS/DOM/A04/23/12337
Substation Package SS98 for (i) Construction of New 220/33 kV GIS (New) Substation at Nilgrar including 2 nos. of 25MVA, 220/33kV, 3-ph ICT and 33kV Switchgears, (ii) LILO of one ckt of Alusteng – Leh 220KV S/c line on D/c towers at Nilgrar and (iii) Laying of 33 KV lines (consists of Overhead line (OH) and 33 kV Underground cable (UG)) under Western Zojila Consultancy Work to M/s. NHIDCL | 0 | 0 |  |  |  | 0
(SCHEDULE OF RATES AND PRICES : TYPE TEST CHARGES) | 0 | 0 |  |  |  | 0
Bidder’s Name and Address (Sole Bidder) : | [5 empty] | 0
| 0 | 0 |  |  |  | 0
Name : | …….. …….. …….. …….. …….. …….. | 0 |  |  |  | 0
Address : | …….. …….. …….. …….. …….. …….. | 0 |  |  |  | 0
| …….. …….. …….. …….. …….. …….. | 0 |  |  |  | 0
| …….. …….. …….. …….. …….. …….. | 0 |  |  |  | 0
SL. NO. | Description of Test | 0
#REF! | #REF! | #REF!
#REF! | #REF!
#REF! | #REF! | #REF!
#REF! | #REF! | #REF!
| #REF! | #REF!
#REF! | #REF!
#REF! | #REF!
#REF! | #REF!
#REF! | #REF! | #REF!
#REF! | #REF! | #REF!
#REF! | #REF! | #REF!
#REF! | #REF! | #REF!
| #REF! | #REF!
#REF! | #REF!
#REF! | #REF! | #REF!
#REF! | #REF! | #REF!
#REF! | #REF! | #REF!
#REF! | #REF! | #REF!
| #REF! | #REF!
#REF! | #REF!
#REF! | #REF! | #REF!
#REF! | #REF! | #REF!
#REF! | #REF! | #REF!
| #REF! | #REF!
#REF! | #REF!
#REF! | #REF! | #REF!
#REF! | #REF! | #REF!
#REF! | #REF! | #REF!
| #REF! | #REF!
#REF! | #REF!
#REF! | #REF! | #REF!
#REF! | #REF! | #REF!
#REF! | #REF! | #REF!
#REF! | #REF! | #REF!
| #REF! | #REF!
| #REF! | #REF!
#REF! | #REF!
#REF! | #REF!
#REF! | #REF! | #REF!
#REF! | #REF! | #REF!
#REF! | #REF! | #REF!
| #REF! | #REF!
| #REF! | #REF!
#REF! | #REF!
#REF! | #REF!
#REF! | #REF! | #REF!
#REF! | #REF! | #REF!
#REF! | #REF! | #REF!
#REF! | #REF! | #REF!
#REF! | #REF! | #REF!
| #REF! | #REF!
#REF! | #REF!
#REF! | #REF! | #REF!
#REF! | #REF! | #REF!
#REF! | #REF! | #REF!
#REF! | #REF! | #REF!
#REF! | #REF! | #REF!
#REF! | #REF! | #REF!
| #REF! | #REF!
#REF! | #REF!
#REF! | #REF! | #REF!
#REF! | #REF! | #REF!
#REF! | #REF! | #REF!
#REF! | #REF! | #REF!
#REF! | #REF! | #REF!
#REF! | #REF! | #REF!
#REF! | #REF! | #REF!
#REF! | #REF! | #REF!
#REF! | #REF! | #REF!
| #REF! | #REF!
#REF! | #REF!
#REF! | #REF! | #REF!
#REF! | #REF! | #REF!
#REF! | #REF! | #REF!
| #REF! | #REF!
#REF! | #REF!
#REF! | #REF! | #REF!
#REF! | #REF! | #REF!
#REF! | #REF! | #REF!
| #REF! | #REF!
#REF! | #REF!
#REF! | #REF! | #REF!
#REF! | #REF! | #REF!
| #REF! | #REF!
#REF! | #REF!
#REF! | #REF! | #REF!
#REF! | #REF! | #REF!
#REF! | #REF! | #REF!
#REF! | #REF! | #REF!
#REF! | #REF! | #REF!
#REF! | #REF! | #REF!
| #REF! | #REF!
#REF! | #REF!
#REF! | #REF! | #REF!
#REF! | #REF! | #REF!
#REF! | #REF! | #REF!
#REF! | #REF! | #REF!
#REF! | #REF!
#REF! | #REF! | #REF!
#REF! | #REF! | #REF!
#REF! | #REF! | #REF!
#REF! | #REF! | #REF!
| #REF! | #REF!
| #REF! | #REF!
| #REF! | #REF!
Click for Bid Form 2nd Envelope

## Discount
This letter of discount is optional. Bidder may / may not offer any discount.
Specification No.: CC/NT/W-GIS/DOM/A04/23/12337 |  |  |  |  | Letter of Discount
LETTER OF DISCOUNT
To:
Contract Services
Power Grid Corporation of India Ltd.,
"Saudamini", Plot No.-2
Sector-29, (near IFFCO Chowk)
Gurgaon (Haryana) - 122001
Subject : |  | Substation Package SS98 for (i) Construction of New 220/33 kV GIS (New) Substation at Nilgrar including 2 nos. of 25MVA, 220/33kV, 3-ph ICT and 33kV Switchgears, (ii) LILO of one ckt of Alusteng – Leh 220KV S/c line on D/c towers at Nilgrar and (iii) Laying of 33 KV lines (consists of Overhead line (OH) and 33 kV Underground cable (UG)) under Western Zojila Consultancy Work to M/s. NHIDCL
Dear Sir
With reference to the subject tender, we hereby offer unconditional discount on the prices quoted by us as per details given here below : | [6 empty] | Eq Weightage of Rs/ % | Final Discount Factor
| 1 | Discount on lum-sum basis on total price quoted by us without Taxes & Duties. [The discount shall be proportionately applicable on all the items of all the Schdules i.e. Sch-1 (without type test charges), Sch-2, Sch-3, Sch-4a, Sch-4b & Sch-7] In Rs. |  |  |  | 0 | 0%
| 2 | Discount on percent basis on total price quoted by us without Taxes & Duties. [The discount shall be proportionately applicable on all the items of all the Schdules i.e. Sch-1 (without type test charges), Sch-2 , Sch-3, Sch-4a, Sch-4b & Sch-7] In Percent (%) |  |  |  | 0 | 0%
| 3 | Discount on lum-sum basis on the Schedules as given below : [The discount shall be proportionately applicable on all the relevent items of the respective Schdules.] In Rs.
|  | Schedule-1 : Ex works prices |  | In Rs. |  | 0 | 0% | Schedule-1 : Ex-Works Price | 0%
|  | Schedule-2 : Freight & Insurance |  | In Rs. |  | 0 | 0% | Schedule-2 : Freight & Insurance | 0%
|  | Schedule-3 : Erection Charges |  | In Rs. |  | 0 | 0% | Schedule-3 : Erection Charges | 0%
|  | Schedule-4a : Training Charges |  | In Rs. |  | 0 | 0% | Schedule-4a : Training Charges | 0%
|  | Schedule-4b : Maintenance Charges during and after DLP |  | In Rs. |  | 0 | 0% | Schedule-4b : Maintenance Charges | 0%
|  | Schedule-7 : Type Test Charges |  | In Rs. |  | 0 | 0% | Schedule-7 : Type Test Charges | 0%
| 4 | Discount on percent basis on the Schedules as given below : [The discount shall be proportionately applicable on all the relevent items of the respective Schdules.] In Percent (%)
|  | Schedule-1 : Ex works prices |  | In Percent (%) |  | 0 | 0%
|  | Schedule-2 : Freight & Insurance |  | In Percent (%) |  | 0 | 0%
|  | Schedule-3 : Erection Charges |  | In Percent (%) |  | 0 | 0%
|  | Schedule-4a : Training Charges |  | In Percent (%) |  | 0 | 0%
|  | Schedule-4b : Maintenance Charges during and after DLP |  | In Percent (%) |  | 0 | 0%
|  | Schedule-7 : Type Test Charges |  | In Percent (%) |  | 0 | 0%
Discount(s) offered at sl. No. 1 to 4 will get displayed and accounted for automatically in the respective items of the Schedules.
| 5 | We hereby offer Multi-package discount as given below:
Multi-Package Discount(s) offered at sl. No. 5 will not get automatically accounted for in the respective items of the Schedules. The same shall be worked out saparately for evaluation.
Please consider this letter of discount as the integral part of our price bid.
Thanking you, we remain,
Yours faithfully,
For and on behalf of …….. …….. …….. …….. …….. ……..
Date : |  | -- | Printed Name :
Place : |  |  | Designation :
Click for Bid Form

## Octroi (hidden)
Details of Octroi
Sl No. | Description of Items | Amount on which Octroi is applicable | Rate of Octroi | Octroi
(1) | (2) | (3) | (4) | (5) =(3) x (4)
1 |  |  |  | 0
2 |  |  |  | 0
3 |  |  |  | 0
4 |  |  |  | 0
5 |  |  |  | 0
6 |  |  |  | 0
7 |  |  |  | 0
8 |  |  |  | 0
9 |  |  |  | 0
10 |  |  |  | 0
| Total |  |  | 0
Back to Sch 5

## Entry Tax (hidden)
Details of Entry Tax
Sl No. | Description of Items | Amount on which Entry Tax is applicable | Rate of Entry Tax | Entry Tax
(1) | (2) | (3) | (4) | (5) =(3) x (4)
1 |  |  |  | 0
2 |  |  |  | 0
3 |  |  |  | 0
4 |  |  |  | 0
5 |  |  |  | 0
6 |  |  |  | 0
7 |  |  |  | 0
8 |  |  |  | 0
9 |  |  |  | 0
10 |  |  |  | 0
| Total |  |  | 0
Back to Sch 5

## Other Taxes & Duties (hidden)
Details of Other Taxes & Duties
Sl No. | Description of Items | Amount on which Other Taxes & Duties are applicable | Description of Taxes & Duties | Rate of Taxes & Duties | Amount of Taxes & Duties
(1) | (2) | (3) | (4) | (5) | (6) =(3) x (4)
1 |  |  |  |  | 0
2 |  |  |  |  | 0
3 |  |  |  |  | 0
4 |  |  |  |  | 0
5 |  |  |  |  | 0
6 |  |  |  |  | 0
7 |  |  |  |  | 0
8 |  |  |  |  | 0
9 |  |  |  |  | 0
10 |  |  |  |  | 0
| Total |  |  |  | 0
Back to Sch 5

## Bid Form 2nd Envelope
Specification No.: CC/NT/W-GIS/DOM/A04/23/12337 |  |  |  | Bid Form 2nd Envelope |  | Sole Bidder |  |  |  | 1 | st |  | 1 | January
[6 empty] | 0 |  |  |  | 2 | nd |  | 2 | February
BID FORM (Second Envelope) | [9 empty] | 3 | rd |  | 3 | March
[10 empty] | 4 | th |  | 4 | April
Bid Proposal Ref. No. | [9 empty] | 5 | th |  | 5 | May
Date : | -- | [8 empty] | 6 | th | #VALUE! | 6 | June
[10 empty] | 7 | th | #VALUE! | 7 | July
To: | [9 empty] | 8 | th | #VALUE! | 8 | August
Contracts Services, 3rd Floor | [9 empty] | 9 | th | #VALUE! | 9 | September
Power Grid Corporation of India Ltd., | [9 empty] | 10 | th |  | 10 | October
"Saudamini", Plot No.-2 | [9 empty] | 11 | th |  | 11 | November
Sector-29, | [9 empty] | 12 | th |  | 12 | December
Gurgaon (Haryana) - 122001 | [9 empty] | 13 | th
[10 empty] | 14 | th
Name of Contract : | Substation Package SS98 for (i) Construction of New 220/33 kV GIS (New) Substation at Nilgrar including 2 nos. of 25MVA, 220/33kV, 3-ph ICT and 33kV Switchgears, (ii) LILO of one ckt of Alusteng – Leh 220KV S/c line on D/c towers at Nilgrar and (iii) Laying of 33 KV lines (consists of Overhead line (OH) and 33 kV Underground cable (UG)) under Western Zojila Consultancy Work to M/s. NHIDCL | [8 empty] | 15 | th
Dear Ladies and/or Gentlemen, | [9 empty] | 16 | th
1 | In continuation of First Envelope of our Bid, we hereby submit the Second Envelope of the Bid, both of which shall be read together and in conjunction with each other, and shall be construed as an integral part of our Bid. Accordingly, we the undersigned, offer to design, manufacture, test, deliver, install and commission (including carrying out Trial Operation, Performance & Guarantee Test as per provision of Technical Specification) under the above-named package in full conformity with the said Bidding Documents for the sum of Rs. 0 (Rs. Zero Only ) or such other sums as may be determined in accordance with the terms and conditions of the Bidding Documents. |  |  |  |  | In continuation of First Envelope of our Bid, we hereby submit the Second Envelope of the Bid, both of which shall be read together and in conjunction with each other, and shall be construed as an integral part of our Bid. Accordingly, we the undersigned, offer to design, manufacture, test, deliver, install and commission (including carrying out Trial Operation, Performance & Guarantee Test as per provision of Technical Specification) under the above-named package in full conformity with the said Bidding Documents for the sum of Rs. | or such other sums as may be determined in accordance with the terms and conditions of the Bidding Documents. | 0 | (Rs. Zero Only ) | 17 | th
| The above amounts are in accordance with the price schedules attached herewith and are made part of this bid. | [8 empty] | 18 | th
2 | Price Schedules | [8 empty] | 19 | th
2.1 | In line with the requirements of the Bidding documents, we enclose herewith the following Price Schedules, duly filled - in as per your proforma: | [8 empty] | 20 | th
| Schedule 1 | Plant and Equipment (Including Mandatory Spare Parts) to be supplied, including Type Test Charges. | [7 empty] | 21 | st
| Schedule 2 | Local Transportation, In-transit Insurance, loading and unloading | [7 empty] | 22 | th
| Schedule 3 | Installation Charges. | [7 empty] | 23 | th
| Schedule 4 | Training charges for training to be imparted. | [7 empty] | 24 | th
| Schedule 4b | Maintenance Charges during & after Defect Laibility Period.
| Schedule 5 | Taxes and Duties not included in Schedule 1 | [7 empty] | 25 | th
| Schedule 6 | Grand Summary [Schedule 1to 5] | [7 empty] | 26 | th
| Schedule 7 | Break-up of Type Test Charges for Type Tests to be conducted | [7 empty] | 27 | th
2.2 | We are aware that the Price Schedules do not generally give a full description of the Work to be performed under each item and we shall be deemed to have read the Technical Specifications and other sections of the Bidding Documents and Drawings to ascertain the full scope of Work included in each item while filling-in the rates and prices. We agree that the entered rates and prices shall be deemed to include for the full scope as aforesaid, including overheads and profit. | [8 empty] | 28 | th
2.3 | We declare that as specified in Clause 11.5, Section –II:ITB, Vol.-I of the Bidding Documents, prices quoted by us in the Price Schedules shall be subject to Price Adjustment during the execution of Contract in accordance with Appendix-2 (Price Adjustment) to the Contract Agreement. | [8 empty] | 29 | th
2.4 | We understand that in the price schedules, where there are errors between the total of the amounts given under the column for the price Breakdown and the amount given under the Total Price, the former shall prevail and the latter will be corrected accordingly. We further understand that where there are discrepancies between amounts stated in figures and amounts stated in words, the amount stated in words shall prevail. Similarly, any discrepancy in the total bid price and that of the summation of Schedule price (price indicated in a Schedule indicating the total of that schedule), the total bid price shall be corrected to reflect the actual summation of the Schedule prices. | [8 empty] | 30 | th
2.5 | We declare that items left blank in the Schedules will be deemed to have been included in other items. The TOTAL for each Schedule and the TOTAL of Grand Summary shall be deemed to be the total price for executing the Facilities and sections thereof in complete accordance with the Contract, whether or not each individual item has been priced. | [8 empty] | 31 | st
3 | We confirm that except as otherwise specifically provided our Bid Prices in this Second Envelope include all taxes, duties, levies and charges as may be assessed on us/our Associate (applicable for Foreign Bidder), our Sub-Contractor/Sub-Vendor or their employees by all municipal, state or national government authorities in connection with the Facilities, in and outside of India.
3.1 | 100% of applicable Taxes and Duties i.e GST which are payable by the Employer under the Contract, shall be reimbursed by the Employer on production of satisfactory documentary evidence by the Contractor in accordance with the provisions of the Bidding Documents.
3.2 | We further understand that notwithstanding 3.0 above, in case of award on us, you shall also bear and pay/reimburse to us, GST applicable on supplies by us to you, imposed on the Plant & Equipment including Mandatory Spare Parts to be incorporated into the Facilities including Type Test charges for Type test to be conducted specified in Schedule No. 1, Installation Services specified in Schedule No. 3, Charges for Training to be imparted specified in Schedule No. 4a and Maintenance Charges during & after Defect Laibility Period specified in Schedule No. 4b of the Price Schedule in this Second Envelope by the Indian Laws.
3.3 | We confirm that we have also registered/we shall also get registered in the GST Network with a GSTIN, in all the states where the project is located and the states from which we shall make our supply of goods.
4 | # (For Joint Venture only) We, the partners of Joint Venture submitting this bid, do agree and confirm that in case of Award of Contract on the Joint Venture, we shall be jointly and severally liable and responsible for the execution of the Contract in accordance with Contract terms and conditions. |  |  |  | 1
5 | We, hereby, declare that only the persons or firms interested in this proposal as principals are named here and that no other persons or firms other than those mentioned herein have any interest in this proposal or in the Contract to be entered into, if the award is made on us, that this proposal is made without any connection with any other person, firm or party likewise submitting a proposal is in all respects for and in good faith, without collusion or fraud.
Thanking you, we remain,
Yours faithfully,
For and on behalf of …….. …….. …….. …….. …….. ……..
Signature :
Date : | -- |  | Printed Name :
Place : |  |  | Designation :
Common Seal :
In case of bid from a Joint Venture, name & designation of representative of JV partner is to be provided and Bid Form is also to be signed by him.
Please provide additional information of the Bidder
Business Address :
Country of Incorporation :
State/Province to be indicated :
Name of Principal Officer :
Address of Principal Officer :
Note: Bidders may note that no prescribed proforma has been enclosed for Attachment 2 : Power of Attorney. Bidders may use their own proforma for furnishing the required information with the bid.
* * *
Back to Cover Page

## Q & C (2) (hidden)
STATEMENT OF QUOTED / CORRECTED PRICES
All Figures are in Rupees
Bidder |  | 0
Sl. No. | Price Component | Quoted Price | Corrected Price
1 | TOTAL SCHEDULE NO. 1:Ex-Works Price of Plant and Equipment including Type Test Charges | 0 |  | 0
2 | TOTAL SCHEDULE NO.2: Local Transportation, Insurance and other Incidental Services. | 0 |  | 0
3 | TOTAL SCHEDULE NO.3: Installation Charges | 0 |  | 0
4 | TOTAL SCHEDULE NO.4: Training Charges | Not Applicable |  | Not Applicable
5 | TOTAL BID PRICE: (Excluding Taxes & Duties) | 0 |  | 0
6 | DISCOUNT | #REF! |  | #REF! | #REF!
7 | NET BID PRICE (Excluding Taxes & Duties) | #REF! |  | #REF!
8 | TAXES & DUTIES PAYABLE ADDITIONALLY
| A) EXCISE DUTY | 0 |  | 0
| B) CENTRAL SALES TAX | 0 |  | 0
| C) VAT | #REF! |  | 0
| D) ENTRY TAX / OCTROI | #REF! |  | 0
E) OTHERS
| F) TOTAL TAXES & DUTIES | #REF! |  | 0
8 | TOTAL BID PRICE (INCLUDING TAXES & DUTIES) | #REF! |  | 0
9 | TOTAL SCHEDULE NO.7: Type Test Charges [Total of this Schedule is included in Schedule-1 above] | 0 |  | 0
I) | Bidder has indicated the following taxes and duties additionally applicable for their bid:
| Excise Duty % as |  |  |  | Excise Duty
| CST % as |  |  |  | CST
| #REF! |  |  |  | VAT | #REF! | #REF!
| #REF! |  |  |  | Entry Tax/ Octroi | #REF! | #REF!
| Others as |  |  |  | Others
II) | With regard to Entry Tax, it may be mentioned that the substations covered under the subject pacakge falls in State of MP, where an entry tax @ 2% of Purchase Price is applicable. In view of the above, the taxes and duties inter-alia including entry tax applicable for the bids are calculated :
a) | Ex-Works Price of Direct Supplies (after discount, if any) |  | Rs. | 0
b) | Excise Duty, as applicable on (a) above at the rate : | 10% | Rs. | 0
c) | Amount on which Sales Tax is applicable | 0 |  | 0
d) | CST, as applicable on (a) + ED (b) above at the rate : | 2% | Rs. | 0
e) | VAT, as applicable on (a) + ED (b) above at the rate : | 1% |  | 0
f) | Others [……………………………………………] |  | Rs.
g) | Purchase Price for Entry Tax (Total Ex-Works+F&I+ED+CST+Others) |  | Rs. | 0
h) | Entry Tax, as applicable on (e) above at the rate : |  | Rs. | 0
Substation Package SS98 for (i) Construction of New 220/33 kV GIS (New) Substation at Nilgrar including 2 nos. of 25MVA, 220/33kV, 3-ph ICT and 33kV Switchgears, (ii) LILO of one ckt of Alusteng – Leh 220KV S/c line on D/c towers at Nilgrar and (iii) Laying of 33 KV lines (consists of Overhead line (OH) and 33 kV Underground cable (UG)) under Western Zojila Consultancy Work to M/s. NHIDCL |  | Statement of Quoted / Corrected Prices |  | Page
Spec. No. | Specification No.: CC/NT/W-GIS/DOM/A04/23/12337

## Q & C (hidden)
STATEMENT OF QUOTED / CORRECTED PRICES
All Figures are in Rupees
Bidder |  | …….. …….. …….. …….. …….. ……..
Sl. No. | Price Component | Quoted Price | Corrected Price
1 | TOTAL SCHEDULE NO. 1:Ex-Works Price of Plant and Equipment including Type Test Charges | 0 |  | 0
2 | TOTAL SCHEDULE NO.2: Local Transportation, Insurance and other Incidental Services. | 0 |  | 0
3 | TOTAL SCHEDULE NO.3: Installation Charges | 0 |  | 0
4 | TOTAL SCHEDULE NO.4: Training Charges | Not Applicable |  | Not Applicable
5 | TOTAL BID PRICE: (Excluding Taxes & Duties) | 0 |  | 0
6 | DISCOUNT | #REF! |  | #REF!
7 | NET BID PRICE (Excluding Taxes & Duties) | #REF! |  | #REF!
8 | TAXES & DUTIES PAYABLE ADDITIONALLY
| A) EXCISE DUTY | #REF! |  | 0
| B) CENTRAL SALES TAX /VAT | #REF! |  | #REF!
| C) ENTRY TAX / OCTROI | #REF! |  | #REF!
| D) OTHERS | #REF! |  | 0
| E) TOTAL TAXES & DUTIES | #REF! |  | #REF!
8 | TOTAL BID PRICE (INCLUDING TAXES & DUTIES) | #REF! |  | #REF!
9 | TOTAL SCHEDULE NO.7: Type Test Charges [Total of this Schedule is included in Schedule-1 above] | 0 |  | 0
I) | Bidder has indicated the following taxes and duties additionally applicable for their bid:
a) | Excise Duty |  | Rs. | #REF!
b) | CST /VAT |  | Rs. | #REF!
c) | Entry Tax / Octroi |  | Rs. | #REF!
d) | Others |  | Rs. | #REF!
II) | Bidder has offered following discount(s)
III) | With regard to Entry Tax, it may be mentioned that the substations covered under the subject pacakge falls in State of MP, where an entry tax @ 1% of Purchase Price is applicable. In view of the above, the taxes and duties inter-alia including entry tax applicable for the bids are calculated : |  |  |  | Details of dicounts
a) | Ex-Works Price of Direct Supplies (after discount, if any) |  | Rs. | 0 | Gross LS | #REF! | #REF! | #REF! | Gross % | #REF! | #REF! | #REF!
b) | Excise Duty @ 10.3% of (a) above |  | Rs. | 0 |  |  |  | #REF! |  |  |  | #REF!
c) | CST / VAT @ 2% of Ex-Works of Direct Supplies (a) + ED (b) above |  | Rs. | #REF! | Sch-1 Direct LS | #REF! | #REF! | #REF! | Sch-1 Direct % | #REF! | #REF! | #REF!
d) | Others |  | Rs. |  | Sch-1 BO LS | #REF! | #REF! | #REF! | Sch-1 BO % | #REF! | #REF! | #REF!
e) | Purchase Price for Entry Tax (Total Ex-Works+F&I+ED+CST+Others) |  | Rs. | #REF! | Sch-2 LS | #REF! | #REF! | #REF! | Sch-2 % | #REF! | #REF! | #REF!
f) | Entry Tax @ 1% of (e) above |  | Rs. | #REF! | Sch-3 LS | #REF! | #REF! | #REF! | Sch-3 % | #REF! | #REF! | #REF!
[5 empty] | Sch-7 LS | #REF! | #REF! | #REF! | Sch-7 % | #REF! | #REF! | #REF!
Substation Package SS98 for (i) Construction of New 220/33 kV GIS (New) Substation at Nilgrar including 2 nos. of 25MVA, 220/33kV, 3-ph ICT and 33kV Switchgears, (ii) LILO of one ckt of Alusteng – Leh 220KV S/c line on D/c towers at Nilgrar and (iii) Laying of 33 KV lines (consists of Overhead line (OH) and 33 kV Underground cable (UG)) under Western Zojila Consultancy Work to M/s. NHIDCL |  | Statement of Quoted / Corrected Prices |  | Page | Different Manner | #REF!
[5 empty] | Text for Discount | #REF!
#REF!
#REF!

## N to W (hidden)
0
Rs. Zero Only
0
0
0
0
0
0
1 | One
2 | Two
3 | Three
4 | Four
5 | Five
6 | Six
7 | Seven
8 | Eight
9 | Nine
10 | Ten
11 | Eleven
12 | Twelve
13 | Thirteen
14 | Fourteen
15 | Fifteen
16 | Sixteen
17 | Seventeen
18 | Eighteen
19 | Nineteen
20 | Twenty
21 | Twenty One
22 | Twenty Two
23 | Twenty Three
24 | Twenty Four
25 | Twenty Five
26 | Twenty Six
27 | Twenty Seven
28 | Twenty Eight
29 | Twenty Nine
30 | Thirty
31 | Thirty One
32 | Thirty Two
33 | Thirty Three
34 | Thirty Four
35 | Thirty Five
36 | Thirty Six
37 | Thirty Seven
38 | Thirty Eight
39 | Thirty Nine
40 | Forty
41 | Forty One
42 | Forty Two
43 | Forty Three
44 | Forty Four
45 | Forty Five
46 | Forty Six
47 | Forty Seven
48 | Forty Eight
49 | Forty Nine
50 | Fifty
51 | Fifty One
52 | Fifty Two
53 | Fifty Three
54 | Fifty Four
55 | Fifty Five
56 | Fifty Six
57 | Fifty Seven
58 | Fifty Eight
59 | Fifty Nine
60 | Sixty
61 | Sixty One
62 | Sixty Two
63 | Sixty Three
64 | Sixty Four
65 | Sixty Five
66 | Sixty Six
67 | Sixty Seven
68 | Sixty Eight
69 | Sixty Nine
70 | Seventy
71 | Seventy One
72 | Seventy Two
73 | Seventy Three
74 | Seventy Four
75 | Seventy Five
76 | Seventy Six
77 | Seventy Seven
78 | Seventy Eight
79 | Seventy Nine
80 | Eighty
81 | Eighty One
82 | Eighty Two
83 | Eighty Three
84 | Eighty Four
85 | Eighty Five
86 | Eighty Six
87 | Eighty Seven
88 | Eighty Eight
89 | Eighty Nine
90 | Ninety
91 | Ninety One
92 | Ninety Two
93 | Ninety Three
94 | Ninety Four
95 | Ninety Five
96 | Ninety Six
97 | Ninety Seven
98 | Ninety Eight
99 | Ninety Nine
100 | One Hundred