## Basic (hidden)
Package Name | 400kV AIS SUBSTATION PACKAGE SS-137 for i) Extension of 132kV PASIGHAT (OLD) Substation, ii) Extension of 132kV ROING (PG) Substation, iii) Extension of 132kV TEZU (PG) Substation, iv) Extension of 132kV NAMSAI (PG) Substation, v) Extension of 400kV Balipara (PG) Substation under NERES-XXIII & NERES-XXVI
Package Code | 400kV AIS SUBSTATION PACKAGE SS-137
Specification No. | Specification No.: CC/NT/W-AIS/DOM/A10/24/10719
ORIGINAL

## Cover
Price Schedules | 400kV AIS SUBSTATION PACKAGE SS-137 for i) Extension of 132kV PASIGHAT (OLD) Substation, ii) Extension of 132kV ROING (PG) Substation, iii) Extension of 132kV TEZU (PG) Substation, iv) Extension of 132kV NAMSAI (PG) Substation, v) Extension of 400kV Balipara (PG) Substation under NERES-XXIII & NERES-XXVI |  | 400kV AIS SUBSTATION PACKAGE SS-137
Specification No.: CC/NT/W-AIS/DOM/A10/24/10719
| 1 | Fill up only green shaded cells in Sch-1, Sch-2, Sch-3, Sch-4, Sch-7 and Bid Form 2nd Envelope.
| 2 | All the cells in Sch-5 & Sch-6 are auto filled, therefore no cell is required to be filled up there.
| 3 | Instructions / error messages, if any, will be displayed automatically after selecting the cell.
| 4 | After filling up all the schedues, save the file, take print out of all the schedules and Bid form and sign & stamp and submit them as hard copy of the 2nd envelope (Price part) of the bid. Also ensure to submit the soft copy of the the same file on CD/ DVD.
Click to skip Instructions & Proceed
Click for Detailed General Instructions
General guidelines for filling up the Price Schedules, Sch-1 to Sch-7

## Instructions (hidden)
General Instruction to the Bidders for filling up this workbook of Price Schedules
I | While filling up the worksheets following may please be observed :
| (i) | Fill up only green shaded cells.
| (ii) | Certain data type entries have been restricted, such as Numeric values or limits of numeric values.
| (iii) | Select only the options provided in pull down menus.
| (iv) | Do not link any cell of this work book with any other work book.
| (v) | Do not use copy & paste or cut & paste options for filling up the data.
| (vi) | Do not reformat any of the cell of the work book.
II | This Workbook consists of following worksheets :
Cover :
Opening page of the workbook.
Names of Bidder :
| ● | Select Sole Bidder or JV (Joint Venture) from the pull down menu. Do not leave this cell blank.
| ● | Select nos. of the JV Partners other than the Lead Partner from drop down menu.
| ● | In case of JV partners more than 2, enter details of 3rd & more partners along with details of 2nd partner.
| ● | Fill up names and address of the Sole Bidder and /or Joint Venture.
| ● | Fill up date in dd-mmm-yyyy format from drop down menu.
| ● | Click for Sch-1 given at the right top of the worksheet to go to Sch-1.
Sch-1 (Ex-works Prices) :
| ● | Fill up unit rates for all the items in numeric values greater than 0 (zero). If unit rate is left blank, the corresponding item shall be deemed to be included in the total price.
| ● | Corresponding cell for mode of transaction shall be come enable only after filling up the unit rate, therefore first fill up the unit rate and then mode of transaction for the corresponding item.
| ● | Select either Direct or Bought-out from the drop down menu. Do not leave the cell blank the same shall be deemed to be Bought-out if the cell is left blank.
| ● | Total amount shall get calculated automatically.
| ● | Type Test charges shall appear automatically after filling up Sch-7 appropriately.
Sch-2 (Freight & Insurance Charges) :
| ● | Fill up unit rates for all the items in numeric values greater than 0 (zero). If unit rate is left blank, the corresponding item shall be deemed to be included in the total price.
| ● | Total amount shall get calculated automatically.
Sch-3 (Erection Charges) :
| ● | Fill up unit rates for all the items in numeric values greater than 0 (zero). If unit rate is left blank, the corresponding item shall be deemed to be included in the total price.
| ● | Total amount shall get calculated automatically.
Sch-4 (Training Charges) :
| ● | Not applicable, hence no cell is required to be filled up.
Sch-4b (Maintenance Charges during and after Defect Liability Period) :
| ● | Not applicable, hence no cell is required to be filled up.
Sch-5 (Summary of Taxes and Duties applicable on the Goods) :
| ● | No cell is required to be filled in by the bidder in this worksheet.
Sch -6 :
| ● | Summary of all the Schedules without considering discount (mentioned in the work sheet discount) shall be displayed automatically.
| ● | No cell is required to be filled in by the bidder in this worksheet.
Sch-7 (Type Test Charges) :
| ● | Fill up the rates & location where type tests are proposed.
| ● | Total of this Sch-7 shall automatically appear in Sch-1.
Bid from 2nd Envelope :
| ● | Fill up ref. no. as bidder's ref no. of this letter.
| ● | This letter shall consider the net price as per Sch-6 (After Discount).
| ● | Fill up names & Designation of the representatives of other JV partner(s) if the bidder is JV (Joint Venture) .
| ● | Fill up additional information as required.
* * *
Happy Bidding !
Click to Proceed

## Names of Bidder
400kV AIS SUBSTATION PACKAGE SS-137 for i) Extension of 132kV PASIGHAT (OLD) Substation, ii) Extension of 132kV ROING (PG) Substation, iii) Extension of 132kV TEZU (PG) Substation, iv) Extension of 132kV NAMSAI (PG) Substation, v) Extension of 400kV Balipara (PG) Substation under NERES-XXIII & NERES-XXVI
Specification No.: CC/NT/W-AIS/DOM/A10/24/10719 |  |  |  |  | Sole Bidder | 1 |  | Sole Bidder | 1
[5 empty] | Joint Venture | 2 or More |  | JV (Joint Venture) | 2 or More
Enter following details of the bidder
Specify type of Bidder [Select from drop down menu] | Sole Bidder |  | Sole Bidder | 1 | 0 | Sole Bidder | 1 | 0
1
0
Name of Sole Bidder
Address of Sole Bidder
Name of other Partner
Address of other Partner
…….. …….. …….. …….. …….. ……..
…….. …….. …….. …….. …….. ……..
Name of other Partner - 2 (more, if any) | …….. …….. …….. …….. …….. ……..
Address of other Partner - 2 (more, if any) | …….. …….. …….. …….. …….. ……..
…….. …….. …….. …….. …….. ……..
…….. …….. …….. …….. …….. ……..
Printed Name
Designation
email ID of Bid Signatory
Mobile No. of Bid Signatory
Tel No. of Bid Signatory
Fax No. of Bid Signatory
Date |  | 31
Place
Click for Sch-1

## Sch-1
Specification No.: CC/NT/W-AIS/DOM/A10/24/10719 | [12 empty] | Schedule - 1 | Schedule - 1 |  |  | Direct Total | 0 | Sole Bidder | `
[17 empty] | BO Total | #REF! | 0
400kV AIS SUBSTATION PACKAGE SS-137 for i) Extension of 132kV PASIGHAT (OLD) Substation, ii) Extension of 132kV ROING (PG) Substation, iii) Extension of 132kV TEZU (PG) Substation, iv) Extension of 132kV NAMSAI (PG) Substation, v) Extension of 400kV Balipara (PG) Substation under NERES-XXIII & NERES-XXVI
(SCHEDULE OF RATES AND PRICES)
Bidder’s Name and Address (Sole Bidder) : | [11 empty] | To:
Contracts Services, 3rd Floor
Name : | [11 empty] | Power Grid Corporation of India Ltd., | [6 empty] | &
Address : | [11 empty] | "Saudamini", Plot No.-2
Sector-29,
Gurgaon (Haryana) - 122001
PLANT AND EQUIPMENT (INCLUDING MANDATORY SPARES PARTS) TO BE SUPPLIED, INCLUDING TYPE TEST CHARGES FOR TESTS TO BE CONDUCTED | [17 empty] | Direct
[10 empty] | All Prices are in Indian Rupees. | [7 empty] | Bought-Out
SI. No. | PR No | PR Line Item No | Activity Description | Material Code | HSN Code | Whether HSN in column ‘ 6 ’ is confirmed. If not indicate applicable the HSN code * | Rate of GST applicable (in %) | Whether rate of GST in column ‘4’ is confirmed. If not indicate applicable rate of GST * | Item Description | Unit | Qty. | Unit Ex-works price (excluding GST) | Total Ex-works price (excluding GST) | GST Tax as confirmed by Bidder
1 | 2 | 3 | 4 | 5 | 6 | 7 | 8 | 9 | 10 | 11 | 12 | 13 | 14= 12 x 13 | 15
I | 132 kV PASIGHAT OLD EXT | [13 empty] | Revaluation of J column | Tax Calculation
1 | 7000028332 | 10 | 145kV Equipments | 1000028343 | 85352911 |  | 18 |  | 145kV,1250A, 31.5kA SF6 Circuit Breaker3-Phase with support structure(Suitable for 1-Phase & 3-PhaseAutoreclosing) | EA | 1 |  | Included | 0 | 0 | 0
2 | 7000028332 | 20 | 145kV Equipments | 1000000977 | 85359090 |  | 18 |  | 145 kV, 600A, 31.5KA, 1-Phase CurrentTransformer with 120% extended currentrating | EA | 3 |  | Included | 0 | 0 | 0
3 | 7000028332 | 30 | 145kV Equipments | 1000000991 | 85359090 |  | 18 |  | 145 kV, 8800pf, 1-phase Capacitive Voltage Transformer | EA | 3 |  | Included | 0 | 0 | 0
4 | 7000028332 | 40 | 145kV Equipments | 1000020416 | 85354010 |  | 18 |  | 120kV Surge Arrester(1-phase) | EA | 3 |  | Included | 0 | 0 | 0
5 | 7000028332 | 50 | 145kV Equipments | 1000000956 | 85462040 |  | 18 |  | 145kV, 1 phase Bus Post Insulators | EA | 3 |  | Included | 0 | 0 | 0
6 | 7000028332 | 60 | 145kV Equipments | 1000000992 | 85353090 |  | 18 |  | 145 kV, 1250A, 31.5 KA, 3-phase DoubleBreak Isolator with one E/S | EA | 1 |  | Included | 0 | 0 | 0
7 | 7000028332 | 70 | 145kV Equipments | 1000000996 | 85353090 |  | 18 |  | 145 kV, 1250 A, 31.5KA, 3-phase DoubleBreak Isolator without E/S | EA | 1 |  | Included | 0 | 0 | 0
8 | 7000028332 | 80 | 145kV Equipments | 1000000997 | 85353090 |  | 18 |  | 145 kV, 1250 A, 31.5KA, 3-phase DoubleBreak Isolator without E/S (Tandem) | EA | 1 |  | Included | 0 | 0 | 0
9 | 7000028332 | 90 | Relay & Protection Panel | 1000010955 | 85371000 |  | 18 |  | Duplex Control Panel for 132 kV One Bay (Bus scheme as per SLD) | EA | 1 |  | Included | 0 | 0 | 0
10 | 7000028332 | 100 | PLCC/DPC | 1000010638 | 85176210 |  | 18 |  | Digital Protection Coupler | EA | 1 |  | Included | 0 | 0 | 0
11 | 7000028332 | 110 | Illumination System | 1000020262 | 85371000 |  | 18 |  | Sub Lighting panel (outdoor) type SLP (Switchyard and Street Lighting) | EA | 2 |  | Included | 0 | 0 | 0
12 | 7000028332 | 120 | Illumination System | 1000038387 | 94051090 |  | 18 |  | LED FLOOD LIGHT LUMINARIESTYPE FL-1 (150W) AS PER TECHNICALSPECIFICATION | EA | 3 |  | Included | 0 | 0 | 0
13 | 7000028332 | 130 | Illumination System | 1000038325 | 94059900 |  | 18 |  | LIGHTING FIXTURE LED LUMINAIRES TYPE FL2 AS PER TECH. SPECIFICATIONS | EA | 3 |  | Included | 0 | 0 | 0
14 | 7000028332 | 140 | Cables | 1000056265 | 85446020 |  | 18 |  | 1.1KV GRADE 27CX1.5 SQMM CONTROL CABLE | KM | 0.3 |  | Included | 0 | 0 | 0
15 | 7000028332 | 150 | Cables | 1000056264 | 85446020 |  | 18 |  | 1.1KV GRADE 19CX1.5 SQMM CONTROL CABLE | KM | 1.5 |  | Included | 0 | 0 | 0
16 | 7000028332 | 160 | Cables | 1000031887 | 85446020 |  | 18 |  | 1.1KV GRADE 10CX2.5 SQMM CONTROL CABLE | KM | 0.5 |  | Included | 0 | 0 | 0
17 | 7000028332 | 170 | Cables | 1000031993 | 85446020 |  | 18 |  | 1.1KV GRADE 7CX2.5 SQMM CONTROL CABLE | KM | 0.5 |  | Included | 0 | 0 | 0
18 | 7000028332 | 180 | Cables | 1000031987 | 85446020 |  | 18 |  | 1.1KV GRADE 5CX2.5 SQMM CONTROL CABLE | KM | 1.5 |  | Included | 0 | 0 | 0
19 | 7000028332 | 190 | Cables | 1000031976 | 85446020 |  | 18 |  | 1.1KV GRADE 4CX16 SQMM (PVC) POWER CABLE | KM | 0.2 |  | Included | 0 | 0 | 0
20 | 7000028332 | 200 | Cables | 1000031953 | 85446020 |  | 18 |  | 1.1KV GRADE 3.5CX35 SQMM (PVC) POWER CABLE | KM | 0.5 |  | Included | 0 | 0 | 0
21 | 7000028332 | 210 | Cables | 1000031943 | 85446020 |  | 18 |  | 1.1KV GRADE 2CX6 SQMM (PVC) POWER CABLE | KM | 0.5 |  | Included | 0 | 0 | 0
22 | 7000028332 | 220 | Cables | 1000031985 | 85446020 |  | 18 |  | 1.1KV GRADE 4CX6 SQMM (PVC) POWER CABLE | KM | 1 |  | Included | 0 | 0 | 0
23 | 7000028332 | 230 | Erection H/W | 1000011240 | 72169990 |  | 18 |  | Erection Hardware for 132kV layout (Single Main & TransferScheme)-Line Bay as per technical specification | SET | 1 |  | Included | 0 | 0 | 0
24 | 7000028332 | 240 | Equipments Structure and Earthmat | 1000029036 | 73082011 |  | 18 |  | Fabrication, galvanising and supply of Std 132 kV Support Structure 1 PhCTincluding nuts, bolts, all type of washers, packplates, step bolts andgusset plates excluding foundation bolts | EA | 3 |  | Included | 0 | 0 | 0
25 | 7000028332 | 250 | Equipments Structure and Earthmat | 1000029037 | 73082011 |  | 18 |  | Fabrication, galvanising and supply of Std 132 kV Support Structure1Ph CVT including nuts, bolts, all type of washers, packplates, stepboltsand gusset plates excluding foundation bolts | EA | 3 |  | Included | 0 | 0 | 0
26 | 7000028332 | 260 | Equipments Structure and Earthmat | 1000029038 | 73082011 |  | 18 |  | Fabrication, galvanising and supply of Std 132 kV Support Structure3Ph ISO including nuts, bolts, all type of washers, packplates, stepboltsand gusset plates excluding foundation bolts | EA | 3 |  | Included | 0 | 0 | 0
27 | 7000028332 | 270 | Equipments Structure and Earthmat | 1000029039 | 73082011 |  | 18 |  | Fabrication, galvanising and supply of Std 132 kV Support Structure 1 PhLAincluding nuts, bolts, all type of washers, packplates, step bolts andgusset plates excluding foundation bolts | EA | 3 |  | Included | 0 | 0 | 0
28 | 7000028332 | 280 | Equipments Structure and Earthmat | 1000029035 | 73082011 |  | 18 |  | Fabrication, galvanising and supply of Std 132 kV Support Structure1Ph BPI including nuts, bolts, all type of washers, packplates, stepboltsand gusset plates excluding foundation bolts | EA | 3 |  | Included | 0 | 0 | 0
29 | 7000028332 | 290 | Equipments Structure and Earthmat | 1000032055 | 72159090 |  | 18 |  | 40 MM MS ROD FOR MAIN EARTHMAT | KM | 0.5 |  | Included | 0 | 0 | 0
30 | 7000028332 | 300 | Mandatory Spares | 1000032684 | 85176210 |  | 18 |  | SPARE-DIGITAL PROTECTION COUPLER | LS | 1 |  | Included | 0 | 0 | 0
31 | 7000028332 | 310 | Mandatory Spares | 1000028572 | 85359090 |  | 18 |  | SPARE-145KV CVT | LOT | 1 |  | Included | 0 | 0 | 0
32 | 7000028332 | 320 | Mandatory Spares | 1000025949 | 85371000 |  | 18 |  | Spare-C & R Panel | SET | 1 |  | Included | 0 | 0 | 0
33 | 7000028332 | 330 | Mandatory Spares | 1000026087 | 85354010 |  | 18 |  | Spares for 120kV Surge Arrester | LS | 1 |  | Included | 0 | 0 | 0
34 | 7000028332 | 340 | Mandatory Spares | 1000028571 | 85359090 |  | 18 |  | SPARE-145KV CT | LOT | 1 |  | Included | 0 | 0 | 0
35 | 7000028332 | 350 | Mandatory Spares | 1000028573 | 85353090 |  | 18 |  | SPARE-145KV DB ISOLATOR | LOT | 1 |  | Included | 0 | 0 | 0
36 | 7000028332 | 360 | Mandatory Spares | 1000028570 | 85352911 |  | 18 |  | SPARE-145KV CIRCUIT BREAKER | LOT | 1 |  | Included | 0 | 0 | 0
37 | 7000028332 | 370 | Supply of Foundation Bolt | 1000028770 | 73181500 |  | 18 |  | Fabrication, galvanising and supply of24mm dia foundation bolts includingnuts, checknuts, washers andpackplates. | EA | 188 |  | Included | 0 | 0 | 0
38 | 7000028332 | 380 | Supply of Structure | 1000015954 | 73082011 |  | 18 |  | Fabrication, galvanising and supply of Lattice Structures (MS Steel),to be designed during detailed engineering, for towers, beams andequipment support structure including pack plates / packwashers andgusset plates excluding fasteners and foundation bolts | MT | 10 |  | Included | 0 | 0 | 0
39 | 7000028332 | 390 | Supply of Structure | 1000011713 | 73082011 |  | 18 |  | Fabrication, galvanising and supply of fasteners ( nuts, bolts andwashers ) including step bolts for lattice and pipe structures to bedesigned during detailed engineering | MT | 1 |  | Included | 0 | 0 | 0
40 | 7000028332 | 400 | Supply of Structure | 1000012373 | 73082011 |  | 18 |  | Fabrication, galvanising and supply of foundation bolts including nuts,checknut and washers for lattice and pipe structures to be designedduring detailed engineering | MT | 1 |  | Included | 0 | 0 | 0
41 | 7000028332 | 410 | Supply - Telecom Equipment | 1000023471 | 85372000 |  | 18 |  | OPGW Fibre Optic Distribution Panel (FODP): Indoor Type: 96F | EA | 1 |  | Included | 0 | 0 | 0
42 | 7000028332 | 420 | Supply - Telecom Equipment | 1000037545 | 85447090 |  | 18 |  | 24F (DWSM) APPROACH FIBRE OPTIC CABLE | KM | 1 |  | Included | 0 | 0 | 0
43 | 7000028332 | 430 | Supply - Telecom Equipment | 1000066613 | 83071000 |  | 18 |  | GI FLEXIBLE CONDUIT INSTALLATION HARDWARE FOR APPROAH CABLING | EA | 75 |  | Included | 0 | 0 | 0
44 | 7000028332 | 440 | Supply - Telecom Equipment | 1000066612 | 73071900 |  | 18 |  | GI ELBOW INSTALLATION HARDWARE FOR APPROAH CABLING | EA | 150 |  | Included | 0 | 0 | 0
45 | 7000028332 | 450 | Supply - Telecom Equipment | 1000066614 | 73069011 |  | 18 |  | GI PIPE INSTALLATION HARDWARE FOR APPROACH CABLING | KM | 1 |  | Included | 0 | 0 | 0
46 | 7000028332 | 460 | Supply - Telecom Equipment | 1000034998 | 85171890 |  | 18 |  | VOIP TELEPHONE INSTRUMENT WITH ONE COMMON SWITCH (MIN. 8 PORT) | EA | 2 |  | Included | 0 | 0 | 0
47 | 7000028332 | 470 | Supply - Telecom Equipment | 1000028265 | 85238020 |  | 18 |  | Software for Craft Terminal | EA | 1 |  | Included | 0 | 0 | 0
48 | 7000028332 | 480 | Supply - Telecom Equipment | 1000028495 | 84715000 |  | 18 |  | NMS- CRAFT TERMINAL-HARDWARE | EA | 1 |  | Included | 0 | 0 | 0
49 | 7000028332 | 490 | Supply - Telecom Equipment | 1000026228 | 85176290 |  | 18 |  | Equipment Cabinets For SDH | EA | 1 |  | Included | 0 | 0 | 0
50 | 7000028332 | 500 | Supply - Telecom Equipment | 1000031381 | 85176290 |  | 18 |  | TRIBUTARY INTERFACE-GIGABIT ETHERNET INTERFACES 10/100 MBPS WITH LAYER-2 SWITCHING (MINIMUM 2 NOS.) | SET | 1 |  | Included | 0 | 0 | 0
51 | 7000028332 | 510 | Supply - Telecom Equipment | 1000034950 | 85176990 |  | 18 |  | ETHERNET INTERFACE 10/100 BASE T WITH LAYER-2 SWITCHING (MIN 8INTERFACES PER CARD) | EA | 2 |  | Included | 0 | 0 | 0
52 | 7000028332 | 520 | Supply - Telecom Equipment | 1000031374 | 85176290 |  | 18 |  | TRIBUTARY INTERFACE- E1 INTERFACE (MINIMUM 16 NOS.) | SET | 2 |  | Included | 0 | 0 | 0
53 | 7000028332 | 530 | Supply - Telecom Equipment | 1000019315 | 85176290 |  | 18 |  | Optical Line Interface card (to support minimum 150 kms) | EA | 2 |  | Included | 0 | 0 | 0
54 | 7000028332 | 540 | Supply - Telecom Equipment | 1000018706 | 85176990 |  | 18 |  | S16.1 SFP | EA | 4 |  | Included | 0 | 0 | 0
55 | 7000028332 | 550 | Supply - Telecom Equipment | 1000031367 | 85176260 |  | 18 |  | SDH EQUIPMENT (STM-16 MADM UPTO 5 MSP PROTECTED DIRECTIONS)-BASEEQUIPMENT (COMMON CARDS, CROSS CONNECT/CONTROL CARDS, OPTICAL BASECARDS, POWER SUPPLY CARDS, POWER CABLING, OTHER HARDWARE ANDACCESSORIES INCLUDING SUB RACKS, PATCH CORD, DDF ETC FULLY EQUIPEDEXCLUDING OPTICAL INTERFACE & TRIBUTARY CARDS | EA | 1 |  | Included | 0 | 0 | 0
56 | 7000028332 | 560 | Spares -Telecom Equipment | 1000031369 | 85176260 |  | 18 |  | SDH EQUIPMENT (STM-16 MADM UPTO 5 MSP PROTECTED DIRECTIONS)-COMMONCARDS, CROSS-CONNECT/CONTROL CARDS, OPTICAL BASE CARD, POWER SUPPLYCARDS, POWER CABLING, OTHER HARDWARE & ACCESSORIES (EACH). | SET | 1 |  | Included | 0 | 0 | 0
57 | 7000028332 | 570 | Spares -Telecom Equipment | 1000018706 | 85176990 |  | 18 |  | S16.1 SFP | EA | 1 |  | Included | 0 | 0 | 0
58 | 7000028332 | 580 | Spares -Telecom Equipment | 1000014273 | 85176990 |  | 18 |  | L16.2 SFP | EA | 2 |  | Included | 0 | 0 | 0
59 | 7000028332 | 590 | Spares -Telecom Equipment | 1000031413 | 85176290 |  | 18 |  | OPTICAL INTERFACE/SFP-V16.2 | EA | 1 |  | Included | 0 | 0 | 0
60 | 7000028332 | 600 | Spares -Telecom Equipment | 1000019315 | 85176290 |  | 18 |  | Optical Line Interface card (to support minimum 150 kms) | EA | 1 |  | Included | 0 | 0 | 0
61 | 7000028332 | 610 | Spares -Telecom Equipment | 1000031374 | 85176290 |  | 18 |  | TRIBUTARY INTERFACE- E1 INTERFACE (MINIMUM 16 NOS.) | SET | 1 |  | Included | 0 | 0 | 0
62 | 7000028332 | 620 | Spares -Telecom Equipment | 1000034950 | 85176990 |  | 18 |  | ETHERNET INTERFACE 10/100 BASE T WITH LAYER-2 SWITCHING (MIN 8INTERFACES PER CARD) | EA | 1 |  | Included | 0 | 0 | 0
63 | 7000028332 | 630 | Spares -Telecom Equipment | 1000031381 | 85176290 |  | 18 |  | TRIBUTARY INTERFACE-GIGABIT ETHERNET INTERFACES 10/100 MBPS WITH LAYER-2 SWITCHING (MINIMUM 2 NOS.) | SET | 1 |  | Included | 0 | 0 | 0
64 | 7000028332 | 640 | Spares -Telecom Equipment | 1000034998 | 85171890 |  | 18 |  | VOIP TELEPHONE INSTRUMENT WITH ONE COMMON SWITCH (MIN. 8 PORT) | EA | 1 |  | Included | 0 | 0 | 0
65 | 7000028332 | 650 | Spares -Telecom Equipment | 1000031398 | 85171890 |  | 18 |  | PRE CONNECTORIZED OPTICAL FIBER PATCH CORDS(10 MTRS) â€“ PACK OF SIXPATCH CORDS | SET | 1 |  | Included | 0 | 0 | 0
66 | 7000028332 | 660 | Spares -Telecom Equipment | 1000037545 | 85447090 |  | 18 |  | 24F (DWSM) APPROACH FIBRE OPTIC CABLE | KM | 1 |  | Included | 0 | 0 | 0
67 | 7000028332 | 670 | Spares -Telecom Equipment | 1000066614 | 73069011 |  | 18 |  | GI PIPE INSTALLATION HARDWARE FOR APPROACH CABLING | KM | 0.14 |  | Included | 0 | 0 | 0
68 | 7000028332 | 680 | Spares -Telecom Equipment | 1000066612 | 73071900 |  | 18 |  | GI ELBOW INSTALLATION HARDWARE FOR APPROAH CABLING | EA | 16 |  | Included | 0 | 0 | 0
69 | 7000028332 | 690 | Spares -Telecom Equipment | 1000066613 | 83071000 |  | 18 |  | GI FLEXIBLE CONDUIT INSTALLATION HARDWARE FOR APPROAH CABLING | EA | 12 |  | Included | 0 | 0 | 0
II | 132kV ROING EXT
1 | 7000028333 | 10 | 145kV Equipments | 1000028343 | 85352911 |  | 18 |  | 145kV,1250A, 31.5kA SF6 Circuit Breaker3-Phase with support structure(Suitable for 1-Phase & 3-PhaseAutoreclosing) | EA | 2 |  | Included | 0 | 0 | 0
2 | 7000028333 | 20 | 145kV Equipments | 1000000977 | 85359090 |  | 18 |  | 145 kV, 600A, 31.5KA, 1-Phase CurrentTransformer with 120% extended currentrating | EA | 6 |  | Included | 0 | 0 | 0
3 | 7000028333 | 30 | 145kV Equipments | 1000000991 | 85359090 |  | 18 |  | 145 kV, 8800pf, 1-phase Capacitive Voltage Transformer | EA | 6 |  | Included | 0 | 0 | 0
4 | 7000028333 | 40 | 145kV Equipments | 1000000992 | 85353090 |  | 18 |  | 145 kV, 1250A, 31.5 KA, 3-phase DoubleBreak Isolator with one E/S | EA | 2 |  | Included | 0 | 0 | 0
5 | 7000028333 | 50 | 145kV Equipments | 1000000943 | 85353090 |  | 18 |  | 145 kV, 1250 A, 31.5KA, 3-phase DoubleBreak Isolator without E/S | EA | 2 |  | Included | 0 | 0 | 0
6 | 7000028333 | 60 | 145kV Equipments | 1000000997 | 85353090 |  | 18 |  | 145 kV, 1250 A, 31.5KA, 3-phase DoubleBreak Isolator without E/S (Tandem) | EA | 2 |  | Included | 0 | 0 | 0
7 | 7000028333 | 70 | 145kV Equipments | 1000020416 | 85354010 |  | 18 |  | 120kV Surge Arrester(1-phase) | EA | 6 |  | Included | 0 | 0 | 0
8 | 7000028333 | 80 | 145kV Equipments | 1000000956 | 85462040 |  | 18 |  | 145kV, 1 phase Bus Post Insulators | EA | 6 |  | Included | 0 | 0 | 0
9 | 7000028333 | 90 | Relay & Protection Panel | 1000000812 | 85371000 |  | 18 |  | 132kV Line Protection Panel (with Automation) | EA | 2 |  | Included | 0 | 0 | 0
10 | 7000028333 | 100 | Relay & Protection Panel | 1000000738 | 85371000 |  | 18 |  | 132kV Circuit Breaker Relay Panel with Auto Reclose (with Automation) | EA | 2 |  | Included | 0 | 0 | 0
11 | 7000028333 | 110 | SAS | 1000002018 | 85371000 |  | 18 |  | Complete Substation automation System for 33kV bay as per TechnicalSpecification | EA | 6 |  | Included | 0 | 0 | 0
12 | 7000028333 | 120 | SAS | 1000000814 | 85371000 |  | 18 |  | Complete Substation automation System for 132kV bay as per TechnicalSpecification | EA | 11 |  | Included | 0 | 0 | 0
13 | 7000028333 | 130 | PLCC/DPC | 1000010638 | 85176210 |  | 18 |  | Digital Protection Coupler | EA | 2 |  | Included | 0 | 0 | 0
14 | 7000028333 | 140 | Illumination System | 1000014547 | 85371000 |  | 18 |  | Lighting Panel type ACP-2 as per technical specification | EA | 2 |  | Included | 0 | 0 | 0
15 | 7000028333 | 150 | Illumination System | 1000014548 | 94059900 |  | 18 |  | Lighting Panel type ACP-3 as per technical specification | EA | 2 |  | Included | 0 | 0 | 0
16 | 7000028333 | 160 | Illumination System | 1000038397 | 94059900 |  | 18 |  | TYPE L1 STREET LIGHTING POLE OF 6 METER AS PER TECHNICALSPECIFICATION. | EA | 6 |  | Included | 0 | 0 | 0
17 | 7000028333 | 170 | Illumination System | 1000038389 | 94051090 |  | 18 |  | LED STREET LIGHT LUMINAIRE TYPE SL-L1 (= 45W)AS PER TECHNICALSPECIFICATION | EA | 6 |  | Included | 0 | 0 | 0
18 | 7000028333 | 180 | Illumination System | 1000038387 | 94051090 |  | 18 |  | LED FLOOD LIGHT LUMINARIESTYPE FL-1 (150W) AS PER TECHNICALSPECIFICATION | EA | 6 |  | Included | 0 | 0 | 0
19 | 7000028333 | 190 | Illumination System | 1000038325 | 94059900 |  | 18 |  | LIGHTING FIXTURE LED LUMINAIRES TYPE FL2 AS PER TECH. SPECIFICATIONS | EA | 6 |  | Included | 0 | 0 | 0
20 | 7000028333 | 200 | Cables | 1000056265 | 85446020 |  | 18 |  | 1.1KV GRADE 27CX1.5 SQMM CONTROL CABLE | KM | 1 |  | Included | 0 | 0 | 0
21 | 7000028333 | 210 | Cables | 1000056264 | 85446020 |  | 18 |  | 1.1KV GRADE 19CX1.5 SQMM CONTROL CABLE | KM | 3 |  | Included | 0 | 0 | 0
22 | 7000028333 | 220 | Cables | 1000031887 | 85446020 |  | 18 |  | 1.1KV GRADE 10CX2.5 SQMM CONTROL CABLE | KM | 1 |  | Included | 0 | 0 | 0
23 | 7000028333 | 230 | Cables | 1000031993 | 85446020 |  | 18 |  | 1.1KV GRADE 7CX2.5 SQMM CONTROL CABLE | KM | 1 |  | Included | 0 | 0 | 0
24 | 7000028333 | 240 | Cables | 1000031987 | 85446020 |  | 18 |  | 1.1KV GRADE 5CX2.5 SQMM CONTROL CABLE | KM | 3 |  | Included | 0 | 0 | 0
25 | 7000028333 | 250 | Cables | 1000031976 | 85446020 |  | 18 |  | 1.1KV GRADE 4CX16 SQMM (PVC) POWER CABLE | KM | 0.5 |  | Included | 0 | 0 | 0
26 | 7000028333 | 260 | Cables | 1000031953 | 85446020 |  | 18 |  | 1.1KV GRADE 3.5CX35 SQMM (PVC) POWER CABLE | KM | 1 |  | Included | 0 | 0 | 0
27 | 7000028333 | 270 | Cables | 1000031943 | 85446020 |  | 18 |  | 1.1KV GRADE 2CX6 SQMM (PVC) POWER CABLE | KM | 1 |  | Included | 0 | 0 | 0
28 | 7000028333 | 280 | Cables | 1000031985 | 85446020 |  | 18 |  | 1.1KV GRADE 4CX6 SQMM (PVC) POWER CABLE | KM | 2 |  | Included | 0 | 0 | 0
29 | 7000028333 | 290 | Erection H/W | 1000011240 | 72169990 |  | 18 |  | Erection Hardware for 132kV layout (Single Main & TransferScheme)-Line Bay as per technical specification | SET | 2 |  | Included | 0 | 0 | 0
30 | 7000028333 | 300 | Erection H/W | 1000029214 | 72169990 |  | 18 |  | Erection Hardware for 132kV layout -Bus work for complete Main &Transfer bus (for all existing bays) | LS | 1 |  | Included | 0 | 0 | 0
31 | 7000028333 | 310 | Equipments Structure and Earthmat | 1000029036 | 73082011 |  | 18 |  | Fabrication, galvanising and supply of Std 132 kV Support Structure 1 PhCTincluding nuts, bolts, all type of washers, packplates, step bolts andgusset plates excluding foundation bolts | EA | 6 |  | Included | 0 | 0 | 0
32 | 7000028333 | 320 | Equipments Structure and Earthmat | 1000029037 | 73082011 |  | 18 |  | Fabrication, galvanising and supply of Std 132 kV Support Structure1Ph CVT including nuts, bolts, all type of washers, packplates, stepboltsand gusset plates excluding foundation bolts | EA | 6 |  | Included | 0 | 0 | 0
33 | 7000028333 | 330 | Equipments Structure and Earthmat | 1000029038 | 73082011 |  | 18 |  | Fabrication, galvanising and supply of Std 132 kV Support Structure3Ph ISO including nuts, bolts, all type of washers, packplates, stepboltsand gusset plates excluding foundation bolts | EA | 6 |  | Included | 0 | 0 | 0
34 | 7000028333 | 340 | Equipments Structure and Earthmat | 1000029039 | 73082011 |  | 18 |  | Fabrication, galvanising and supply of Std 132 kV Support Structure 1 PhLAincluding nuts, bolts, all type of washers, packplates, step bolts andgusset plates excluding foundation bolts | EA | 6 |  | Included | 0 | 0 | 0
35 | 7000028333 | 350 | Equipments Structure and Earthmat | 1000029035 | 73082011 |  | 18 |  | Fabrication, galvanising and supply of Std 132 kV Support Structure1Ph BPI including nuts, bolts, all type of washers, packplates, stepboltsand gusset plates excluding foundation bolts | EA | 6 |  | Included | 0 | 0 | 0
36 | 7000028333 | 360 | Equipments Structure and Earthmat | 1000032055 | 72159090 |  | 18 |  | 40 MM MS ROD FOR MAIN EARTHMAT | KM | 1 |  | Included | 0 | 0 | 0
37 | 7000028333 | 370 | Mandatory Spares | 1000032684 | 85176210 |  | 18 |  | SPARE-DIGITAL PROTECTION COUPLER | LS | 1 |  | Included | 0 | 0 | 0
38 | 7000028333 | 380 | Mandatory Spares | 1000019927 | 85389000 |  | 18 |  | Spares-Substation Automation System | LS | 1 |  | Included | 0 | 0 | 0
39 | 7000028333 | 390 | Mandatory Spares | 1000019912 | 85371000 |  | 18 |  | Relay & protection Panels (with automation) | LS | 1 |  | Included | 0 | 0 | 0
40 | 7000028333 | 400 | Mandatory Spares | 1000026087 | 85354010 |  | 18 |  | Spares for 120kV Surge Arrester | LS | 1 |  | Included | 0 | 0 | 0
41 | 7000028333 | 410 | Mandatory Spares | 1000028572 | 85359090 |  | 18 |  | SPARE-145KV CVT | LOT | 1 |  | Included | 0 | 0 | 0
42 | 7000028333 | 420 | Mandatory Spares | 1000028571 | 85359090 |  | 18 |  | SPARE-145KV CT | LOT | 1 |  | Included | 0 | 0 | 0
43 | 7000028333 | 430 | Mandatory Spares | 1000028573 | 85353090 |  | 18 |  | SPARE-145KV DB ISOLATOR | LOT | 1 |  | Included | 0 | 0 | 0
44 | 7000028333 | 440 | Mandatory Spares | 1000028570 | 85352911 |  | 18 |  | SPARE-145KV CIRCUIT BREAKER | LOT | 1 |  | Included | 0 | 0 | 0
45 | 7000028333 | 450 | Supply of Foundation Bolt | 1000028770 | 73181500 |  | 18 |  | Fabrication, galvanising and supply of24mm dia foundation bolts includingnuts, checknuts, washers andpackplates. | EA | 280 |  | Included | 0 | 0 | 0
46 | 7000028333 | 460 | Supply of Structure | 1000015954 | 73082011 |  | 18 |  | Fabrication, galvanising and supply of Lattice Structures (MS Steel),to be designed during detailed engineering, for towers, beams andequipment support structure including pack plates / packwashers andgusset plates excluding fasteners and foundation bolts | MT | 13 |  | Included | 0 | 0 | 0
47 | 7000028333 | 470 | Supply of Structure | 1000011713 | 73082011 |  | 18 |  | Fabrication, galvanising and supply of fasteners ( nuts, bolts andwashers ) including step bolts for lattice and pipe structures to bedesigned during detailed engineering | MT | 1.2 |  | Included | 0 | 0 | 0
48 | 7000028333 | 480 | Supply of Structure | 1000012373 | 73082011 |  | 18 |  | Fabrication, galvanising and supply of foundation bolts including nuts,checknut and washers for lattice and pipe structures to be designedduring detailed engineering | MT | 2.5 |  | Included | 0 | 0 | 0
49 | 7000028333 | 490 | Supply - Telecom Equipment | 1000031367 | 85176260 |  | 18 |  | SDH EQUIPMENT (STM-16 MADM UPTO 5 MSP PROTECTED DIRECTIONS)-BASEEQUIPMENT (COMMON CARDS, CROSS CONNECT/CONTROL CARDS, OPTICAL BASECARDS, POWER SUPPLY CARDS, POWER CABLING, OTHER HARDWARE ANDACCESSORIES INCLUDING SUB RACKS, PATCH CORD, DDF ETC FULLY EQUIPEDEXCLUDING OPTICAL INTERFACE & TRIBUTARY CARDS | EA | 1 |  | Included | 0 | 0 | 0
50 | 7000028333 | 500 | Supply - Telecom Equipment | 1000018706 | 85176990 |  | 18 |  | S16.1 SFP | EA | 4 |  | Included | 0 | 0 | 0
51 | 7000028333 | 510 | Supply - Telecom Equipment | 1000031413 | 85176290 |  | 18 |  | OPTICAL INTERFACE/SFP-V16.2 | EA | 2 |  | Included | 0 | 0 | 0
52 | 7000028333 | 520 | Supply - Telecom Equipment | 1000019315 | 85176290 |  | 18 |  | Optical Line Interface card (to support minimum 150 kms) | EA | 2 |  | Included | 0 | 0 | 0
53 | 7000028333 | 530 | Supply - Telecom Equipment | 1000031374 | 85176290 |  | 18 |  | TRIBUTARY INTERFACE- E1 INTERFACE (MINIMUM 16 NOS.) | SET | 2 |  | Included | 0 | 0 | 0
54 | 7000028333 | 540 | Supply - Telecom Equipment | 1000034950 | 85176990 |  | 18 |  | ETHERNET INTERFACE 10/100 BASE T WITH LAYER-2 SWITCHING (MIN 8INTERFACES PER CARD) | EA | 2 |  | Included | 0 | 0 | 0
55 | 7000028333 | 550 | Supply - Telecom Equipment | 1000031381 | 85176290 |  | 18 |  | TRIBUTARY INTERFACE-GIGABIT ETHERNET INTERFACES 10/100 MBPS WITH LAYER-2 SWITCHING (MINIMUM 2 NOS.) | SET | 1 |  | Included | 0 | 0 | 0
56 | 7000028333 | 560 | Supply - Telecom Equipment | 1000026228 | 85176290 |  | 18 |  | Equipment Cabinets For SDH | EA | 1 |  | Included | 0 | 0 | 0
57 | 7000028333 | 570 | Supply - Telecom Equipment | 1000028495 | 84715000 |  | 18 |  | NMS- CRAFT TERMINAL-HARDWARE | EA | 1 |  | Included | 0 | 0 | 0
58 | 7000028333 | 580 | Supply - Telecom Equipment | 1000028265 | 85238020 |  | 18 |  | Software for Craft Terminal | EA | 1 |  | Included | 0 | 0 | 0
59 | 7000028333 | 590 | Supply - Telecom Equipment | 1000034998 | 85171890 |  | 18 |  | VOIP TELEPHONE INSTRUMENT WITH ONE COMMON SWITCH (MIN. 8 PORT) | EA | 2 |  | Included | 0 | 0 | 0
60 | 7000028333 | 600 | Supply - Telecom Equipment | 1000066614 | 73069011 |  | 18 |  | GI PIPE INSTALLATION HARDWARE FOR APPROACH CABLING | KM | 1 |  | Included | 0 | 0 | 0
61 | 7000028333 | 610 | Supply - Telecom Equipment | 1000066612 | 73071900 |  | 18 |  | GI ELBOW INSTALLATION HARDWARE FOR APPROAH CABLING | EA | 150 |  | Included | 0 | 0 | 0
62 | 7000028333 | 620 | Supply - Telecom Equipment | 1000066613 | 83071000 |  | 18 |  | GI FLEXIBLE CONDUIT INSTALLATION HARDWARE FOR APPROAH CABLING | EA | 75 |  | Included | 0 | 0 | 0
63 | 7000028333 | 630 | Supply - Telecom Equipment | 1000037545 | 85447090 |  | 18 |  | 24F (DWSM) APPROACH FIBRE OPTIC CABLE | KM | 1 |  | Included | 0 | 0 | 0
64 | 7000028333 | 640 | Supply - Telecom Equipment | 1000023471 | 85372000 |  | 18 |  | OPGW Fibre Optic Distribution Panel (FODP): Indoor Type: 96F | EA | 1 |  | Included | 0 | 0 | 0
III | 132 kV TEZU EXT
1 | 7000028334 | 10 | 145kV Equipments | 1000028343 | 85352911 |  | 18 |  | 145kV,1250A, 31.5kA SF6 Circuit Breaker3-Phase with support structure(Suitable for 1-Phase & 3-PhaseAutoreclosing) | EA | 2 |  | Included | 0 | 0 | 0
2 | 7000028334 | 20 | 145kV Equipments | 1000000977 | 85359090 |  | 18 |  | 145 kV, 600A, 31.5KA, 1-Phase CurrentTransformer with 120% extended currentrating | EA | 6 |  | Included | 0 | 0 | 0
3 | 7000028334 | 30 | 145kV Equipments | 1000000991 | 85359090 |  | 18 |  | 145 kV, 8800pf, 1-phase Capacitive Voltage Transformer | EA | 6 |  | Included | 0 | 0 | 0
4 | 7000028334 | 40 | 145kV Equipments | 1000000992 | 85353090 |  | 18 |  | 145 kV, 1250A, 31.5 KA, 3-phase DoubleBreak Isolator with one E/S | EA | 2 |  | Included | 0 | 0 | 0
5 | 7000028334 | 50 | 145kV Equipments | 1000000943 | 85353090 |  | 18 |  | 145 kV, 1250 A, 31.5KA, 3-phase DoubleBreak Isolator without E/S | EA | 2 |  | Included | 0 | 0 | 0
6 | 7000028334 | 60 | 145kV Equipments | 1000000997 | 85353090 |  | 18 |  | 145 kV, 1250 A, 31.5KA, 3-phase DoubleBreak Isolator without E/S (Tandem) | EA | 2 |  | Included | 0 | 0 | 0
7 | 7000028334 | 70 | 145kV Equipments | 1000020416 | 85354010 |  | 18 |  | 120kV Surge Arrester(1-phase) | EA | 6 |  | Included | 0 | 0 | 0
8 | 7000028334 | 80 | 145kV Equipments | 1000000956 | 85462040 |  | 18 |  | 145kV, 1 phase Bus Post Insulators | EA | 6 |  | Included | 0 | 0 | 0
9 | 7000028334 | 90 | Relay & Protection Panel | 1000000812 | 85371000 |  | 18 |  | 132kV Line Protection Panel (with Automation) | EA | 2 |  | Included | 0 | 0 | 0
10 | 7000028334 | 100 | Relay & Protection Panel | 1000000738 | 85371000 |  | 18 |  | 132kV Circuit Breaker Relay Panel with Auto Reclose (with Automation) | EA | 2 |  | Included | 0 | 0 | 0
11 | 7000028334 | 110 | Relay & Protection Panel | 1000000734 | 85371000 |  | 18 |  | 132kV Bus Bar Protection Panel (Single)-(with Automation) | SET | 1 |  | Included | 0 | 0 | 0
12 | 7000028334 | 120 | SAS | 1000002018 | 85371000 |  | 18 |  | Complete Substation automation System for 33kV bay as per TechnicalSpecification | EA | 6 |  | Included | 0 | 0 | 0
13 | 7000028334 | 130 | SAS | 1000000814 | 85371000 |  | 18 |  | Complete Substation automation System for 132kV bay as per TechnicalSpecification | EA | 9 |  | Included | 0 | 0 | 0
14 | 7000028334 | 140 | PLCC/DPC | 1000010638 | 85176210 |  | 18 |  | Digital Protection Coupler | EA | 2 |  | Included | 0 | 0 | 0
15 | 7000028334 | 150 | Illumination System | 1000014547 | 85371000 |  | 18 |  | Lighting Panel type ACP-2 as per technical specification | EA | 2 |  | Included | 0 | 0 | 0
16 | 7000028334 | 160 | Illumination System | 1000014548 | 94059900 |  | 18 |  | Lighting Panel type ACP-3 as per technical specification | EA | 2 |  | Included | 0 | 0 | 0
17 | 7000028334 | 170 | Illumination System | 1000038397 | 94059900 |  | 18 |  | TYPE L1 STREET LIGHTING POLE OF 6 METER AS PER TECHNICALSPECIFICATION. | EA | 6 |  | Included | 0 | 0 | 0
18 | 7000028334 | 180 | Illumination System | 1000038389 | 94051090 |  | 18 |  | LED STREET LIGHT LUMINAIRE TYPE SL-L1 (= 45W)AS PER TECHNICALSPECIFICATION | EA | 6 |  | Included | 0 | 0 | 0
19 | 7000028334 | 190 | Illumination System | 1000038387 | 94051090 |  | 18 |  | LED FLOOD LIGHT LUMINARIESTYPE FL-1 (150W) AS PER TECHNICALSPECIFICATION | EA | 6 |  | Included | 0 | 0 | 0
20 | 7000028334 | 200 | Illumination System | 1000038325 | 94059900 |  | 18 |  | LIGHTING FIXTURE LED LUMINAIRES TYPE FL2 AS PER TECH. SPECIFICATIONS | EA | 6 |  | Included | 0 | 0 | 0
21 | 7000028334 | 210 | Cables | 1000056265 | 85446020 |  | 18 |  | 1.1KV GRADE 27CX1.5 SQMM CONTROL CABLE | KM | 1 |  | Included | 0 | 0 | 0
22 | 7000028334 | 220 | Cables | 1000056264 | 85446020 |  | 18 |  | 1.1KV GRADE 19CX1.5 SQMM CONTROL CABLE | KM | 3 |  | Included | 0 | 0 | 0
23 | 7000028334 | 230 | Cables | 1000031887 | 85446020 |  | 18 |  | 1.1KV GRADE 10CX2.5 SQMM CONTROL CABLE | KM | 1 |  | Included | 0 | 0 | 0
24 | 7000028334 | 240 | Cables | 1000031993 | 85446020 |  | 18 |  | 1.1KV GRADE 7CX2.5 SQMM CONTROL CABLE | KM | 1 |  | Included | 0 | 0 | 0
25 | 7000028334 | 250 | Cables | 1000031987 | 85446020 |  | 18 |  | 1.1KV GRADE 5CX2.5 SQMM CONTROL CABLE | KM | 3 |  | Included | 0 | 0 | 0
26 | 7000028334 | 260 | Cables | 1000031976 | 85446020 |  | 18 |  | 1.1KV GRADE 4CX16 SQMM (PVC) POWER CABLE | KM | 0.5 |  | Included | 0 | 0 | 0
27 | 7000028334 | 270 | Cables | 1000031953 | 85446020 |  | 18 |  | 1.1KV GRADE 3.5CX35 SQMM (PVC) POWER CABLE | KM | 1 |  | Included | 0 | 0 | 0
28 | 7000028334 | 280 | Cables | 1000031943 | 85446020 |  | 18 |  | 1.1KV GRADE 2CX6 SQMM (PVC) POWER CABLE | KM | 1 |  | Included | 0 | 0 | 0
29 | 7000028334 | 290 | Cables | 1000031985 | 85446020 |  | 18 |  | 1.1KV GRADE 4CX6 SQMM (PVC) POWER CABLE | KM | 2 |  | Included | 0 | 0 | 0
30 | 7000028334 | 300 | Erection H/W | 1000011240 | 72169990 |  | 18 |  | Erection Hardware for 132kV layout (Single Main & TransferScheme)-Line Bay as per technical specification | SET | 2 |  | Included | 0 | 0 | 0
31 | 7000028334 | 310 | Erection H/W | 1000029214 | 72169990 |  | 18 |  | Erection Hardware for 132kV layout -Bus work for complete Main &Transfer bus (for all existing bays) | LS | 1 |  | Included | 0 | 0 | 0
32 | 7000028334 | 320 | Equipments Structure and Earthmat | 1000029036 | 73082011 |  | 18 |  | Fabrication, galvanising and supply of Std 132 kV Support Structure 1 PhCTincluding nuts, bolts, all type of washers, packplates, step bolts andgusset plates excluding foundation bolts | EA | 6 |  | Included | 0 | 0 | 0
33 | 7000028334 | 330 | Equipments Structure and Earthmat | 1000029037 | 73082011 |  | 18 |  | Fabrication, galvanising and supply of Std 132 kV Support Structure1Ph CVT including nuts, bolts, all type of washers, packplates, stepboltsand gusset plates excluding foundation bolts | EA | 6 |  | Included | 0 | 0 | 0
34 | 7000028334 | 340 | Equipments Structure and Earthmat | 1000029038 | 73082011 |  | 18 |  | Fabrication, galvanising and supply of Std 132 kV Support Structure3Ph ISO including nuts, bolts, all type of washers, packplates, stepboltsand gusset plates excluding foundation bolts | EA | 6 |  | Included | 0 | 0 | 0
35 | 7000028334 | 350 | Equipments Structure and Earthmat | 1000029039 | 73082011 |  | 18 |  | Fabrication, galvanising and supply of Std 132 kV Support Structure 1 PhLAincluding nuts, bolts, all type of washers, packplates, step bolts andgusset plates excluding foundation bolts | EA | 6 |  | Included | 0 | 0 | 0
36 | 7000028334 | 360 | Equipments Structure and Earthmat | 1000029035 | 73082011 |  | 18 |  | Fabrication, galvanising and supply of Std 132 kV Support Structure1Ph BPI including nuts, bolts, all type of washers, packplates, stepboltsand gusset plates excluding foundation bolts | EA | 6 |  | Included | 0 | 0 | 0
37 | 7000028334 | 370 | Equipments Structure and Earthmat | 1000032055 | 72159090 |  | 18 |  | 40 MM MS ROD FOR MAIN EARTHMAT | KM | 1 |  | Included | 0 | 0 | 0
38 | 7000028334 | 380 | Air Conditioning - CRB | 1000013502 | 84158210 |  | 28 |  | High wall type split AC unit of 2 TR capacity | EA | 3 |  | Included | 0 | 0 | 0
39 | 7000028334 | 390 | Mandatory Spares | 1000032684 | 85176210 |  | 18 |  | SPARE-DIGITAL PROTECTION COUPLER | LS | 1 |  | Included | 0 | 0 | 0
40 | 7000028334 | 400 | Mandatory Spares | 1000019927 | 85389000 |  | 18 |  | Spares-Substation Automation System | LS | 1 |  | Included | 0 | 0 | 0
41 | 7000028334 | 410 | Mandatory Spares | 1000019912 | 85371000 |  | 18 |  | Relay & protection Panels (with automation) | LS | 1 |  | Included | 0 | 0 | 0
42 | 7000028334 | 420 | Mandatory Spares | 1000026087 | 85354010 |  | 18 |  | Spares for 120kV Surge Arrester | LS | 1 |  | Included | 0 | 0 | 0
43 | 7000028334 | 430 | Mandatory Spares | 1000028572 | 85359090 |  | 18 |  | SPARE-145KV CVT | LOT | 1 |  | Included | 0 | 0 | 0
44 | 7000028334 | 440 | Mandatory Spares | 1000028571 | 85359090 |  | 18 |  | SPARE-145KV CT | LOT | 1 |  | Included | 0 | 0 | 0
45 | 7000028334 | 450 | Mandatory Spares | 1000028573 | 85353090 |  | 18 |  | SPARE-145KV DB ISOLATOR | LOT | 1 |  | Included | 0 | 0 | 0
46 | 7000028334 | 460 | Mandatory Spares | 1000028570 | 85352911 |  | 18 |  | SPARE-145KV CIRCUIT BREAKER | LOT | 1 |  | Included | 0 | 0 | 0
47 | 7000028334 | 470 | Supply of Structure | 1000015954 | 73082011 |  | 18 |  | Fabrication, galvanising and supply of Lattice Structures (MS Steel),to be designed during detailed engineering, for towers, beams andequipment support structure including pack plates / packwashers andgusset plates excluding fasteners and foundation bolts | MT | 13 |  | Included | 0 | 0 | 0
48 | 7000028334 | 480 | Supply of Structure | 1000011713 | 73082011 |  | 18 |  | Fabrication, galvanising and supply of fasteners ( nuts, bolts andwashers ) including step bolts for lattice and pipe structures to bedesigned during detailed engineering | MT | 1.2 |  | Included | 0 | 0 | 0
49 | 7000028334 | 490 | Supply of Structure | 1000012373 | 73082011 |  | 18 |  | Fabrication, galvanising and supply of foundation bolts including nuts,checknut and washers for lattice and pipe structures to be designedduring detailed engineering | MT | 2.5 |  | Included | 0 | 0 | 0
50 | 7000028334 | 500 | Supply of Foundation Bolt | 1000028770 | 73181500 |  | 18 |  | Fabrication, galvanising and supply of24mm dia foundation bolts includingnuts, checknuts, washers andpackplates. | EA | 376 |  | Included | 0 | 0 | 0
51 | 7000028334 | 510 | Supply - Telecom Equipment | 1000023471 | 85372000 |  | 18 |  | OPGW Fibre Optic Distribution Panel (FODP): Indoor Type: 96F | EA | 1 |  | Included | 0 | 0 | 0
52 | 7000028334 | 520 | Supply - Telecom Equipment | 1000037545 | 85447090 |  | 18 |  | 24F (DWSM) APPROACH FIBRE OPTIC CABLE | KM | 1 |  | Included | 0 | 0 | 0
53 | 7000028334 | 530 | Supply - Telecom Equipment | 1000066613 | 83071000 |  | 18 |  | GI FLEXIBLE CONDUIT INSTALLATION HARDWARE FOR APPROAH CABLING | EA | 75 |  | Included | 0 | 0 | 0
54 | 7000028334 | 540 | Supply - Telecom Equipment | 1000066612 | 73071900 |  | 18 |  | GI ELBOW INSTALLATION HARDWARE FOR APPROAH CABLING | EA | 150 |  | Included | 0 | 0 | 0
55 | 7000028334 | 550 | Supply - Telecom Equipment | 1000066614 | 73069011 |  | 18 |  | GI PIPE INSTALLATION HARDWARE FOR APPROACH CABLING | KM | 1 |  | Included | 0 | 0 | 0
56 | 7000028334 | 560 | Supply - Telecom Equipment | 1000034998 | 85171890 |  | 18 |  | VOIP TELEPHONE INSTRUMENT WITH ONE COMMON SWITCH (MIN. 8 PORT) | EA | 2 |  | Included | 0 | 0 | 0
57 | 7000028334 | 570 | Supply - Telecom Equipment | 1000028265 | 85238020 |  | 18 |  | Software for Craft Terminal | EA | 1 |  | Included | 0 | 0 | 0
58 | 7000028334 | 580 | Supply - Telecom Equipment | 1000028495 | 84715000 |  | 18 |  | NMS- CRAFT TERMINAL-HARDWARE | EA | 1 |  | Included | 0 | 0 | 0
59 | 7000028334 | 590 | Supply - Telecom Equipment | 1000026228 | 85176290 |  | 18 |  | Equipment Cabinets For SDH | EA | 1 |  | Included | 0 | 0 | 0
60 | 7000028334 | 600 | Supply - Telecom Equipment | 1000031381 | 85176290 |  | 18 |  | TRIBUTARY INTERFACE-GIGABIT ETHERNET INTERFACES 10/100 MBPS WITH LAYER-2 SWITCHING (MINIMUM 2 NOS.) | SET | 1 |  | Included | 0 | 0 | 0
61 | 7000028334 | 610 | Supply - Telecom Equipment | 1000034950 | 85176990 |  | 18 |  | ETHERNET INTERFACE 10/100 BASE T WITH LAYER-2 SWITCHING (MIN 8INTERFACES PER CARD) | EA | 2 |  | Included | 0 | 0 | 0
62 | 7000028334 | 620 | Supply - Telecom Equipment | 1000031374 | 85176290 |  | 18 |  | TRIBUTARY INTERFACE- E1 INTERFACE (MINIMUM 16 NOS.) | SET | 2 |  | Included | 0 | 0 | 0
63 | 7000028334 | 630 | Supply - Telecom Equipment | 1000019315 | 85176290 |  | 18 |  | Optical Line Interface card (to support minimum 150 kms) | EA | 2 |  | Included | 0 | 0 | 0
64 | 7000028334 | 640 | Supply - Telecom Equipment | 1000031413 | 85176290 |  | 18 |  | OPTICAL INTERFACE/SFP-V16.2 | EA | 2 |  | Included | 0 | 0 | 0
65 | 7000028334 | 650 | Supply - Telecom Equipment | 1000018706 | 85176990 |  | 18 |  | S16.1 SFP | EA | 4 |  | Included | 0 | 0 | 0
66 | 7000028334 | 660 | Supply - Telecom Equipment | 1000031367 | 85176260 |  | 18 |  | SDH EQUIPMENT (STM-16 MADM UPTO 5 MSP PROTECTED DIRECTIONS)-BASEEQUIPMENT (COMMON CARDS, CROSS CONNECT/CONTROL CARDS, OPTICAL BASECARDS, POWER SUPPLY CARDS, POWER CABLING, OTHER HARDWARE ANDACCESSORIES INCLUDING SUB RACKS, PATCH CORD, DDF ETC FULLY EQUIPEDEXCLUDING OPTICAL INTERFACE & TRIBUTARY CARDS | EA | 1 |  | Included | 0 | 0 | 0
IV | 132 kV NAMSAI EXT
1 | 7000028335 | 10 | 145kV Equipments | 1000028343 | 85352911 |  | 18 |  | 145kV,1250A, 31.5kA SF6 Circuit Breaker3-Phase with support structure(Suitable for 1-Phase & 3-PhaseAutoreclosing) | EA | 1 |  | Included | 0 | 0 | 0
2 | 7000028335 | 20 | 145kV Equipments | 1000000977 | 85359090 |  | 18 |  | 145 kV, 600A, 31.5KA, 1-Phase CurrentTransformer with 120% extended currentrating | EA | 3 |  | Included | 0 | 0 | 0
3 | 7000028335 | 30 | 145kV Equipments | 1000000992 | 85353090 |  | 18 |  | 145 kV, 1250A, 31.5 KA, 3-phase DoubleBreak Isolator with one E/S | EA | 1 |  | Included | 0 | 0 | 0
4 | 7000028335 | 40 | 145kV Equipments | 1000020416 | 85354010 |  | 18 |  | 120kV Surge Arrester(1-phase) | EA | 3 |  | Included | 0 | 0 | 0
5 | 7000028335 | 50 | 145kV Equipments | 1000000956 | 85462040 |  | 18 |  | 145kV, 1 phase Bus Post Insulators | EA | 3 |  | Included | 0 | 0 | 0
6 | 7000028335 | 60 | 145kV Equipments | 1000000996 | 85353090 |  | 18 |  | 145 kV, 1250 A, 31.5KA, 3-phase DoubleBreak Isolator without E/S | EA | 1 |  | Included | 0 | 0 | 0
7 | 7000028335 | 70 | 145kV Equipments | 1000000997 | 85353090 |  | 18 |  | 145 kV, 1250 A, 31.5KA, 3-phase DoubleBreak Isolator without E/S (Tandem) | EA | 1 |  | Included | 0 | 0 | 0
8 | 7000028335 | 80 | 145kV Equipments | 1000000991 | 85359090 |  | 18 |  | 145 kV, 8800pf, 1-phase Capacitive Voltage Transformer | EA | 3 |  | Included | 0 | 0 | 0
9 | 7000028335 | 90 | Relay & Protection Panel | 1000000812 | 85371000 |  | 18 |  | 132kV Line Protection Panel (with Automation) | EA | 1 |  | Included | 0 | 0 | 0
10 | 7000028335 | 100 | Relay & Protection Panel | 1000000738 | 85371000 |  | 18 |  | 132kV Circuit Breaker Relay Panel with Auto Reclose (with Automation) | EA | 1 |  | Included | 0 | 0 | 0
11 | 7000028335 | 110 | Relay & Protection Panel | 1000000734 | 85371000 |  | 18 |  | 132kV Bus Bar Protection Panel (Single)-(with Automation) | SET | 1 |  | Included | 0 | 0 | 0
12 | 7000028335 | 120 | SAS | 1000000815 | 85371000 |  | 18 |  | Augmentation of Substation automation System for 132kV bay as perTechnical Specification | EA | 1 |  | Included | 0 | 0 | 0
13 | 7000028335 | 130 | PLCC/DPC | 1000010638 | 85176210 |  | 18 |  | Digital Protection Coupler | EA | 1 |  | Included | 0 | 0 | 0
14 | 7000028335 | 140 | Illumination System | 1000014547 | 85371000 |  | 18 |  | Lighting Panel type ACP-2 as per technical specification | EA | 2 |  | Included | 0 | 0 | 0
15 | 7000028335 | 150 | Illumination System | 1000014548 | 94059900 |  | 18 |  | Lighting Panel type ACP-3 as per technical specification | EA | 2 |  | Included | 0 | 0 | 0
16 | 7000028335 | 160 | Illumination System | 1000038397 | 94059900 |  | 18 |  | TYPE L1 STREET LIGHTING POLE OF 6 METER AS PER TECHNICALSPECIFICATION. | EA | 6 |  | Included | 0 | 0 | 0
17 | 7000028335 | 170 | Illumination System | 1000038389 | 94051090 |  | 18 |  | LED STREET LIGHT LUMINAIRE TYPE SL-L1 (= 45W)AS PER TECHNICALSPECIFICATION | EA | 6 |  | Included | 0 | 0 | 0
18 | 7000028335 | 180 | Illumination System | 1000038387 | 94051090 |  | 18 |  | LED FLOOD LIGHT LUMINARIESTYPE FL-1 (150W) AS PER TECHNICALSPECIFICATION | EA | 6 |  | Included | 0 | 0 | 0
19 | 7000028335 | 190 | Illumination System | 1000038325 | 94059900 |  | 18 |  | LIGHTING FIXTURE LED LUMINAIRES TYPE FL2 AS PER TECH. SPECIFICATIONS | EA | 6 |  | Included | 0 | 0 | 0
20 | 7000028335 | 200 | Cables | 1000056265 | 85446020 |  | 18 |  | 1.1KV GRADE 27CX1.5 SQMM CONTROL CABLE | KM | 0.3 |  | Included | 0 | 0 | 0
21 | 7000028335 | 210 | Cables | 1000056264 | 85446020 |  | 18 |  | 1.1KV GRADE 19CX1.5 SQMM CONTROL CABLE | KM | 1.5 |  | Included | 0 | 0 | 0
22 | 7000028335 | 220 | Cables | 1000031887 | 85446020 |  | 18 |  | 1.1KV GRADE 10CX2.5 SQMM CONTROL CABLE | KM | 0.5 |  | Included | 0 | 0 | 0
23 | 7000028335 | 230 | Cables | 1000031993 | 85446020 |  | 18 |  | 1.1KV GRADE 7CX2.5 SQMM CONTROL CABLE | KM | 0.5 |  | Included | 0 | 0 | 0
24 | 7000028335 | 240 | Cables | 1000031987 | 85446020 |  | 18 |  | 1.1KV GRADE 5CX2.5 SQMM CONTROL CABLE | KM | 1.5 |  | Included | 0 | 0 | 0
25 | 7000028335 | 250 | Cables | 1000031976 | 85446020 |  | 18 |  | 1.1KV GRADE 4CX16 SQMM (PVC) POWER CABLE | KM | 0.2 |  | Included | 0 | 0 | 0
26 | 7000028335 | 260 | Cables | 1000031953 | 85446020 |  | 18 |  | 1.1KV GRADE 3.5CX35 SQMM (PVC) POWER CABLE | KM | 0.5 |  | Included | 0 | 0 | 0
27 | 7000028335 | 270 | Cables | 1000031943 | 85446020 |  | 18 |  | 1.1KV GRADE 2CX6 SQMM (PVC) POWER CABLE | KM | 0.5 |  | Included | 0 | 0 | 0
28 | 7000028335 | 280 | Cables | 1000031985 | 85446020 |  | 18 |  | 1.1KV GRADE 4CX6 SQMM (PVC) POWER CABLE | KM | 1 |  | Included | 0 | 0 | 0
29 | 7000028335 | 290 | Erection H/W | 1000011240 | 72169990 |  | 18 |  | Erection Hardware for 132kV layout (Single Main & TransferScheme)-Line Bay as per technical specification | SET | 1 |  | Included | 0 | 0 | 0
30 | 7000028335 | 300 | Erection H/W | 1000011238 | 72169990 |  | 18 |  | Erection Hardware for 132kV layout (Single Main & Transfer Scheme)Bus work (For Three bays) as per technical specification | SET | 1 |  | Included | 0 | 0 | 0
31 | 7000028335 | 310 | Equipments Structure and Earthmat | 1000029036 | 73082011 |  | 18 |  | Fabrication, galvanising and supply of Std 132 kV Support Structure 1 PhCTincluding nuts, bolts, all type of washers, packplates, step bolts andgusset plates excluding foundation bolts | EA | 3 |  | Included | 0 | 0 | 0
32 | 7000028335 | 320 | Equipments Structure and Earthmat | 1000029037 | 73082011 |  | 18 |  | Fabrication, galvanising and supply of Std 132 kV Support Structure1Ph CVT including nuts, bolts, all type of washers, packplates, stepboltsand gusset plates excluding foundation bolts | EA | 3 |  | Included | 0 | 0 | 0
33 | 7000028335 | 330 | Equipments Structure and Earthmat | 1000029038 | 73082011 |  | 18 |  | Fabrication, galvanising and supply of Std 132 kV Support Structure3Ph ISO including nuts, bolts, all type of washers, packplates, stepboltsand gusset plates excluding foundation bolts | EA | 3 |  | Included | 0 | 0 | 0
34 | 7000028335 | 340 | Equipments Structure and Earthmat | 1000029039 | 73082011 |  | 18 |  | Fabrication, galvanising and supply of Std 132 kV Support Structure 1 PhLAincluding nuts, bolts, all type of washers, packplates, step bolts andgusset plates excluding foundation bolts | EA | 3 |  | Included | 0 | 0 | 0
35 | 7000028335 | 350 | Equipments Structure and Earthmat | 1000029035 | 73082011 |  | 18 |  | Fabrication, galvanising and supply of Std 132 kV Support Structure1Ph BPI including nuts, bolts, all type of washers, packplates, stepboltsand gusset plates excluding foundation bolts | EA | 3 |  | Included | 0 | 0 | 0
36 | 7000028335 | 360 | Equipments Structure and Earthmat | 1000032055 | 72159090 |  | 18 |  | 40 MM MS ROD FOR MAIN EARTHMAT | KM | 1 |  | Included | 0 | 0 | 0
37 | 7000028335 | 370 | LT Switchgear | 1000004304 | 85371000 |  | 18 |  | 415V ACDB (Extn.) | SET | 1 |  | Included | 0 | 0 | 0
38 | 7000028335 | 380 | LT Switchgear | 1000030177 | 85371000 |  | 18 |  | 110 V DCDB extension panel | SET | 1 |  | Included | 0 | 0 | 0
39 | 7000028335 | 390 | Mandatory Spares | 1000032684 | 85176210 |  | 18 |  | SPARE-DIGITAL PROTECTION COUPLER | LS | 1 |  | Included | 0 | 0 | 0
40 | 7000028335 | 400 | Mandatory Spares | 1000019927 | 85389000 |  | 18 |  | Spares-Substation Automation System | LS | 1 |  | Included | 0 | 0 | 0
41 | 7000028335 | 410 | Mandatory Spares | 1000019912 | 85371000 |  | 18 |  | Relay & protection Panels (with automation) | LS | 1 |  | Included | 0 | 0 | 0
42 | 7000028335 | 420 | Mandatory Spares | 1000026087 | 85354010 |  | 18 |  | Spares for 120kV Surge Arrester | LS | 1 |  | Included | 0 | 0 | 0
43 | 7000028335 | 430 | Mandatory Spares | 1000028572 | 85359090 |  | 18 |  | SPARE-145KV CVT | LOT | 1 |  | Included | 0 | 0 | 0
44 | 7000028335 | 440 | Mandatory Spares | 1000028571 | 85359090 |  | 18 |  | SPARE-145KV CT | LOT | 1 |  | Included | 0 | 0 | 0
45 | 7000028335 | 450 | Mandatory Spares | 1000028573 | 85353090 |  | 18 |  | SPARE-145KV DB ISOLATOR | LOT | 1 |  | Included | 0 | 0 | 0
46 | 7000028335 | 460 | Mandatory Spares | 1000028570 | 85352911 |  | 18 |  | SPARE-145KV CIRCUIT BREAKER | LOT | 1 |  | Included | 0 | 0 | 0
47 | 7000028335 | 470 | Supply of Structure | 1000015954 | 73082011 |  | 18 |  | Fabrication, galvanising and supply of Lattice Structures (MS Steel),to be designed during detailed engineering, for towers, beams andequipment support structure including pack plates / packwashers andgusset plates excluding fasteners and foundation bolts | MT | 12 |  | Included | 0 | 0 | 0
48 | 7000028335 | 480 | Supply of Structure | 1000011713 | 73082011 |  | 18 |  | Fabrication, galvanising and supply of fasteners ( nuts, bolts andwashers ) including step bolts for lattice and pipe structures to bedesigned during detailed engineering | MT | 1.2 |  | Included | 0 | 0 | 0
49 | 7000028335 | 490 | Supply of Structure | 1000012373 | 73082011 |  | 18 |  | Fabrication, galvanising and supply of foundation bolts including nuts,checknut and washers for lattice and pipe structures to be designedduring detailed engineering | MT | 2 |  | Included | 0 | 0 | 0
50 | 7000028335 | 500 | Supply of Foundation Bolt | 1000028770 | 73181500 |  | 18 |  | Fabrication, galvanising and supply of24mm dia foundation bolts includingnuts, checknuts, washers andpackplates. | EA | 188 |  | Included | 0 | 0 | 0
51 | 7000028335 | 510 | Supply - Telecom Equipment | 1000023471 | 85372000 |  | 18 |  | OPGW Fibre Optic Distribution Panel (FODP): Indoor Type: 96F | EA | 1 |  | Included | 0 | 0 | 0
52 | 7000028335 | 520 | Supply - Telecom Equipment | 1000037545 | 85447090 |  | 18 |  | 24F (DWSM) APPROACH FIBRE OPTIC CABLE | KM | 1 |  | Included | 0 | 0 | 0
53 | 7000028335 | 530 | Supply - Telecom Equipment | 1000066613 | 83071000 |  | 18 |  | GI FLEXIBLE CONDUIT INSTALLATION HARDWARE FOR APPROAH CABLING | EA | 75 |  | Included | 0 | 0 | 0
54 | 7000028335 | 540 | Supply - Telecom Equipment | 1000066612 | 73071900 |  | 18 |  | GI ELBOW INSTALLATION HARDWARE FOR APPROAH CABLING | EA | 150 |  | Included | 0 | 0 | 0
55 | 7000028335 | 550 | Supply - Telecom Equipment | 1000066614 | 73069011 |  | 18 |  | GI PIPE INSTALLATION HARDWARE FOR APPROACH CABLING | KM | 1 |  | Included | 0 | 0 | 0
56 | 7000028335 | 560 | Supply - Telecom Equipment | 1000034998 | 85171890 |  | 18 |  | VOIP TELEPHONE INSTRUMENT WITH ONE COMMON SWITCH (MIN. 8 PORT) | EA | 2 |  | Included | 0 | 0 | 0
57 | 7000028335 | 570 | Supply - Telecom Equipment | 1000028265 | 85238020 |  | 18 |  | Software for Craft Terminal | EA | 1 |  | Included | 0 | 0 | 0
58 | 7000028335 | 580 | Supply - Telecom Equipment | 1000028495 | 84715000 |  | 18 |  | NMS- CRAFT TERMINAL-HARDWARE | EA | 1 |  | Included | 0 | 0 | 0
59 | 7000028335 | 590 | Supply - Telecom Equipment | 1000026228 | 85176290 |  | 18 |  | Equipment Cabinets For SDH | EA | 1 |  | Included | 0 | 0 | 0
60 | 7000028335 | 600 | Supply - Telecom Equipment | 1000031381 | 85176290 |  | 18 |  | TRIBUTARY INTERFACE-GIGABIT ETHERNET INTERFACES 10/100 MBPS WITH LAYER-2 SWITCHING (MINIMUM 2 NOS.) | SET | 1 |  | Included | 0 | 0 | 0
61 | 7000028335 | 610 | Supply - Telecom Equipment | 1000034950 | 85176990 |  | 18 |  | ETHERNET INTERFACE 10/100 BASE T WITH LAYER-2 SWITCHING (MIN 8INTERFACES PER CARD) | EA | 2 |  | Included | 0 | 0 | 0
62 | 7000028335 | 620 | Supply - Telecom Equipment | 1000031374 | 85176290 |  | 18 |  | TRIBUTARY INTERFACE- E1 INTERFACE (MINIMUM 16 NOS.) | SET | 2 |  | Included | 0 | 0 | 0
63 | 7000028335 | 630 | Supply - Telecom Equipment | 1000019315 | 85176290 |  | 18 |  | Optical Line Interface card (to support minimum 150 kms) | EA | 2 |  | Included | 0 | 0 | 0
64 | 7000028335 | 640 | Supply - Telecom Equipment | 1000018706 | 85176990 |  | 18 |  | S16.1 SFP | EA | 4 |  | Included | 0 | 0 | 0
65 | 7000028335 | 650 | Supply - Telecom Equipment | 1000031367 | 85176260 |  | 18 |  | SDH EQUIPMENT (STM-16 MADM UPTO 5 MSP PROTECTED DIRECTIONS)-BASEEQUIPMENT (COMMON CARDS, CROSS CONNECT/CONTROL CARDS, OPTICAL BASECARDS, POWER SUPPLY CARDS, POWER CABLING, OTHER HARDWARE ANDACCESSORIES INCLUDING SUB RACKS, PATCH CORD, DDF ETC FULLY EQUIPEDEXCLUDING OPTICAL INTERFACE & TRIBUTARY CARDS | EA | 1 |  | Included | 0 | 0 | 0
V | EXTENSION OF 400KV BALIPARA (PG) SUBSTATION
1 | 7000028314 | 360 | 420KV, 63KA AIS EQUIPMENTS | 1000004501 | 85352913 |  | 18 |  | 420kV, 3150A, 63kA Circuit Breaker (3-Phase) without closing resistorand with Support Structure | EA | 2 |  | Included | 0 | 0 | 0
2 | 7000028314 | 370 | 420KV, 63KA AIS EQUIPMENTS | 1000004463 | 85359090 |  | 18 |  | 420 kV, 3000A, 63KA, 1-Phase CurrentTransformer with 120% extended currentrating | EA | 6 |  | Included | 0 | 0 | 0
3 | 7000028314 | 380 | 420KV, 63KA AIS EQUIPMENTS | 1000020419 | 85354010 |  | 18 |  | 336kV Surge Arrester (1-phase) | EA | 3 |  | Included | 0 | 0 | 0
4 | 7000028314 | 390 | 420KV, 63KA AIS EQUIPMENTS | 1000004499 | 85353090 |  | 18 |  | 420kV, 3150A, 63KA Isolator (3-phase)(Double Break) with two E/S | EA | 1 |  | Included | 0 | 0 | 0
5 | 7000028314 | 400 | 420KV, 63KA AIS EQUIPMENTS | 1000004498 | 85353090 |  | 18 |  | 420kV, 3150A, 63KA, Isolator (3-phase)(Double Break) with one E/S | EA | 4 |  | Included | 0 | 0 | 0
6 | 7000028314 | 410 | 420KV, 63KA AIS EQUIPMENTS | 1000004401 | 85462040 |  | 18 |  | 420 kV, 1 phase Bus Post Insulator (except for Line Traps) | EA | 9 |  | Included | 0 | 0 | 0
7 | 7000028314 | 430 | Erection Hardware | 1000011317 | 72169990 |  | 18 |  | Erection Hardware for 400kV I type layout-Bus Reactor bay as pertechnical specification | SET | 1 |  | Included | 0 | 0 | 0
8 | 7000028314 | 440 | CRP | 1000009711 | 85389000 |  | 18 |  | Controlled switching device for 420 kV, 3 phase circuit breaker | SET | 2 |  | Included | 0 | 0 | 0
9 | 7000028314 | 210 | ILLUMINATION & OTHER AUXILLARIES | 1000001894 | 94059900 |  | 18 |  | Outdoor Power Receptacle for oilfiltration unit (250A) | EA | 1 |  | Included | 0 | 0 | 0
10 | 7000028314 | 220 | ILLUMINATION & OTHER AUXILLARIES | 1000038325 | 94059900 |  | 18 |  | LIGHTING FIXTURE LED LUMINAIRES TYPE FL2 AS PER TECH. SPECIFICATIONS | EA | 10 |  | Included | 0 | 0 | 0
11 | 7000028314 | 130 | Supply Cables | 1000031951 | 85446090 |  | 18 |  | 1.1KV GRADE 3.5CX300 SQMM (XLPE) POWER CABLE | KM | 1 |  | Included | 0 | 0 | 0
12 | 7000028314 | 140 | Supply Cables | 1000031964 | 85446020 |  | 18 |  | 1.1KV GRADE 3CX2.5 SQMM CONTROL CABLE | KM | 1 |  | Included | 0 | 0 | 0
13 | 7000028314 | 150 | Supply Cables | 1000031987 | 85446020 |  | 18 |  | 1.1KV GRADE 5CX2.5 SQMM CONTROL CABLE | KM | 3 |  | Included | 0 | 0 | 0
14 | 7000028314 | 160 | Supply Cables | 1000031887 | 85446020 |  | 18 |  | 1.1KV GRADE 10CX2.5 SQMM CONTROL CABLE | KM | 1 |  | Included | 0 | 0 | 0
15 | 7000028314 | 170 | Supply Cables | 1000056264 | 85446020 |  | 18 |  | 1.1KV GRADE 19CX1.5 SQMM CONTROL CABLE | KM | 2 |  | Included | 0 | 0 | 0
16 | 7000028314 | 180 | Supply Cables | 1000056265 | 85446020 |  | 18 |  | 1.1KV GRADE 27CX1.5 SQMM CONTROL CABLE | KM | 0.5 |  | Included | 0 | 0 | 0
17 | 7000028314 | 190 | Supply Cables | 1000032050 | 85446020 |  | 18 |  | 4PAIR, 0.5SQMM SCREENED CABLE | KM | 0.8 |  | Included | 0 | 0 | 0
18 | 7000028314 | 200 | Supply Cables | 1000031957 | 85446020 |  | 18 |  | 1.1KV GRADE 3.5CX70 SQMM (PVC) POWER CABLE | KM | 1 |  | Included | 0 | 0 | 0
19 | 7000028314 | 120 | HVWS for 125MVAr Bus Reactor | 1000012042 | 84248990 |  | 18 |  | HVW spray system, Hydrant system and complete U/G & O/G piping andaccessories etc. out side the pump house for 125 MVAR, 420kV, 3 phaseBus Reactor | SET | 1 |  | Included | 0 | 0 | 0
20 | 7000028314 | 460 | Substation Mandatory Spares | 1000053851 | 76169990 |  | 18 |  | SPARES FOR CLAMPS & CONNECTORS | LOT | 1 |  | Included | 0 | 0 | 0
21 | 7000028314 | 470 | Substation Mandatory Spares | 1000025940 | 85462040 |  | 18 |  | Spare-420kV BPI | SET | 1 |  | Included | 0 | 0 | 0
22 | 7000028314 | 480 | Substation Mandatory Spares | 1000062004 | 85371000 |  | 18 |  | ETHERNET SWITCH SUITABLE FOR 19Ã‚â‚¬Â RACK MOUNTING WITH 24 FIBER OPTICPORTS | EA | 1 |  | Included | 0 | 0 | 0
23 | 7000028314 | 490 | Substation Mandatory Spares | 1000062002 | 85371000 |  | 18 |  | BAY CONTROL UNIT (IED) OF MAIN SYSTEM | EA | 1 |  | Included | 0 | 0 | 0
24 | 7000028314 | 500 | Substation Mandatory Spares | 1000019912 | 85371000 |  | 18 |  | Relay & protection Panels (with automation) | LS | 1 |  | Included | 0 | 0 | 0
25 | 7000028314 | 510 | Substation Mandatory Spares | 1000025941 | 85389000 |  | 18 |  | Spare-420kV CT 1 | SET | 1 |  | Included | 0 | 0 | 0
26 | 7000028314 | 520 | Substation Mandatory Spares | 1000024186 | 85354010 |  | 18 |  | SPARES FOR 336KV SURGE ARRESTER | LS | 1 |  | Included | 0 | 0 | 0
27 | 7000028314 | 530 | Substation Mandatory Spares | 1000019919 | 85353090 |  | 18 |  | Spares for 420kV Double break Isolator | LS | 1 |  | Included | 0 | 0 | 0
28 | 7000028314 | 540 | Substation Mandatory Spares | 1000019918 | 85359090 |  | 18 |  | Spares for 420kV Circuit Breaker | LS | 1 |  | Included | 0 | 0 | 0
29 | 7000028314 | 300 | Foundation bolts & STRUCTURES | 1000012367 | 73082011 |  | 18 |  | Fabrication, galvanising and supply of 32mm dia foundation boltsincluding nuts, checknuts, washers and packplates | EA | 192 |  | Included | 0 | 0 | 0
30 | 7000028314 | 310 | Foundation bolts & STRUCTURES | 1000017567 | 73045930 |  | 18 |  | Standard Pipe Structure for 400kV BPI (excluding wave trap) | EA | 9 |  | Included | 0 | 0 | 0
31 | 7000028314 | 320 | Foundation bolts & STRUCTURES | 1000020192 | 73045930 |  | 18 |  | Fabrication, galvanising and supply ofStandard Pipe Structure - 400 kV,1-Phase, CT including nuts, bolts, alltype of washers, packplates, step boltsand gusset plates excluding foundationbolts | EA | 6 |  | Included | 0 | 0 | 0
32 | 7000028314 | 330 | Foundation bolts & STRUCTURES | 1000020194 | 73045930 |  | 18 |  | Fabrication, galvanising and supply ofStandard Pipe Structure - 400 kV,3-Phase, ISOLATOR including nuts,bolts, all type of washers, packplates,step bolts and gusset plates excludingfoundation bolts | EA | 5 |  | Included | 0 | 0 | 0
33 | 7000028314 | 340 | Foundation bolts & STRUCTURES | 1000020195 | 73045930 |  | 18 |  | Fabrication, galvanising and supply ofStandard Pipe Structure - 400 kV,1-Phase, SA including nuts, bolts,all type of washers, packplates, stepbolts and gusset plates excludingfoundation bolts | EA | 3 |  | Included | 0 | 0 | 0
34 | 7000028314 | 560 | PMU & associated items (Balipara PG) | 1000017518 | 85364900 |  | 18 |  | PMU with GPS Clock (clock can be either internal or external) | EA | 1 |  | Included | 0 | 0 | 0
35 | 7000028314 | 570 | PMU & associated items (Balipara PG) | 1000022512 | 90311000 |  | 18 |  | WAMS Hardware - Time System (GPS receiver) | EA | 1 |  | Included | 0 | 0 | 0
36 | 7000028314 | 580 | PMU & associated items (Balipara PG) | 1000071061 | 85176290 |  | 18 |  | SUBSTATION GRADE LAYER 2 LAN SWITCH | EA | 1 |  | Included | 0 | 0 | 0
37 | 7000028314 | 590 | PMU & associated items (Balipara PG) | 1000071062 | 85176290 |  | 18 |  | SUBSTATION GRADE LAYER 3 LAN SWITCH | EA | 1 |  | Included | 0 | 0 | 0
38 | 7000028314 | 600 | PMU & associated items (Balipara PG) | 1000022487 | 85447090 |  | 18 |  | WAMS Miscellaneous - Armored Fibre Optic Cable and associatedtermination (e.g. L2 Switch) for connecting PMU panels located indifferent control room of a station | EA | 1 |  | Included | 0 | 0 | 0
39 | 7000028314 | 610 | PMU & associated items (Balipara PG) | 1000030641 | 85389000 |  | 18 |  | LIU - FO PATCH PANEL-12 PORT | EA | 2 |  | Included | 0 | 0 | 0
[13 empty] | Included | 0 | 0 | 0
[7 empty] | Total Ex-works Price | [5 empty] | 0 | 0
[7 empty] | Total Type Test charges as per Schedule-7 | [5 empty] | 0
[7 empty] | Total Ex-works Price including Type Test charges | [5 empty] | 0
[7 empty] | Total GST Tax as confirmed by Bidder | [5 empty] | 0
Note : | Specify amount of GST on the transaction between the Contractor and the Employer.
* | In case the bidder leaves the cell for confirmation of the HSN code and/or GST rate “blank”, the HSN code and corresponding GST rate indicated by the Employer shall be deemed to be the one confirmed by the Bidder.
Date: | -- | [7 empty] | Printed Name :
Place: | [8 empty] | Designation :
Click for Sch-2

## Sch-1 dis (hidden)
Specification No.: CC/NT/W-AIS/DOM/A10/24/10719 | [5 empty] | Schedule - 1 |  |  |  | Direct Total | 0 | Sole Bidder | `
[10 empty] | BO Total | #REF! | 0
400kV AIS SUBSTATION PACKAGE SS-137 for i) Extension of 132kV PASIGHAT (OLD) Substation, ii) Extension of 132kV ROING (PG) Substation, iii) Extension of 132kV TEZU (PG) Substation, iv) Extension of 132kV NAMSAI (PG) Substation, v) Extension of 400kV Balipara (PG) Substation under NERES-XXIII & NERES-XXVI
(SCHEDULE OF RATES AND PRICES : EX-WORKS PRICES)
Bidder’s Name and Address (Sole Bidder) : |  |  |  | To:
Contract Services
Name : |  |  |  | Power Grid Corporation of India Ltd., | [7 empty] | &
Address : |  |  |  | "Saudamini", Plot No.-2
Sector-29,
Gurgaon (Haryana) - 122001
Plant and Equipment (including Mandatory Spares Parts) to be supplied, including Type Test Charges for Tests to be conducted. | [10 empty] | Direct
[6 empty] | All Prices are in Indian Rupees. |  |  |  |  | Bought-Out
SI. No. | Item Description | Unit | Qty. | Unit Ex-works price | Total Ex-works price | Mode of Transaction (Direct / Bought-out)
1 | 2 | 3 | 4 | 5 | 6 = 4 x 5 | 7
0 | 0
#REF! | #REF!
0 | 0
#REF! | #REF! | #REF! | #REF! | #REF! | #REF! | #REF!
#REF! | #REF! | #REF! | #REF! | #REF! | #REF! | #REF!
#REF! | #REF!
#REF! | #REF! | #REF! | #REF! | #REF! | #REF! | #REF!
#REF! | #REF! | #REF! | #REF! | #REF! | #REF! | #REF!
#REF! | #REF!
#REF! | #REF! | #REF! | #REF! | #REF! | #REF! | #REF!
#REF! | #REF! | #REF! | #REF! | #REF! | #REF! | #REF!
#REF! | #REF!
#REF! | #REF!
#REF! | #REF! | #REF! | #REF! | #REF! | #REF! | #REF!
#REF! | #REF! | #REF! | #REF! | #REF! | #REF! | #REF!
#REF! | #REF!
#REF! | #REF! | #REF! | #REF! | #REF! | #REF! | #REF!
#REF! | #REF! | #REF! | #REF! | #REF! | #REF! | #REF!
#REF! | #REF! | #REF! | #REF! | #REF! | #REF! | #REF!
#REF! | #REF! | #REF! | #REF! | #REF! | #REF! | #REF!
#REF! | #REF! | #REF! | #REF! | #REF! | #REF! | #REF!
#REF! | #REF! | #REF! | #REF! | #REF! | #REF! | #REF!
#REF! | #REF!
#REF! | #REF! | #REF! | #REF! | #REF! | #REF! | #REF!
#REF! | #REF!
#REF! | #REF! | #REF! | #REF! | #REF! | #REF! | #REF!
#REF! | #REF! | #REF! | #REF! | #REF! | #REF! | #REF!
#REF! | #REF! | #REF! | #REF! | #REF! | #REF! | #REF!
#REF! | #REF! | #REF! | #REF! | #REF! | #REF! | #REF!
#REF! | #REF!
#REF! | #REF! | #REF! | #REF! | #REF! | #REF! | #REF!
#REF! | #REF! | #REF! | #REF! | #REF! | #REF! | #REF!
#REF! | #REF! | #REF! | #REF! | #REF! | #REF! | #REF!
#REF! | #REF!
#REF! | #REF! | #REF! | #REF! | #REF! | #REF! | #REF!
#REF! | #REF! | #REF! | #REF! | #REF! | #REF! | #REF!
#REF! | #REF! | #REF! | #REF! | #REF! | #REF! | #REF!
#REF! | #REF! | #REF! | #REF! | #REF! | #REF! | #REF!
#REF! | #REF! | #REF! | #REF! | #REF! | #REF! | #REF!
#REF! | #REF!
| #REF! | #REF! | #REF! | #REF! | #REF! | #REF!
#REF!
| #REF! | #REF! | #REF! | #REF! | #REF! | #REF!
| #REF! | #REF! | #REF! | #REF! | #REF! | #REF!
| Total Ex-Works Price Direct |  |  |  | 0 | Direct
| Total Ex-Works Price Bought Out |  |  |  | 0
| Total Ex-Works Price |  |  |  | 0
| Total Type Test charges as per Schedule-7 |  |  |  | #REF! |  |  | #REF! |  | #REF!
| Total Ex-works Price including Type Test charges |  |  |  | #REF! |  |  | #REF! |  | #REF!
[7 empty] | Discount Sch-1 | #REF! | MPD Sch-1 | #REF!
[7 empty] | Dis Alert | #REF!
Note : | Specify amount of Excise Duty, Sales Tax/'VAT and other taxes payable on the transaction between the Contractor and the Employer and octroi/entry tax as applicable for destination site/state on all items of supply including bought-out finished items (to be identified in the Contract), which shall be dispatched directly from the sub-vendor’s works to the Employer’s site (sale-in-transit), separately in Schedule-5. Excise Duty, Sales tax and other levies for all the bought-out items are to be included in the EXW Price (Col. No. 5) only and not to be indicated in Schedule-5.
Date : | --
Place : |  |  | Printed Name :
Designation :
Click for Sch-2

## Sch-2
Specification No.: CC/NT/W-AIS/DOM/A10/24/10719 | [8 empty] | Schedule - 2
400kV AIS SUBSTATION PACKAGE SS-137 for i) Extension of 132kV PASIGHAT (OLD) Substation, ii) Extension of 132kV ROING (PG) Substation, iii) Extension of 132kV TEZU (PG) Substation, iv) Extension of 132kV NAMSAI (PG) Substation, v) Extension of 400kV Balipara (PG) Substation under NERES-XXIII & NERES-XXVI
(SCHEDULE OF RATES AND PRICES)
Bidder’s Name and Address (Sole Bidder) : | [7 empty] | To:
Contracts Services, 3rd Floor
Name : | [7 empty] | Power Grid Corporation of India Ltd.,
Address : | [7 empty] | "Saudamini", Plot No.-2
Sector-29,
Gurgaon (Haryana) - 122001
LOCAL TRANSPORTATION, IN-TRANSIT INSURANCE, LOADING AND UNLOADING
All Prices are in Indian Rupees.
SI. No. | PR No | PR Line Item No | Activity Description | Material Code | Description | Unit | Quantity | Unit Freight, In-transit Insurance, loading & unloading Charges | Total Freight, In-transit Insurance, loading & unloading Charges
1 | 2 | 3 | 4 | 5 | 4 | 5 | 6 | 7 | 8= 6 x 7
I | 132 kV PASIGHAT OLD EXT
1 | 7000028332 | 10 | 145kV Equipments | 1000028343 | 145kV,1250A, 31.5kA SF6 Circuit Breaker3-Phase with support structure(Suitable for 1-Phase & 3-PhaseAutoreclosing) | EA | 1 |  | Included
2 | 7000028332 | 20 | 145kV Equipments | 1000000977 | 145 kV, 600A, 31.5KA, 1-Phase CurrentTransformer with 120% extended currentrating | EA | 3 |  | Included
3 | 7000028332 | 30 | 145kV Equipments | 1000000991 | 145 kV, 8800pf, 1-phase Capacitive Voltage Transformer | EA | 3 |  | Included
4 | 7000028332 | 40 | 145kV Equipments | 1000020416 | 120kV Surge Arrester(1-phase) | EA | 3 |  | Included
5 | 7000028332 | 50 | 145kV Equipments | 1000000956 | 145kV, 1 phase Bus Post Insulators | EA | 3 |  | Included
6 | 7000028332 | 60 | 145kV Equipments | 1000000992 | 145 kV, 1250A, 31.5 KA, 3-phase DoubleBreak Isolator with one E/S | EA | 1 |  | Included
7 | 7000028332 | 70 | 145kV Equipments | 1000000996 | 145 kV, 1250 A, 31.5KA, 3-phase DoubleBreak Isolator without E/S | EA | 1 |  | Included
8 | 7000028332 | 80 | 145kV Equipments | 1000000997 | 145 kV, 1250 A, 31.5KA, 3-phase DoubleBreak Isolator without E/S (Tandem) | EA | 1 |  | Included
9 | 7000028332 | 90 | Relay & Protection Panel | 1000010955 | Duplex Control Panel for 132 kV One Bay (Bus scheme as per SLD) | EA | 1 |  | Included
10 | 7000028332 | 100 | PLCC/DPC | 1000010638 | Digital Protection Coupler | EA | 1 |  | Included
11 | 7000028332 | 110 | Illumination System | 1000020262 | Sub Lighting panel (outdoor) type SLP (Switchyard and Street Lighting) | EA | 2 |  | Included
12 | 7000028332 | 120 | Illumination System | 1000038387 | LED FLOOD LIGHT LUMINARIESTYPE FL-1 (150W) AS PER TECHNICALSPECIFICATION | EA | 3 |  | Included
13 | 7000028332 | 130 | Illumination System | 1000038325 | LIGHTING FIXTURE LED LUMINAIRES TYPE FL2 AS PER TECH. SPECIFICATIONS | EA | 3 |  | Included
14 | 7000028332 | 140 | Cables | 1000056265 | 1.1KV GRADE 27CX1.5 SQMM CONTROL CABLE | KM | 0.3 |  | Included
15 | 7000028332 | 150 | Cables | 1000056264 | 1.1KV GRADE 19CX1.5 SQMM CONTROL CABLE | KM | 1.5 |  | Included
16 | 7000028332 | 160 | Cables | 1000031887 | 1.1KV GRADE 10CX2.5 SQMM CONTROL CABLE | KM | 0.5 |  | Included
17 | 7000028332 | 170 | Cables | 1000031993 | 1.1KV GRADE 7CX2.5 SQMM CONTROL CABLE | KM | 0.5 |  | Included
18 | 7000028332 | 180 | Cables | 1000031987 | 1.1KV GRADE 5CX2.5 SQMM CONTROL CABLE | KM | 1.5 |  | Included
19 | 7000028332 | 190 | Cables | 1000031976 | 1.1KV GRADE 4CX16 SQMM (PVC) POWER CABLE | KM | 0.2 |  | Included
20 | 7000028332 | 200 | Cables | 1000031953 | 1.1KV GRADE 3.5CX35 SQMM (PVC) POWER CABLE | KM | 0.5 |  | Included
21 | 7000028332 | 210 | Cables | 1000031943 | 1.1KV GRADE 2CX6 SQMM (PVC) POWER CABLE | KM | 0.5 |  | Included
22 | 7000028332 | 220 | Cables | 1000031985 | 1.1KV GRADE 4CX6 SQMM (PVC) POWER CABLE | KM | 1 |  | Included
23 | 7000028332 | 230 | Erection H/W | 1000011240 | Erection Hardware for 132kV layout (Single Main & TransferScheme)-Line Bay as per technical specification | SET | 1 |  | Included
24 | 7000028332 | 240 | Equipments Structure and Earthmat | 1000029036 | Fabrication, galvanising and supply of Std 132 kV Support Structure 1 PhCTincluding nuts, bolts, all type of washers, packplates, step bolts andgusset plates excluding foundation bolts | EA | 3 |  | Included
25 | 7000028332 | 250 | Equipments Structure and Earthmat | 1000029037 | Fabrication, galvanising and supply of Std 132 kV Support Structure1Ph CVT including nuts, bolts, all type of washers, packplates, stepboltsand gusset plates excluding foundation bolts | EA | 3 |  | Included
26 | 7000028332 | 260 | Equipments Structure and Earthmat | 1000029038 | Fabrication, galvanising and supply of Std 132 kV Support Structure3Ph ISO including nuts, bolts, all type of washers, packplates, stepboltsand gusset plates excluding foundation bolts | EA | 3 |  | Included
27 | 7000028332 | 270 | Equipments Structure and Earthmat | 1000029039 | Fabrication, galvanising and supply of Std 132 kV Support Structure 1 PhLAincluding nuts, bolts, all type of washers, packplates, step bolts andgusset plates excluding foundation bolts | EA | 3 |  | Included
28 | 7000028332 | 280 | Equipments Structure and Earthmat | 1000029035 | Fabrication, galvanising and supply of Std 132 kV Support Structure1Ph BPI including nuts, bolts, all type of washers, packplates, stepboltsand gusset plates excluding foundation bolts | EA | 3 |  | Included
29 | 7000028332 | 290 | Equipments Structure and Earthmat | 1000032055 | 40 MM MS ROD FOR MAIN EARTHMAT | KM | 0.5 |  | Included
30 | 7000028332 | 300 | Mandatory Spares | 1000032684 | SPARE-DIGITAL PROTECTION COUPLER | LS | 1 |  | Included
31 | 7000028332 | 310 | Mandatory Spares | 1000028572 | SPARE-145KV CVT | LOT | 1 |  | Included
32 | 7000028332 | 320 | Mandatory Spares | 1000025949 | Spare-C & R Panel | SET | 1 |  | Included
33 | 7000028332 | 330 | Mandatory Spares | 1000026087 | Spares for 120kV Surge Arrester | LS | 1 |  | Included
34 | 7000028332 | 340 | Mandatory Spares | 1000028571 | SPARE-145KV CT | LOT | 1 |  | Included
35 | 7000028332 | 350 | Mandatory Spares | 1000028573 | SPARE-145KV DB ISOLATOR | LOT | 1 |  | Included
36 | 7000028332 | 360 | Mandatory Spares | 1000028570 | SPARE-145KV CIRCUIT BREAKER | LOT | 1 |  | Included
37 | 7000028332 | 370 | Supply of Foundation Bolt | 1000028770 | Fabrication, galvanising and supply of24mm dia foundation bolts includingnuts, checknuts, washers andpackplates. | EA | 188 |  | Included
38 | 7000028332 | 380 | Supply of Structure | 1000015954 | Fabrication, galvanising and supply of Lattice Structures (MS Steel),to be designed during detailed engineering, for towers, beams andequipment support structure including pack plates / packwashers andgusset plates excluding fasteners and foundation bolts | MT | 10 |  | Included
39 | 7000028332 | 390 | Supply of Structure | 1000011713 | Fabrication, galvanising and supply of fasteners ( nuts, bolts andwashers ) including step bolts for lattice and pipe structures to bedesigned during detailed engineering | MT | 1 |  | Included
40 | 7000028332 | 400 | Supply of Structure | 1000012373 | Fabrication, galvanising and supply of foundation bolts including nuts,checknut and washers for lattice and pipe structures to be designedduring detailed engineering | MT | 1 |  | Included
41 | 7000028332 | 410 | Supply - Telecom Equipment | 1000023471 | OPGW Fibre Optic Distribution Panel (FODP): Indoor Type: 96F | EA | 1 |  | Included
42 | 7000028332 | 420 | Supply - Telecom Equipment | 1000037545 | 24F (DWSM) APPROACH FIBRE OPTIC CABLE | KM | 1 |  | Included
43 | 7000028332 | 430 | Supply - Telecom Equipment | 1000066613 | GI FLEXIBLE CONDUIT INSTALLATION HARDWARE FOR APPROAH CABLING | EA | 75 |  | Included
44 | 7000028332 | 440 | Supply - Telecom Equipment | 1000066612 | GI ELBOW INSTALLATION HARDWARE FOR APPROAH CABLING | EA | 150 |  | Included
45 | 7000028332 | 450 | Supply - Telecom Equipment | 1000066614 | GI PIPE INSTALLATION HARDWARE FOR APPROACH CABLING | KM | 1 |  | Included
46 | 7000028332 | 460 | Supply - Telecom Equipment | 1000034998 | VOIP TELEPHONE INSTRUMENT WITH ONE COMMON SWITCH (MIN. 8 PORT) | EA | 2 |  | Included
47 | 7000028332 | 470 | Supply - Telecom Equipment | 1000028265 | Software for Craft Terminal | EA | 1 |  | Included
48 | 7000028332 | 480 | Supply - Telecom Equipment | 1000028495 | NMS- CRAFT TERMINAL-HARDWARE | EA | 1 |  | Included
49 | 7000028332 | 490 | Supply - Telecom Equipment | 1000026228 | Equipment Cabinets For SDH | EA | 1 |  | Included
50 | 7000028332 | 500 | Supply - Telecom Equipment | 1000031381 | TRIBUTARY INTERFACE-GIGABIT ETHERNET INTERFACES 10/100 MBPS WITH LAYER-2 SWITCHING (MINIMUM 2 NOS.) | SET | 1 |  | Included
51 | 7000028332 | 510 | Supply - Telecom Equipment | 1000034950 | ETHERNET INTERFACE 10/100 BASE T WITH LAYER-2 SWITCHING (MIN 8INTERFACES PER CARD) | EA | 2 |  | Included
52 | 7000028332 | 520 | Supply - Telecom Equipment | 1000031374 | TRIBUTARY INTERFACE- E1 INTERFACE (MINIMUM 16 NOS.) | SET | 2 |  | Included
53 | 7000028332 | 530 | Supply - Telecom Equipment | 1000019315 | Optical Line Interface card (to support minimum 150 kms) | EA | 2 |  | Included
54 | 7000028332 | 540 | Supply - Telecom Equipment | 1000018706 | S16.1 SFP | EA | 4 |  | Included
55 | 7000028332 | 550 | Supply - Telecom Equipment | 1000031367 | SDH EQUIPMENT (STM-16 MADM UPTO 5 MSP PROTECTED DIRECTIONS)-BASEEQUIPMENT (COMMON CARDS, CROSS CONNECT/CONTROL CARDS, OPTICAL BASECARDS, POWER SUPPLY CARDS, POWER CABLING, OTHER HARDWARE ANDACCESSORIES INCLUDING SUB RACKS, PATCH CORD, DDF ETC FULLY EQUIPEDEXCLUDING OPTICAL INTERFACE & TRIBUTARY CARDS | EA | 1 |  | Included
56 | 7000028332 | 560 | Spares -Telecom Equipment | 1000031369 | SDH EQUIPMENT (STM-16 MADM UPTO 5 MSP PROTECTED DIRECTIONS)-COMMONCARDS, CROSS-CONNECT/CONTROL CARDS, OPTICAL BASE CARD, POWER SUPPLYCARDS, POWER CABLING, OTHER HARDWARE & ACCESSORIES (EACH). | SET | 1 |  | Included
57 | 7000028332 | 570 | Spares -Telecom Equipment | 1000018706 | S16.1 SFP | EA | 1 |  | Included
58 | 7000028332 | 580 | Spares -Telecom Equipment | 1000014273 | L16.2 SFP | EA | 2 |  | Included
59 | 7000028332 | 590 | Spares -Telecom Equipment | 1000031413 | OPTICAL INTERFACE/SFP-V16.2 | EA | 1 |  | Included
60 | 7000028332 | 600 | Spares -Telecom Equipment | 1000019315 | Optical Line Interface card (to support minimum 150 kms) | EA | 1 |  | Included
61 | 7000028332 | 610 | Spares -Telecom Equipment | 1000031374 | TRIBUTARY INTERFACE- E1 INTERFACE (MINIMUM 16 NOS.) | SET | 1 |  | Included
62 | 7000028332 | 620 | Spares -Telecom Equipment | 1000034950 | ETHERNET INTERFACE 10/100 BASE T WITH LAYER-2 SWITCHING (MIN 8INTERFACES PER CARD) | EA | 1 |  | Included
63 | 7000028332 | 630 | Spares -Telecom Equipment | 1000031381 | TRIBUTARY INTERFACE-GIGABIT ETHERNET INTERFACES 10/100 MBPS WITH LAYER-2 SWITCHING (MINIMUM 2 NOS.) | SET | 1 |  | Included
64 | 7000028332 | 640 | Spares -Telecom Equipment | 1000034998 | VOIP TELEPHONE INSTRUMENT WITH ONE COMMON SWITCH (MIN. 8 PORT) | EA | 1 |  | Included
65 | 7000028332 | 650 | Spares -Telecom Equipment | 1000031398 | PRE CONNECTORIZED OPTICAL FIBER PATCH CORDS(10 MTRS) â€“ PACK OF SIXPATCH CORDS | SET | 1 |  | Included
66 | 7000028332 | 660 | Spares -Telecom Equipment | 1000037545 | 24F (DWSM) APPROACH FIBRE OPTIC CABLE | KM | 1 |  | Included
67 | 7000028332 | 670 | Spares -Telecom Equipment | 1000066614 | GI PIPE INSTALLATION HARDWARE FOR APPROACH CABLING | KM | 0.14 |  | Included
68 | 7000028332 | 680 | Spares -Telecom Equipment | 1000066612 | GI ELBOW INSTALLATION HARDWARE FOR APPROAH CABLING | EA | 16 |  | Included
69 | 7000028332 | 690 | Spares -Telecom Equipment | 1000066613 | GI FLEXIBLE CONDUIT INSTALLATION HARDWARE FOR APPROAH CABLING | EA | 12 |  | Included
II | 132kV ROING EXT
1 | 7000028333 | 10 | 145kV Equipments | 1000028343 | 145kV,1250A, 31.5kA SF6 Circuit Breaker3-Phase with support structure(Suitable for 1-Phase & 3-PhaseAutoreclosing) | EA | 2 |  | Included
2 | 7000028333 | 20 | 145kV Equipments | 1000000977 | 145 kV, 600A, 31.5KA, 1-Phase CurrentTransformer with 120% extended currentrating | EA | 6 |  | Included
3 | 7000028333 | 30 | 145kV Equipments | 1000000991 | 145 kV, 8800pf, 1-phase Capacitive Voltage Transformer | EA | 6 |  | Included
4 | 7000028333 | 40 | 145kV Equipments | 1000000992 | 145 kV, 1250A, 31.5 KA, 3-phase DoubleBreak Isolator with one E/S | EA | 2 |  | Included
5 | 7000028333 | 50 | 145kV Equipments | 1000000943 | 145 kV, 1250 A, 31.5KA, 3-phase DoubleBreak Isolator without E/S | EA | 2 |  | Included
6 | 7000028333 | 60 | 145kV Equipments | 1000000997 | 145 kV, 1250 A, 31.5KA, 3-phase DoubleBreak Isolator without E/S (Tandem) | EA | 2 |  | Included
7 | 7000028333 | 70 | 145kV Equipments | 1000020416 | 120kV Surge Arrester(1-phase) | EA | 6 |  | Included
8 | 7000028333 | 80 | 145kV Equipments | 1000000956 | 145kV, 1 phase Bus Post Insulators | EA | 6 |  | Included
9 | 7000028333 | 90 | Relay & Protection Panel | 1000000812 | 132kV Line Protection Panel (with Automation) | EA | 2 |  | Included
10 | 7000028333 | 100 | Relay & Protection Panel | 1000000738 | 132kV Circuit Breaker Relay Panel with Auto Reclose (with Automation) | EA | 2 |  | Included
11 | 7000028333 | 110 | SAS | 1000002018 | Complete Substation automation System for 33kV bay as per TechnicalSpecification | EA | 6 |  | Included
12 | 7000028333 | 120 | SAS | 1000000814 | Complete Substation automation System for 132kV bay as per TechnicalSpecification | EA | 11 |  | Included
13 | 7000028333 | 130 | PLCC/DPC | 1000010638 | Digital Protection Coupler | EA | 2 |  | Included
14 | 7000028333 | 140 | Illumination System | 1000014547 | Lighting Panel type ACP-2 as per technical specification | EA | 2 |  | Included
15 | 7000028333 | 150 | Illumination System | 1000014548 | Lighting Panel type ACP-3 as per technical specification | EA | 2 |  | Included
16 | 7000028333 | 160 | Illumination System | 1000038397 | TYPE L1 STREET LIGHTING POLE OF 6 METER AS PER TECHNICALSPECIFICATION. | EA | 6 |  | Included
17 | 7000028333 | 170 | Illumination System | 1000038389 | LED STREET LIGHT LUMINAIRE TYPE SL-L1 (= 45W)AS PER TECHNICALSPECIFICATION | EA | 6 |  | Included
18 | 7000028333 | 180 | Illumination System | 1000038387 | LED FLOOD LIGHT LUMINARIESTYPE FL-1 (150W) AS PER TECHNICALSPECIFICATION | EA | 6 |  | Included
19 | 7000028333 | 190 | Illumination System | 1000038325 | LIGHTING FIXTURE LED LUMINAIRES TYPE FL2 AS PER TECH. SPECIFICATIONS | EA | 6 |  | Included
20 | 7000028333 | 200 | Cables | 1000056265 | 1.1KV GRADE 27CX1.5 SQMM CONTROL CABLE | KM | 1 |  | Included
21 | 7000028333 | 210 | Cables | 1000056264 | 1.1KV GRADE 19CX1.5 SQMM CONTROL CABLE | KM | 3 |  | Included
22 | 7000028333 | 220 | Cables | 1000031887 | 1.1KV GRADE 10CX2.5 SQMM CONTROL CABLE | KM | 1 |  | Included
23 | 7000028333 | 230 | Cables | 1000031993 | 1.1KV GRADE 7CX2.5 SQMM CONTROL CABLE | KM | 1 |  | Included
24 | 7000028333 | 240 | Cables | 1000031987 | 1.1KV GRADE 5CX2.5 SQMM CONTROL CABLE | KM | 3 |  | Included
25 | 7000028333 | 250 | Cables | 1000031976 | 1.1KV GRADE 4CX16 SQMM (PVC) POWER CABLE | KM | 0.5 |  | Included
26 | 7000028333 | 260 | Cables | 1000031953 | 1.1KV GRADE 3.5CX35 SQMM (PVC) POWER CABLE | KM | 1 |  | Included
27 | 7000028333 | 270 | Cables | 1000031943 | 1.1KV GRADE 2CX6 SQMM (PVC) POWER CABLE | KM | 1 |  | Included
28 | 7000028333 | 280 | Cables | 1000031985 | 1.1KV GRADE 4CX6 SQMM (PVC) POWER CABLE | KM | 2 |  | Included
29 | 7000028333 | 290 | Erection H/W | 1000011240 | Erection Hardware for 132kV layout (Single Main & TransferScheme)-Line Bay as per technical specification | SET | 2 |  | Included
30 | 7000028333 | 300 | Erection H/W | 1000029214 | Erection Hardware for 132kV layout -Bus work for complete Main &Transfer bus (for all existing bays) | LS | 1 |  | Included
31 | 7000028333 | 310 | Equipments Structure and Earthmat | 1000029036 | Fabrication, galvanising and supply of Std 132 kV Support Structure 1 PhCTincluding nuts, bolts, all type of washers, packplates, step bolts andgusset plates excluding foundation bolts | EA | 6 |  | Included
32 | 7000028333 | 320 | Equipments Structure and Earthmat | 1000029037 | Fabrication, galvanising and supply of Std 132 kV Support Structure1Ph CVT including nuts, bolts, all type of washers, packplates, stepboltsand gusset plates excluding foundation bolts | EA | 6 |  | Included
33 | 7000028333 | 330 | Equipments Structure and Earthmat | 1000029038 | Fabrication, galvanising and supply of Std 132 kV Support Structure3Ph ISO including nuts, bolts, all type of washers, packplates, stepboltsand gusset plates excluding foundation bolts | EA | 6 |  | Included
34 | 7000028333 | 340 | Equipments Structure and Earthmat | 1000029039 | Fabrication, galvanising and supply of Std 132 kV Support Structure 1 PhLAincluding nuts, bolts, all type of washers, packplates, step bolts andgusset plates excluding foundation bolts | EA | 6 |  | Included
35 | 7000028333 | 350 | Equipments Structure and Earthmat | 1000029035 | Fabrication, galvanising and supply of Std 132 kV Support Structure1Ph BPI including nuts, bolts, all type of washers, packplates, stepboltsand gusset plates excluding foundation bolts | EA | 6 |  | Included
36 | 7000028333 | 360 | Equipments Structure and Earthmat | 1000032055 | 40 MM MS ROD FOR MAIN EARTHMAT | KM | 1 |  | Included
37 | 7000028333 | 370 | Mandatory Spares | 1000032684 | SPARE-DIGITAL PROTECTION COUPLER | LS | 1 |  | Included
38 | 7000028333 | 380 | Mandatory Spares | 1000019927 | Spares-Substation Automation System | LS | 1 |  | Included
39 | 7000028333 | 390 | Mandatory Spares | 1000019912 | Relay & protection Panels (with automation) | LS | 1 |  | Included
40 | 7000028333 | 400 | Mandatory Spares | 1000026087 | Spares for 120kV Surge Arrester | LS | 1 |  | Included
41 | 7000028333 | 410 | Mandatory Spares | 1000028572 | SPARE-145KV CVT | LOT | 1 |  | Included
42 | 7000028333 | 420 | Mandatory Spares | 1000028571 | SPARE-145KV CT | LOT | 1 |  | Included
43 | 7000028333 | 430 | Mandatory Spares | 1000028573 | SPARE-145KV DB ISOLATOR | LOT | 1 |  | Included
44 | 7000028333 | 440 | Mandatory Spares | 1000028570 | SPARE-145KV CIRCUIT BREAKER | LOT | 1 |  | Included
45 | 7000028333 | 450 | Supply of Foundation Bolt | 1000028770 | Fabrication, galvanising and supply of24mm dia foundation bolts includingnuts, checknuts, washers andpackplates. | EA | 280 |  | Included
46 | 7000028333 | 460 | Supply of Structure | 1000015954 | Fabrication, galvanising and supply of Lattice Structures (MS Steel),to be designed during detailed engineering, for towers, beams andequipment support structure including pack plates / packwashers andgusset plates excluding fasteners and foundation bolts | MT | 13 |  | Included
47 | 7000028333 | 470 | Supply of Structure | 1000011713 | Fabrication, galvanising and supply of fasteners ( nuts, bolts andwashers ) including step bolts for lattice and pipe structures to bedesigned during detailed engineering | MT | 1.2 |  | Included
48 | 7000028333 | 480 | Supply of Structure | 1000012373 | Fabrication, galvanising and supply of foundation bolts including nuts,checknut and washers for lattice and pipe structures to be designedduring detailed engineering | MT | 2.5 |  | Included
49 | 7000028333 | 490 | Supply - Telecom Equipment | 1000031367 | SDH EQUIPMENT (STM-16 MADM UPTO 5 MSP PROTECTED DIRECTIONS)-BASEEQUIPMENT (COMMON CARDS, CROSS CONNECT/CONTROL CARDS, OPTICAL BASECARDS, POWER SUPPLY CARDS, POWER CABLING, OTHER HARDWARE ANDACCESSORIES INCLUDING SUB RACKS, PATCH CORD, DDF ETC FULLY EQUIPEDEXCLUDING OPTICAL INTERFACE & TRIBUTARY CARDS | EA | 1 |  | Included
50 | 7000028333 | 500 | Supply - Telecom Equipment | 1000018706 | S16.1 SFP | EA | 4 |  | Included
51 | 7000028333 | 510 | Supply - Telecom Equipment | 1000031413 | OPTICAL INTERFACE/SFP-V16.2 | EA | 2 |  | Included
52 | 7000028333 | 520 | Supply - Telecom Equipment | 1000019315 | Optical Line Interface card (to support minimum 150 kms) | EA | 2 |  | Included
53 | 7000028333 | 530 | Supply - Telecom Equipment | 1000031374 | TRIBUTARY INTERFACE- E1 INTERFACE (MINIMUM 16 NOS.) | SET | 2 |  | Included
54 | 7000028333 | 540 | Supply - Telecom Equipment | 1000034950 | ETHERNET INTERFACE 10/100 BASE T WITH LAYER-2 SWITCHING (MIN 8INTERFACES PER CARD) | EA | 2 |  | Included
55 | 7000028333 | 550 | Supply - Telecom Equipment | 1000031381 | TRIBUTARY INTERFACE-GIGABIT ETHERNET INTERFACES 10/100 MBPS WITH LAYER-2 SWITCHING (MINIMUM 2 NOS.) | SET | 1 |  | Included
56 | 7000028333 | 560 | Supply - Telecom Equipment | 1000026228 | Equipment Cabinets For SDH | EA | 1 |  | Included
57 | 7000028333 | 570 | Supply - Telecom Equipment | 1000028495 | NMS- CRAFT TERMINAL-HARDWARE | EA | 1 |  | Included
58 | 7000028333 | 580 | Supply - Telecom Equipment | 1000028265 | Software for Craft Terminal | EA | 1 |  | Included
59 | 7000028333 | 590 | Supply - Telecom Equipment | 1000034998 | VOIP TELEPHONE INSTRUMENT WITH ONE COMMON SWITCH (MIN. 8 PORT) | EA | 2 |  | Included
60 | 7000028333 | 600 | Supply - Telecom Equipment | 1000066614 | GI PIPE INSTALLATION HARDWARE FOR APPROACH CABLING | KM | 1 |  | Included
61 | 7000028333 | 610 | Supply - Telecom Equipment | 1000066612 | GI ELBOW INSTALLATION HARDWARE FOR APPROAH CABLING | EA | 150 |  | Included
62 | 7000028333 | 620 | Supply - Telecom Equipment | 1000066613 | GI FLEXIBLE CONDUIT INSTALLATION HARDWARE FOR APPROAH CABLING | EA | 75 |  | Included
63 | 7000028333 | 630 | Supply - Telecom Equipment | 1000037545 | 24F (DWSM) APPROACH FIBRE OPTIC CABLE | KM | 1 |  | Included
64 | 7000028333 | 640 | Supply - Telecom Equipment | 1000023471 | OPGW Fibre Optic Distribution Panel (FODP): Indoor Type: 96F | EA | 1 |  | Included
III | 132 kV TEZU EXT
1 | 7000028334 | 10 | 145kV Equipments | 1000028343 | 145kV,1250A, 31.5kA SF6 Circuit Breaker3-Phase with support structure(Suitable for 1-Phase & 3-PhaseAutoreclosing) | EA | 2 |  | Included
2 | 7000028334 | 20 | 145kV Equipments | 1000000977 | 145 kV, 600A, 31.5KA, 1-Phase CurrentTransformer with 120% extended currentrating | EA | 6 |  | Included
3 | 7000028334 | 30 | 145kV Equipments | 1000000991 | 145 kV, 8800pf, 1-phase Capacitive Voltage Transformer | EA | 6 |  | Included
4 | 7000028334 | 40 | 145kV Equipments | 1000000992 | 145 kV, 1250A, 31.5 KA, 3-phase DoubleBreak Isolator with one E/S | EA | 2 |  | Included
5 | 7000028334 | 50 | 145kV Equipments | 1000000943 | 145 kV, 1250 A, 31.5KA, 3-phase DoubleBreak Isolator without E/S | EA | 2 |  | Included
6 | 7000028334 | 60 | 145kV Equipments | 1000000997 | 145 kV, 1250 A, 31.5KA, 3-phase DoubleBreak Isolator without E/S (Tandem) | EA | 2 |  | Included
7 | 7000028334 | 70 | 145kV Equipments | 1000020416 | 120kV Surge Arrester(1-phase) | EA | 6 |  | Included
8 | 7000028334 | 80 | 145kV Equipments | 1000000956 | 145kV, 1 phase Bus Post Insulators | EA | 6 |  | Included
9 | 7000028334 | 90 | Relay & Protection Panel | 1000000812 | 132kV Line Protection Panel (with Automation) | EA | 2 |  | Included
10 | 7000028334 | 100 | Relay & Protection Panel | 1000000738 | 132kV Circuit Breaker Relay Panel with Auto Reclose (with Automation) | EA | 2 |  | Included
11 | 7000028334 | 110 | Relay & Protection Panel | 1000000734 | 132kV Bus Bar Protection Panel (Single)-(with Automation) | SET | 1 |  | Included
12 | 7000028334 | 120 | SAS | 1000002018 | Complete Substation automation System for 33kV bay as per TechnicalSpecification | EA | 6 |  | Included
13 | 7000028334 | 130 | SAS | 1000000814 | Complete Substation automation System for 132kV bay as per TechnicalSpecification | EA | 9 |  | Included
14 | 7000028334 | 140 | PLCC/DPC | 1000010638 | Digital Protection Coupler | EA | 2 |  | Included
15 | 7000028334 | 150 | Illumination System | 1000014547 | Lighting Panel type ACP-2 as per technical specification | EA | 2 |  | Included
16 | 7000028334 | 160 | Illumination System | 1000014548 | Lighting Panel type ACP-3 as per technical specification | EA | 2 |  | Included
17 | 7000028334 | 170 | Illumination System | 1000038397 | TYPE L1 STREET LIGHTING POLE OF 6 METER AS PER TECHNICALSPECIFICATION. | EA | 6 |  | Included
18 | 7000028334 | 180 | Illumination System | 1000038389 | LED STREET LIGHT LUMINAIRE TYPE SL-L1 (= 45W)AS PER TECHNICALSPECIFICATION | EA | 6 |  | Included
19 | 7000028334 | 190 | Illumination System | 1000038387 | LED FLOOD LIGHT LUMINARIESTYPE FL-1 (150W) AS PER TECHNICALSPECIFICATION | EA | 6 |  | Included
20 | 7000028334 | 200 | Illumination System | 1000038325 | LIGHTING FIXTURE LED LUMINAIRES TYPE FL2 AS PER TECH. SPECIFICATIONS | EA | 6 |  | Included
21 | 7000028334 | 210 | Cables | 1000056265 | 1.1KV GRADE 27CX1.5 SQMM CONTROL CABLE | KM | 1 |  | Included
22 | 7000028334 | 220 | Cables | 1000056264 | 1.1KV GRADE 19CX1.5 SQMM CONTROL CABLE | KM | 3 |  | Included
23 | 7000028334 | 230 | Cables | 1000031887 | 1.1KV GRADE 10CX2.5 SQMM CONTROL CABLE | KM | 1 |  | Included
24 | 7000028334 | 240 | Cables | 1000031993 | 1.1KV GRADE 7CX2.5 SQMM CONTROL CABLE | KM | 1 |  | Included
25 | 7000028334 | 250 | Cables | 1000031987 | 1.1KV GRADE 5CX2.5 SQMM CONTROL CABLE | KM | 3 |  | Included
26 | 7000028334 | 260 | Cables | 1000031976 | 1.1KV GRADE 4CX16 SQMM (PVC) POWER CABLE | KM | 0.5 |  | Included
27 | 7000028334 | 270 | Cables | 1000031953 | 1.1KV GRADE 3.5CX35 SQMM (PVC) POWER CABLE | KM | 1 |  | Included
28 | 7000028334 | 280 | Cables | 1000031943 | 1.1KV GRADE 2CX6 SQMM (PVC) POWER CABLE | KM | 1 |  | Included
29 | 7000028334 | 290 | Cables | 1000031985 | 1.1KV GRADE 4CX6 SQMM (PVC) POWER CABLE | KM | 2 |  | Included
30 | 7000028334 | 300 | Erection H/W | 1000011240 | Erection Hardware for 132kV layout (Single Main & TransferScheme)-Line Bay as per technical specification | SET | 2 |  | Included
31 | 7000028334 | 310 | Erection H/W | 1000029214 | Erection Hardware for 132kV layout -Bus work for complete Main &Transfer bus (for all existing bays) | LS | 1 |  | Included
32 | 7000028334 | 320 | Equipments Structure and Earthmat | 1000029036 | Fabrication, galvanising and supply of Std 132 kV Support Structure 1 PhCTincluding nuts, bolts, all type of washers, packplates, step bolts andgusset plates excluding foundation bolts | EA | 6 |  | Included
33 | 7000028334 | 330 | Equipments Structure and Earthmat | 1000029037 | Fabrication, galvanising and supply of Std 132 kV Support Structure1Ph CVT including nuts, bolts, all type of washers, packplates, stepboltsand gusset plates excluding foundation bolts | EA | 6 |  | Included
34 | 7000028334 | 340 | Equipments Structure and Earthmat | 1000029038 | Fabrication, galvanising and supply of Std 132 kV Support Structure3Ph ISO including nuts, bolts, all type of washers, packplates, stepboltsand gusset plates excluding foundation bolts | EA | 6 |  | Included
35 | 7000028334 | 350 | Equipments Structure and Earthmat | 1000029039 | Fabrication, galvanising and supply of Std 132 kV Support Structure 1 PhLAincluding nuts, bolts, all type of washers, packplates, step bolts andgusset plates excluding foundation bolts | EA | 6 |  | Included
36 | 7000028334 | 360 | Equipments Structure and Earthmat | 1000029035 | Fabrication, galvanising and supply of Std 132 kV Support Structure1Ph BPI including nuts, bolts, all type of washers, packplates, stepboltsand gusset plates excluding foundation bolts | EA | 6 |  | Included
37 | 7000028334 | 370 | Equipments Structure and Earthmat | 1000032055 | 40 MM MS ROD FOR MAIN EARTHMAT | KM | 1 |  | Included
38 | 7000028334 | 380 | Air Conditioning - CRB | 1000013502 | High wall type split AC unit of 2 TR capacity | EA | 3 |  | Included
39 | 7000028334 | 390 | Mandatory Spares | 1000032684 | SPARE-DIGITAL PROTECTION COUPLER | LS | 1 |  | Included
40 | 7000028334 | 400 | Mandatory Spares | 1000019927 | Spares-Substation Automation System | LS | 1 |  | Included
41 | 7000028334 | 410 | Mandatory Spares | 1000019912 | Relay & protection Panels (with automation) | LS | 1 |  | Included
42 | 7000028334 | 420 | Mandatory Spares | 1000026087 | Spares for 120kV Surge Arrester | LS | 1 |  | Included
43 | 7000028334 | 430 | Mandatory Spares | 1000028572 | SPARE-145KV CVT | LOT | 1 |  | Included
44 | 7000028334 | 440 | Mandatory Spares | 1000028571 | SPARE-145KV CT | LOT | 1 |  | Included
45 | 7000028334 | 450 | Mandatory Spares | 1000028573 | SPARE-145KV DB ISOLATOR | LOT | 1 |  | Included
46 | 7000028334 | 460 | Mandatory Spares | 1000028570 | SPARE-145KV CIRCUIT BREAKER | LOT | 1 |  | Included
47 | 7000028334 | 470 | Supply of Structure | 1000015954 | Fabrication, galvanising and supply of Lattice Structures (MS Steel),to be designed during detailed engineering, for towers, beams andequipment support structure including pack plates / packwashers andgusset plates excluding fasteners and foundation bolts | MT | 13 |  | Included
48 | 7000028334 | 480 | Supply of Structure | 1000011713 | Fabrication, galvanising and supply of fasteners ( nuts, bolts andwashers ) including step bolts for lattice and pipe structures to bedesigned during detailed engineering | MT | 1.2 |  | Included
49 | 7000028334 | 490 | Supply of Structure | 1000012373 | Fabrication, galvanising and supply of foundation bolts including nuts,checknut and washers for lattice and pipe structures to be designedduring detailed engineering | MT | 2.5 |  | Included
50 | 7000028334 | 500 | Supply of Foundation Bolt | 1000028770 | Fabrication, galvanising and supply of24mm dia foundation bolts includingnuts, checknuts, washers andpackplates. | EA | 376 |  | Included
51 | 7000028334 | 510 | Supply - Telecom Equipment | 1000023471 | OPGW Fibre Optic Distribution Panel (FODP): Indoor Type: 96F | EA | 1 |  | Included
52 | 7000028334 | 520 | Supply - Telecom Equipment | 1000037545 | 24F (DWSM) APPROACH FIBRE OPTIC CABLE | KM | 1 |  | Included
53 | 7000028334 | 530 | Supply - Telecom Equipment | 1000066613 | GI FLEXIBLE CONDUIT INSTALLATION HARDWARE FOR APPROAH CABLING | EA | 75 |  | Included
54 | 7000028334 | 540 | Supply - Telecom Equipment | 1000066612 | GI ELBOW INSTALLATION HARDWARE FOR APPROAH CABLING | EA | 150 |  | Included
55 | 7000028334 | 550 | Supply - Telecom Equipment | 1000066614 | GI PIPE INSTALLATION HARDWARE FOR APPROACH CABLING | KM | 1 |  | Included
56 | 7000028334 | 560 | Supply - Telecom Equipment | 1000034998 | VOIP TELEPHONE INSTRUMENT WITH ONE COMMON SWITCH (MIN. 8 PORT) | EA | 2 |  | Included
57 | 7000028334 | 570 | Supply - Telecom Equipment | 1000028265 | Software for Craft Terminal | EA | 1 |  | Included
58 | 7000028334 | 580 | Supply - Telecom Equipment | 1000028495 | NMS- CRAFT TERMINAL-HARDWARE | EA | 1 |  | Included
59 | 7000028334 | 590 | Supply - Telecom Equipment | 1000026228 | Equipment Cabinets For SDH | EA | 1 |  | Included
60 | 7000028334 | 600 | Supply - Telecom Equipment | 1000031381 | TRIBUTARY INTERFACE-GIGABIT ETHERNET INTERFACES 10/100 MBPS WITH LAYER-2 SWITCHING (MINIMUM 2 NOS.) | SET | 1 |  | Included
61 | 7000028334 | 610 | Supply - Telecom Equipment | 1000034950 | ETHERNET INTERFACE 10/100 BASE T WITH LAYER-2 SWITCHING (MIN 8INTERFACES PER CARD) | EA | 2 |  | Included
62 | 7000028334 | 620 | Supply - Telecom Equipment | 1000031374 | TRIBUTARY INTERFACE- E1 INTERFACE (MINIMUM 16 NOS.) | SET | 2 |  | Included
63 | 7000028334 | 630 | Supply - Telecom Equipment | 1000019315 | Optical Line Interface card (to support minimum 150 kms) | EA | 2 |  | Included
64 | 7000028334 | 640 | Supply - Telecom Equipment | 1000031413 | OPTICAL INTERFACE/SFP-V16.2 | EA | 2 |  | Included
65 | 7000028334 | 650 | Supply - Telecom Equipment | 1000018706 | S16.1 SFP | EA | 4 |  | Included
66 | 7000028334 | 660 | Supply - Telecom Equipment | 1000031367 | SDH EQUIPMENT (STM-16 MADM UPTO 5 MSP PROTECTED DIRECTIONS)-BASEEQUIPMENT (COMMON CARDS, CROSS CONNECT/CONTROL CARDS, OPTICAL BASECARDS, POWER SUPPLY CARDS, POWER CABLING, OTHER HARDWARE ANDACCESSORIES INCLUDING SUB RACKS, PATCH CORD, DDF ETC FULLY EQUIPEDEXCLUDING OPTICAL INTERFACE & TRIBUTARY CARDS | EA | 1 |  | Included
IV | 132 kV NAMSAI EXT
1 | 7000028335 | 10 | 145kV Equipments | 1000028343 | 145kV,1250A, 31.5kA SF6 Circuit Breaker3-Phase with support structure(Suitable for 1-Phase & 3-PhaseAutoreclosing) | EA | 1 |  | Included
2 | 7000028335 | 20 | 145kV Equipments | 1000000977 | 145 kV, 600A, 31.5KA, 1-Phase CurrentTransformer with 120% extended currentrating | EA | 3 |  | Included
3 | 7000028335 | 30 | 145kV Equipments | 1000000992 | 145 kV, 1250A, 31.5 KA, 3-phase DoubleBreak Isolator with one E/S | EA | 1 |  | Included
4 | 7000028335 | 40 | 145kV Equipments | 1000020416 | 120kV Surge Arrester(1-phase) | EA | 3 |  | Included
5 | 7000028335 | 50 | 145kV Equipments | 1000000956 | 145kV, 1 phase Bus Post Insulators | EA | 3 |  | Included
6 | 7000028335 | 60 | 145kV Equipments | 1000000996 | 145 kV, 1250 A, 31.5KA, 3-phase DoubleBreak Isolator without E/S | EA | 1 |  | Included
7 | 7000028335 | 70 | 145kV Equipments | 1000000997 | 145 kV, 1250 A, 31.5KA, 3-phase DoubleBreak Isolator without E/S (Tandem) | EA | 1 |  | Included
8 | 7000028335 | 80 | 145kV Equipments | 1000000991 | 145 kV, 8800pf, 1-phase Capacitive Voltage Transformer | EA | 3 |  | Included
9 | 7000028335 | 90 | Relay & Protection Panel | 1000000812 | 132kV Line Protection Panel (with Automation) | EA | 1 |  | Included
10 | 7000028335 | 100 | Relay & Protection Panel | 1000000738 | 132kV Circuit Breaker Relay Panel with Auto Reclose (with Automation) | EA | 1 |  | Included
11 | 7000028335 | 110 | Relay & Protection Panel | 1000000734 | 132kV Bus Bar Protection Panel (Single)-(with Automation) | SET | 1 |  | Included
12 | 7000028335 | 120 | SAS | 1000000815 | Augmentation of Substation automation System for 132kV bay as perTechnical Specification | EA | 1 |  | Included
13 | 7000028335 | 130 | PLCC/DPC | 1000010638 | Digital Protection Coupler | EA | 1 |  | Included
14 | 7000028335 | 140 | Illumination System | 1000014547 | Lighting Panel type ACP-2 as per technical specification | EA | 2 |  | Included
15 | 7000028335 | 150 | Illumination System | 1000014548 | Lighting Panel type ACP-3 as per technical specification | EA | 2 |  | Included
16 | 7000028335 | 160 | Illumination System | 1000038397 | TYPE L1 STREET LIGHTING POLE OF 6 METER AS PER TECHNICALSPECIFICATION. | EA | 6 |  | Included
17 | 7000028335 | 170 | Illumination System | 1000038389 | LED STREET LIGHT LUMINAIRE TYPE SL-L1 (= 45W)AS PER TECHNICALSPECIFICATION | EA | 6 |  | Included
18 | 7000028335 | 180 | Illumination System | 1000038387 | LED FLOOD LIGHT LUMINARIESTYPE FL-1 (150W) AS PER TECHNICALSPECIFICATION | EA | 6 |  | Included
19 | 7000028335 | 190 | Illumination System | 1000038325 | LIGHTING FIXTURE LED LUMINAIRES TYPE FL2 AS PER TECH. SPECIFICATIONS | EA | 6 |  | Included
20 | 7000028335 | 200 | Cables | 1000056265 | 1.1KV GRADE 27CX1.5 SQMM CONTROL CABLE | KM | 0.3 |  | Included
21 | 7000028335 | 210 | Cables | 1000056264 | 1.1KV GRADE 19CX1.5 SQMM CONTROL CABLE | KM | 1.5 |  | Included
22 | 7000028335 | 220 | Cables | 1000031887 | 1.1KV GRADE 10CX2.5 SQMM CONTROL CABLE | KM | 0.5 |  | Included
23 | 7000028335 | 230 | Cables | 1000031993 | 1.1KV GRADE 7CX2.5 SQMM CONTROL CABLE | KM | 0.5 |  | Included
24 | 7000028335 | 240 | Cables | 1000031987 | 1.1KV GRADE 5CX2.5 SQMM CONTROL CABLE | KM | 1.5 |  | Included
25 | 7000028335 | 250 | Cables | 1000031976 | 1.1KV GRADE 4CX16 SQMM (PVC) POWER CABLE | KM | 0.2 |  | Included
26 | 7000028335 | 260 | Cables | 1000031953 | 1.1KV GRADE 3.5CX35 SQMM (PVC) POWER CABLE | KM | 0.5 |  | Included
27 | 7000028335 | 270 | Cables | 1000031943 | 1.1KV GRADE 2CX6 SQMM (PVC) POWER CABLE | KM | 0.5 |  | Included
28 | 7000028335 | 280 | Cables | 1000031985 | 1.1KV GRADE 4CX6 SQMM (PVC) POWER CABLE | KM | 1 |  | Included
29 | 7000028335 | 290 | Erection H/W | 1000011240 | Erection Hardware for 132kV layout (Single Main & TransferScheme)-Line Bay as per technical specification | SET | 1 |  | Included
30 | 7000028335 | 300 | Erection H/W | 1000011238 | Erection Hardware for 132kV layout (Single Main & Transfer Scheme)Bus work (For Three bays) as per technical specification | SET | 1 |  | Included
31 | 7000028335 | 310 | Equipments Structure and Earthmat | 1000029036 | Fabrication, galvanising and supply of Std 132 kV Support Structure 1 PhCTincluding nuts, bolts, all type of washers, packplates, step bolts andgusset plates excluding foundation bolts | EA | 3 |  | Included
32 | 7000028335 | 320 | Equipments Structure and Earthmat | 1000029037 | Fabrication, galvanising and supply of Std 132 kV Support Structure1Ph CVT including nuts, bolts, all type of washers, packplates, stepboltsand gusset plates excluding foundation bolts | EA | 3 |  | Included
33 | 7000028335 | 330 | Equipments Structure and Earthmat | 1000029038 | Fabrication, galvanising and supply of Std 132 kV Support Structure3Ph ISO including nuts, bolts, all type of washers, packplates, stepboltsand gusset plates excluding foundation bolts | EA | 3 |  | Included
34 | 7000028335 | 340 | Equipments Structure and Earthmat | 1000029039 | Fabrication, galvanising and supply of Std 132 kV Support Structure 1 PhLAincluding nuts, bolts, all type of washers, packplates, step bolts andgusset plates excluding foundation bolts | EA | 3 |  | Included
35 | 7000028335 | 350 | Equipments Structure and Earthmat | 1000029035 | Fabrication, galvanising and supply of Std 132 kV Support Structure1Ph BPI including nuts, bolts, all type of washers, packplates, stepboltsand gusset plates excluding foundation bolts | EA | 3 |  | Included
36 | 7000028335 | 360 | Equipments Structure and Earthmat | 1000032055 | 40 MM MS ROD FOR MAIN EARTHMAT | KM | 1 |  | Included
37 | 7000028335 | 370 | LT Switchgear | 1000004304 | 415V ACDB (Extn.) | SET | 1 |  | Included
38 | 7000028335 | 380 | LT Switchgear | 1000030177 | 110 V DCDB extension panel | SET | 1 |  | Included
39 | 7000028335 | 390 | Mandatory Spares | 1000032684 | SPARE-DIGITAL PROTECTION COUPLER | LS | 1 |  | Included
40 | 7000028335 | 400 | Mandatory Spares | 1000019927 | Spares-Substation Automation System | LS | 1 |  | Included
41 | 7000028335 | 410 | Mandatory Spares | 1000019912 | Relay & protection Panels (with automation) | LS | 1 |  | Included
42 | 7000028335 | 420 | Mandatory Spares | 1000026087 | Spares for 120kV Surge Arrester | LS | 1 |  | Included
43 | 7000028335 | 430 | Mandatory Spares | 1000028572 | SPARE-145KV CVT | LOT | 1 |  | Included
44 | 7000028335 | 440 | Mandatory Spares | 1000028571 | SPARE-145KV CT | LOT | 1 |  | Included
45 | 7000028335 | 450 | Mandatory Spares | 1000028573 | SPARE-145KV DB ISOLATOR | LOT | 1 |  | Included
46 | 7000028335 | 460 | Mandatory Spares | 1000028570 | SPARE-145KV CIRCUIT BREAKER | LOT | 1 |  | Included
47 | 7000028335 | 470 | Supply of Structure | 1000015954 | Fabrication, galvanising and supply of Lattice Structures (MS Steel),to be designed during detailed engineering, for towers, beams andequipment support structure including pack plates / packwashers andgusset plates excluding fasteners and foundation bolts | MT | 12 |  | Included
48 | 7000028335 | 480 | Supply of Structure | 1000011713 | Fabrication, galvanising and supply of fasteners ( nuts, bolts andwashers ) including step bolts for lattice and pipe structures to bedesigned during detailed engineering | MT | 1.2 |  | Included
49 | 7000028335 | 490 | Supply of Structure | 1000012373 | Fabrication, galvanising and supply of foundation bolts including nuts,checknut and washers for lattice and pipe structures to be designedduring detailed engineering | MT | 2 |  | Included
50 | 7000028335 | 500 | Supply of Foundation Bolt | 1000028770 | Fabrication, galvanising and supply of24mm dia foundation bolts includingnuts, checknuts, washers andpackplates. | EA | 188 |  | Included
51 | 7000028335 | 510 | Supply - Telecom Equipment | 1000023471 | OPGW Fibre Optic Distribution Panel (FODP): Indoor Type: 96F | EA | 1 |  | Included
52 | 7000028335 | 520 | Supply - Telecom Equipment | 1000037545 | 24F (DWSM) APPROACH FIBRE OPTIC CABLE | KM | 1 |  | Included
53 | 7000028335 | 530 | Supply - Telecom Equipment | 1000066613 | GI FLEXIBLE CONDUIT INSTALLATION HARDWARE FOR APPROAH CABLING | EA | 75 |  | Included
54 | 7000028335 | 540 | Supply - Telecom Equipment | 1000066612 | GI ELBOW INSTALLATION HARDWARE FOR APPROAH CABLING | EA | 150 |  | Included
55 | 7000028335 | 550 | Supply - Telecom Equipment | 1000066614 | GI PIPE INSTALLATION HARDWARE FOR APPROACH CABLING | KM | 1 |  | Included
56 | 7000028335 | 560 | Supply - Telecom Equipment | 1000034998 | VOIP TELEPHONE INSTRUMENT WITH ONE COMMON SWITCH (MIN. 8 PORT) | EA | 2 |  | Included
57 | 7000028335 | 570 | Supply - Telecom Equipment | 1000028265 | Software for Craft Terminal | EA | 1 |  | Included
58 | 7000028335 | 580 | Supply - Telecom Equipment | 1000028495 | NMS- CRAFT TERMINAL-HARDWARE | EA | 1 |  | Included
59 | 7000028335 | 590 | Supply - Telecom Equipment | 1000026228 | Equipment Cabinets For SDH | EA | 1 |  | Included
60 | 7000028335 | 600 | Supply - Telecom Equipment | 1000031381 | TRIBUTARY INTERFACE-GIGABIT ETHERNET INTERFACES 10/100 MBPS WITH LAYER-2 SWITCHING (MINIMUM 2 NOS.) | SET | 1 |  | Included
61 | 7000028335 | 610 | Supply - Telecom Equipment | 1000034950 | ETHERNET INTERFACE 10/100 BASE T WITH LAYER-2 SWITCHING (MIN 8INTERFACES PER CARD) | EA | 2 |  | Included
62 | 7000028335 | 620 | Supply - Telecom Equipment | 1000031374 | TRIBUTARY INTERFACE- E1 INTERFACE (MINIMUM 16 NOS.) | SET | 2 |  | Included
63 | 7000028335 | 630 | Supply - Telecom Equipment | 1000019315 | Optical Line Interface card (to support minimum 150 kms) | EA | 2 |  | Included
64 | 7000028335 | 640 | Supply - Telecom Equipment | 1000018706 | S16.1 SFP | EA | 4 |  | Included
65 | 7000028335 | 650 | Supply - Telecom Equipment | 1000031367 | SDH EQUIPMENT (STM-16 MADM UPTO 5 MSP PROTECTED DIRECTIONS)-BASEEQUIPMENT (COMMON CARDS, CROSS CONNECT/CONTROL CARDS, OPTICAL BASECARDS, POWER SUPPLY CARDS, POWER CABLING, OTHER HARDWARE ANDACCESSORIES INCLUDING SUB RACKS, PATCH CORD, DDF ETC FULLY EQUIPEDEXCLUDING OPTICAL INTERFACE & TRIBUTARY CARDS | EA | 1 |  | Included
V | EXTENSION OF 400KV BALIPARA (PG) SUBSTATION
1 | 7000028314 | 360 | 420KV, 63KA AIS EQUIPMENTS | 1000004501 | 420kV, 3150A, 63kA Circuit Breaker (3-Phase) without closing resistorand with Support Structure | EA | 2 |  | Included
2 | 7000028314 | 370 | 420KV, 63KA AIS EQUIPMENTS | 1000004463 | 420 kV, 3000A, 63KA, 1-Phase CurrentTransformer with 120% extended currentrating | EA | 6 |  | Included
3 | 7000028314 | 380 | 420KV, 63KA AIS EQUIPMENTS | 1000020419 | 336kV Surge Arrester (1-phase) | EA | 3 |  | Included
4 | 7000028314 | 390 | 420KV, 63KA AIS EQUIPMENTS | 1000004499 | 420kV, 3150A, 63KA Isolator (3-phase)(Double Break) with two E/S | EA | 1 |  | Included
5 | 7000028314 | 400 | 420KV, 63KA AIS EQUIPMENTS | 1000004498 | 420kV, 3150A, 63KA, Isolator (3-phase)(Double Break) with one E/S | EA | 4 |  | Included
6 | 7000028314 | 410 | 420KV, 63KA AIS EQUIPMENTS | 1000004401 | 420 kV, 1 phase Bus Post Insulator (except for Line Traps) | EA | 9 |  | Included
7 | 7000028314 | 430 | Erection Hardware | 1000011317 | Erection Hardware for 400kV I type layout-Bus Reactor bay as pertechnical specification | SET | 1 |  | Included
8 | 7000028314 | 440 | CRP | 1000009711 | Controlled switching device for 420 kV, 3 phase circuit breaker | SET | 2 |  | Included
9 | 7000028314 | 210 | ILLUMINATION & OTHER AUXILLARIES | 1000001894 | Outdoor Power Receptacle for oilfiltration unit (250A) | EA | 1 |  | Included
10 | 7000028314 | 220 | ILLUMINATION & OTHER AUXILLARIES | 1000038325 | LIGHTING FIXTURE LED LUMINAIRES TYPE FL2 AS PER TECH. SPECIFICATIONS | EA | 10 |  | Included
11 | 7000028314 | 130 | Supply Cables | 1000031951 | 1.1KV GRADE 3.5CX300 SQMM (XLPE) POWER CABLE | KM | 1 |  | Included
12 | 7000028314 | 140 | Supply Cables | 1000031964 | 1.1KV GRADE 3CX2.5 SQMM CONTROL CABLE | KM | 1 |  | Included
13 | 7000028314 | 150 | Supply Cables | 1000031987 | 1.1KV GRADE 5CX2.5 SQMM CONTROL CABLE | KM | 3 |  | Included
14 | 7000028314 | 160 | Supply Cables | 1000031887 | 1.1KV GRADE 10CX2.5 SQMM CONTROL CABLE | KM | 1 |  | Included
15 | 7000028314 | 170 | Supply Cables | 1000056264 | 1.1KV GRADE 19CX1.5 SQMM CONTROL CABLE | KM | 2 |  | Included
16 | 7000028314 | 180 | Supply Cables | 1000056265 | 1.1KV GRADE 27CX1.5 SQMM CONTROL CABLE | KM | 0.5 |  | Included
17 | 7000028314 | 190 | Supply Cables | 1000032050 | 4PAIR, 0.5SQMM SCREENED CABLE | KM | 0.8 |  | Included
18 | 7000028314 | 200 | Supply Cables | 1000031957 | 1.1KV GRADE 3.5CX70 SQMM (PVC) POWER CABLE | KM | 1 |  | Included
19 | 7000028314 | 120 | HVWS for 125MVAr Bus Reactor | 1000012042 | HVW spray system, Hydrant system and complete U/G & O/G piping andaccessories etc. out side the pump house for 125 MVAR, 420kV, 3 phaseBus Reactor | SET | 1 |  | Included
20 | 7000028314 | 460 | Substation Mandatory Spares | 1000053851 | SPARES FOR CLAMPS & CONNECTORS | LOT | 1 |  | Included
21 | 7000028314 | 470 | Substation Mandatory Spares | 1000025940 | Spare-420kV BPI | SET | 1 |  | Included
22 | 7000028314 | 480 | Substation Mandatory Spares | 1000062004 | ETHERNET SWITCH SUITABLE FOR 19Ã‚â‚¬Â RACK MOUNTING WITH 24 FIBER OPTICPORTS | EA | 1 |  | Included
23 | 7000028314 | 490 | Substation Mandatory Spares | 1000062002 | BAY CONTROL UNIT (IED) OF MAIN SYSTEM | EA | 1 |  | Included
24 | 7000028314 | 500 | Substation Mandatory Spares | 1000019912 | Relay & protection Panels (with automation) | LS | 1 |  | Included
25 | 7000028314 | 510 | Substation Mandatory Spares | 1000025941 | Spare-420kV CT 1 | SET | 1 |  | Included
26 | 7000028314 | 520 | Substation Mandatory Spares | 1000024186 | SPARES FOR 336KV SURGE ARRESTER | LS | 1 |  | Included
27 | 7000028314 | 530 | Substation Mandatory Spares | 1000019919 | Spares for 420kV Double break Isolator | LS | 1 |  | Included
28 | 7000028314 | 540 | Substation Mandatory Spares | 1000019918 | Spares for 420kV Circuit Breaker | LS | 1 |  | Included
29 | 7000028314 | 300 | Foundation bolts & STRUCTURES | 1000012367 | Fabrication, galvanising and supply of 32mm dia foundation boltsincluding nuts, checknuts, washers and packplates | EA | 192 |  | Included
30 | 7000028314 | 310 | Foundation bolts & STRUCTURES | 1000017567 | Standard Pipe Structure for 400kV BPI (excluding wave trap) | EA | 9 |  | Included
31 | 7000028314 | 320 | Foundation bolts & STRUCTURES | 1000020192 | Fabrication, galvanising and supply ofStandard Pipe Structure - 400 kV,1-Phase, CT including nuts, bolts, alltype of washers, packplates, step boltsand gusset plates excluding foundationbolts | EA | 6 |  | Included
32 | 7000028314 | 330 | Foundation bolts & STRUCTURES | 1000020194 | Fabrication, galvanising and supply ofStandard Pipe Structure - 400 kV,3-Phase, ISOLATOR including nuts,bolts, all type of washers, packplates,step bolts and gusset plates excludingfoundation bolts | EA | 5 |  | Included
33 | 7000028314 | 340 | Foundation bolts & STRUCTURES | 1000020195 | Fabrication, galvanising and supply ofStandard Pipe Structure - 400 kV,1-Phase, SA including nuts, bolts,all type of washers, packplates, stepbolts and gusset plates excludingfoundation bolts | EA | 3 |  | Included
34 | 7000028314 | 560 | PMU & associated items (Balipara PG) | 1000017518 | PMU with GPS Clock (clock can be either internal or external) | EA | 1 |  | Included
35 | 7000028314 | 570 | PMU & associated items (Balipara PG) | 1000022512 | WAMS Hardware - Time System (GPS receiver) | EA | 1 |  | Included
36 | 7000028314 | 580 | PMU & associated items (Balipara PG) | 1000071061 | SUBSTATION GRADE LAYER 2 LAN SWITCH | EA | 1 |  | Included
37 | 7000028314 | 590 | PMU & associated items (Balipara PG) | 1000071062 | SUBSTATION GRADE LAYER 3 LAN SWITCH | EA | 1 |  | Included
38 | 7000028314 | 600 | PMU & associated items (Balipara PG) | 1000022487 | WAMS Miscellaneous - Armored Fibre Optic Cable and associatedtermination (e.g. L2 Switch) for connecting PMU panels located indifferent control room of a station | EA | 1 |  | Included
39 | 7000028314 | 610 | PMU & associated items (Balipara PG) | 1000030641 | LIU - FO PATCH PANEL-12 PORT | EA | 2 |  | Included
0 | [8 empty] | Included
[5 empty] | Total F&I Price |  |  |  | 0
#
Bidders to note that the item description under various schedules are through unique material ID for respective items under SAP ERP System and therefore, identical item description appears in schedule-1(Ex-works) & schedule-2(F&I). However, the prices to be quoted in Price Schedule-2(F&I) shall be towards Local Transportation, Insurance and other Incidental Services only in line with clause ITB 11.4(b).
Date: | -- | [5 empty] | Printed Name :
Place: | [6 empty] | Designation :
Click for Sch-3

## Sch-2 Dis (hidden)
Specification No.: CC/NT/W-AIS/DOM/A10/24/10719 |  |  |  |  | Schedule - 2 Dis
400kV AIS SUBSTATION PACKAGE SS-137 for i) Extension of 132kV PASIGHAT (OLD) Substation, ii) Extension of 132kV ROING (PG) Substation, iii) Extension of 132kV TEZU (PG) Substation, iv) Extension of 132kV NAMSAI (PG) Substation, v) Extension of 400kV Balipara (PG) Substation under NERES-XXIII & NERES-XXVI | [5 empty] | As per Lum-sum |  | 0
(SCHEDULE OF RATES AND PRICES : FREIGHT & INSURANCE CHARGES) | [5 empty] | AS per Percent |  | #REF!
[6 empty] | As per lum-sum on Sch-2 |  | 0%
Bidder’s Name and Address (Sole Bidder) : |  |  |  | To: |  | As per Percent on Sch-2 |  | #REF!
|  |  |  | Contracts Services, 3rd Floor |  | Total Discount |  | #REF!
Name : |  |  |  | Power Grid Corporation of India Ltd.,
Address : |  |  |  | "Saudamini", Plot No.-2
|  |  |  | Sector-29, |  | Multipackage Discount |  | 0%
Gurgaon (Haryana) - 122001
[5 empty] | All Prices are in Indian Rupees. |  | Amount after Discount (Rs.) |  | Dis Alert | Amount after MPD (Rs.)
SI. No. | Description | Unit | Quantity | Unit Freight & Insurance Charges | Total Freight & Insurance Charges |  | Unit Freight & Insurance Charges | Total Freight & Insurance Charges |  | Unit Freight & Insurance Charges | Total Freight & Insurance Charges
1 | 2 | 3 | 4 | 5 | 6 = 4 x 5 |  | 5 | 6 = 4 x 5 |  | 5 | 6 = 4 x 5
#REF! | #REF!
#REF! | #REF! | #REF! | #REF! | #REF! | #REF!
#REF! | #REF! | #REF! | #REF! | #REF! | #REF!
#REF! | #REF!
#REF! | #REF! | #REF! | #REF! | #REF! | #REF!
#REF! | #REF! | #REF! | #REF! | #REF! | #REF!
#REF! | #REF!
#REF! | #REF! | #REF! | #REF! | #REF! | #REF!
#REF! | #REF! | #REF! | #REF! | #REF! | #REF!
#REF! | #REF! | #REF! | #REF! | #REF! | #REF!
#REF! | #REF! | #REF! | #REF! | #REF! | #REF!
#REF! | #REF! | #REF! | #REF! | #REF! | #REF!
#REF! | #REF! | #REF! | #REF! | #REF! | #REF!
#REF! | #REF!
#REF! | #REF! | #REF! | #REF! | #REF! | #REF!
#REF! | #REF!
#REF! | #REF! | #REF! | #REF! | #REF! | #REF!
#REF! | #REF! | #REF! | #REF! | #REF! | #REF!
#REF! | #REF! | #REF! | #REF! | #REF! | #REF!
#REF! | #REF! | #REF! | #REF! | #REF! | #REF!
#REF! | #REF!
#REF! | #REF! | #REF! | #REF! | #REF! | #REF!
#REF! | #REF! | #REF! | #REF! | #REF! | #REF!
#REF! | #REF! | #REF! | #REF! | #REF! | #REF!
#REF! | #REF! | #REF! | #REF! | #REF! | #REF!
#REF! | #REF! | #REF! | #REF! | #REF! | #REF!
#REF! | #REF! | #REF! | #REF! | #REF! | #REF!
#REF! | #REF! | #REF! | #REF! | #REF! | #REF!
#REF! | #REF! | #REF! | #REF! | #REF! | #REF!
#REF! | #REF!
| #REF! | #REF! | #REF! | #REF! | #REF!
#REF! | #REF! | #REF! | #REF! | #REF! | #REF!
#REF! | #REF! | #REF! | #REF! | #REF! | #REF!
| Total F&I Price |  |  |  | #REF!
Date : | --
Place : |  |  | Printed Name :
|  |  | Designation : | 0
Click for Sch-3

## Sch-3
Specification No.: CC/NT/W-AIS/DOM/A10/24/10719 | [14 empty] | Schedule - 3
400kV AIS SUBSTATION PACKAGE SS-137 for i) Extension of 132kV PASIGHAT (OLD) Substation, ii) Extension of 132kV ROING (PG) Substation, iii) Extension of 132kV TEZU (PG) Substation, iv) Extension of 132kV NAMSAI (PG) Substation, v) Extension of 400kV Balipara (PG) Substation under NERES-XXIII & NERES-XXVI | [18 empty] | As per Lum-sum |  | 0%
(SCHEDULE OF RATES AND PRICES ) | [18 empty] | AS per Percent |  | #REF!
[19 empty] | As per lum-sum on Sch-3 |  | 0%
Bidder’s Name and Address (Sole Bidder) : | [11 empty] | To: | [6 empty] | As per Percent on Sch-3 |  | #REF!
[12 empty] | Contracts Services, 3rd Floor | [6 empty] | Total Discount |  | #REF!
Name : | [11 empty] | Power Grid Corporation of India Ltd.,
Address : | [11 empty] | "Saudamini", Plot No.-2
[12 empty] | Sector-29, | [6 empty] | Multipackage lum-sum |  | 0%
Gurgaon (Haryana) - 122001
[7 empty] | INSTALLATION CHARGES | [12 empty] | Amount after Discount (Rs.) |  | Dis Alert | Amount after MPD (Rs.)
All Prices are in Indian Rupees.
SI. No. | PR No | PR Line Item No | Activity Header | PR Activity No | Activity Description | Service Code | SAC (Service Accounting Codes) | Whether SAC in column '8’ is confirmed. If not indicate applicable the SAC * | Rate of GST applicable ( in %) | Whether rate of GST in column ‘4’ is confirmed. If not indicate applicable rate of GST * | Description | Unit | Quantity | Unit Erection Charges | Total Erection Charges | Total GST as confirmed by Bidder |  |  |  | Unit Erection Charges | Total Erection Charges |  | Unit Erection Charges | Total Erection Charges
1 | 2 | 3 | 4 | 5 | 6 | 7 | 8 | 9 | 10 | 11 | 12 | 13 | 14 | 15 | 16 = 14 x 15 | 17 |  |  |  | 5 | 6 = 4 x 5 |  | 5 | 6 = 4 x 5
I | 132 kV PASIGHAT OLD EXT | [15 empty] | Revaluation of J column | Tax Calculation
1 | 7000028332 | 700 | 1010 | 10 | Install_145kV Equipments | 100002254 | 998736 |  | 18 |  | 145kV, 1250A, 31.5kA SF6 Circuit Breaker3-Phase with support structure(Suitable for 1-Phase & 3-PhaseAutoreclosing) | EA | 1 |  | Included | 0 | 0 | 0
2 | 7000028332 | 700 | 1010 | 20 | Install_145kV Equipments | 100000555 | 998736 |  | 18 |  | 145 kV, 600A, 31.5KA, 1-Phase CurrentTransformer with 120% extended currentrating | EA | 3 |  | Included | 0 | 0 | 0
3 | 7000028332 | 700 | 1010 | 30 | Install_145kV Equipments | 100000559 | 998736 |  | 18 |  | 145 kV, 8800pf, 1-phase Capacitive Voltage Transformer | EA | 3 |  | Included | 0 | 0 | 0
4 | 7000028332 | 700 | 1010 | 40 | Install_145kV Equipments | 100000587 | 998736 |  | 18 |  | 120kV Surge Arrester(1-phase) | EA | 3 |  | Included | 0 | 0 | 0
5 | 7000028332 | 700 | 1010 | 50 | Install_145kV Equipments | 100001908 | 998736 |  | 18 |  | 145kV ,1 phase Bus Post Insulators | EA | 3 |  | Included | 0 | 0 | 0
6 | 7000028332 | 700 | 1010 | 60 | Install_145kV Equipments | 100000565 | 998736 |  | 18 |  | 145 kV, 1250A, 31.5 KA, 3-phase DoubleBreak Isolator with one E/S | EA | 1 |  | Included | 0 | 0 | 0
7 | 7000028332 | 700 | 1010 | 70 | Install_145kV Equipments | 100000567 | 998736 |  | 18 |  | 145 kV, 1250 A, 31.5KA, 3-phase Double Break Isolator without E/S | EA | 1 |  | Included | 0 | 0 | 0
8 | 7000028332 | 700 | 1010 | 80 | Install_145kV Equipments | 100000568 | 998736 |  | 18 |  | 145 kV, 1250 A, 31.5KA, 3-phase Double Break Isolator without E/S (Tandem) | EA | 1 |  | Included | 0 | 0 | 0
9 | 7000028332 | 710 | 1020 | 10 | Install_Relay & Protection Panel | 100000830 | 998736 |  | 18 |  | Augmentation of existing 132kV Control Panel (Bus scheme as per SLD) | EA | 1 |  | Included | 0 | 0 | 0
10 | 7000028332 | 720 | 1040 | 10 | Install_DPC | 100000891 | 998734 |  | 18 |  | Digital Protection Coupler | EA | 1 |  | Included | 0 | 0 | 0
11 | 7000028332 | 730 | 1050 | 10 | Install_Illumination System | 100001024 | 998731 |  | 18 |  | Sub Lighting panel (outdoor) type SLP (Switchyard and Street Lighting) | EA | 2 |  | Included | 0 | 0 | 0
12 | 7000028332 | 730 | 1050 | 20 | Install_Illumination System | 100004930 | 998731 |  | 18 |  | LED Flood Light Luminaries Type-FL-1 as per technical specification | EA | 3 |  | Included | 0 | 0 | 0
13 | 7000028332 | 730 | 1050 | 30 | Install_Illumination System | 100004931 | 998731 |  | 18 |  | LED Flood Light Luminaries Type FL-2 (250W) as per technical specification | EA | 3 |  | Included | 0 | 0 | 0
14 | 7000028332 | 740 | 1070 | 10 | Install_Erection H/W | 100000600 | 998731 |  | 18 |  | Erection Hardware for 132kV layout (Single Main & Transfer Scheme as per SLD)-Line Bay as per specification | SET | 1 |  | Included | 0 | 0 | 0
15 | 7000028332 | 750 | 1080 | 10 | Install_Cables | 100002181 | 998736 |  | 18 |  | 1.1kV grade Power Cables (PVCinsulated)along withlugs,glands,straight joints &accessories,etc. | LS | 1 |  | Included | 0 | 0 | 0
16 | 7000028332 | 750 | 1080 | 20 | Install_Cables | 100002182 | 998736 |  | 18 |  | 1.1kV grade Control Cables (PVCinsulated) along withlugs,glands,straight joints &accessories,etc. | LS | 1 |  | Included | 0 | 0 | 0
17 | 7000028332 | 770 | 1095 | 10 | Install_Eqpt. Support Str & Earthmat | 100003103 | 998731 |  | 18 |  | 40 mm MS rod for Main Earthmat | KM | 0.5 |  | Included | 0 | 0 | 0
18 | 7000028332 | 770 | 1095 | 20 | Install_Eqpt. Support Str & Earthmat | 100002263 | 995455 |  | 18 |  | Erection of Std 132 kV Support Structure 1-Phase BPI including nuts, bolts, all type of washers, packplates, step bolts and gussetplates excluding foundation bolts | EA | 3 |  | Included | 0 | 0 | 0
19 | 7000028332 | 770 | 1095 | 30 | Install_Eqpt. Support Str & Earthmat | 100002267 | 995455 |  | 18 |  | Erection of Std 132 kV Support Structure 1-Phase LA including nuts, bolts, all type of washers, packplates, step bolts and gussetplates excluding foundation bolts | EA | 3 |  | Included | 0 | 0 | 0
20 | 7000028332 | 770 | 1095 | 40 | Install_Eqpt. Support Str & Earthmat | 100002266 | 995455 |  | 18 |  | Erection of Std 132 kV Support Structure 3-Phase ISOLATOR including nuts, bolts, all type of washers, packplates, step bolts andgusset plates excluding foundation bolts | EA | 3 |  | Included | 0 | 0 | 0
21 | 7000028332 | 770 | 1095 | 50 | Install_Eqpt. Support Str & Earthmat | 100002265 | 995455 |  | 18 |  | Erection of Std 132 kV Support Structure 1-Phase CVT including nuts, bolts, all type of washers, packplates, step bolts and gussetplates excluding foundation bolts | EA | 3 |  | Included | 0 | 0 | 0
22 | 7000028332 | 770 | 1095 | 60 | Install_Eqpt. Support Str & Earthmat | 100002264 | 995455 |  | 18 |  | Erection of Std 132 kV Support Structure 1-Phase CT including nuts, bolts, all type of washers, packplates, step bolts and gussetplates excluding foundation bolts | EA | 3 |  | Included | 0 | 0 | 0
23 | 7000028332 | 780 | 1100 | 10 | Civil Work | 100039866 | 995432 |  | 18 |  | Soil Investigation for 02 borehole locations: As per technical specification including all laboratory and field tests, report andrecommendations. | LOT | 1 |  | Included | 0 | 0 | 0
24 | 7000028332 | 780 | 1100 | 20 | Civil Work | 100002583 | 995432 |  | 18 |  | Supply of earth (excluding rock & boulders) at site including royalty, carriage and filling in specified areas in layers notexceeding 200mm in depth, compacting under optimum moisture condition to achieve 95% of Proctor density, finishing etc. allcomplete, for all leads & lifts, with all labour, material, tools, tackles, equipments, safeguards & incidentals as necessary as perdrawings, specification and direction of the Engineer- in- Charge. | M3 | 125 |  | Included | 0 | 0 | 0
25 | 7000028332 | 780 | 1100 | 30 | Civil Work | 100002911 | 995432 |  | 18 |  | Earthwork in excavation & filling in all types of soil and soft/disintegrated rock in open areas/nallas/channels, to the requiredslopes, shapes, levels, elevations and profile, including trimming of bottom and slopes of excavation, bailing out rain(dewatering), pumping, removal of slush, preparing embankments/marginal banks, loosening, dressing, spreading material in layers notexceeding 200mm, as per direction of Engineer-in-Charge, water flooding, compacting to achieve 95% consolidation at optimum moisturecontent, finishing etc. all complete, for all leads and lifts within leveling boundary, including disposal of surplus earth andstacking of unsuitable material within a lead of 2.0 Km beyond substation boundary, with all labour, material, tools, tackles andequipment, safeguards and incidentals, Royalty,taxes etc. as necessary, as per drawings, specification and directions of theEngineer-in-Charge. Clearing of jungle is included in this item. (Only excavation/cutting will be measured for payment purpose.) | M3 | 500 |  | Included | 0 | 0 | 0
26 | 7000028332 | 780 | 1100 | 40 | Civil Work | 100001721 | 995428 |  | 18 |  | Supplying, filling and compacting stone boulders mixed with sand under foundations, roads, cable trenches, drains etc in layers notexceeding 250mm thickness including ramming, watering compacting | M3 | 148 |  | Included | 0 | 0 | 0
27 | 7000028332 | 780 | 1100 | 50 | Civil Work | 100001713 | 995424 |  | 18 |  | Antiweed treatment | M2 | 360 |  | Included | 0 | 0 | 0
28 | 7000028332 | 780 | 1100 | 60 | Civil Work | 100001714 | 995428 |  | 18 |  | Stone spreading in switchyard excluding PCC | M2 | 360 |  | Included | 0 | 0 | 0
29 | 7000028332 | 780 | 1100 | 70 | Civil Work | 100001331 | 995455 |  | 18 |  | Misc. Structural steel including rails, embedments, edge protection angles, gratings etc. but excluding the reinforcement steel andsteel for lattice and pipe structures. | MT | 1 |  | Included | 0 | 0 | 0
30 | 7000028332 | 780 | 1100 | 80 | Civil Work | 100001329 | 995454 |  | 18 |  | Steel Reinforcement | MT | 30 |  | Included | 0 | 0 | 0
31 | 7000028332 | 780 | 1100 | 90 | Civil Work | 100001328 | 995454 |  | 18 |  | Providing and laying Plain Cement Concrete 1:5:10 (1 cement : 5 sand : 10 brick aggregate) | M3 | 27 |  | Included | 0 | 0 | 0
32 | 7000028332 | 780 | 1100 | 100 | Civil Work | 100001327 | 995454 |  | 18 |  | Providing and laying of Reinforced Cement Concrete M25 mix including pre cast, shuttering, Grouting of pockets & underpinning butexcluding steel reinforcement | M3 | 326 |  | Included | 0 | 0 | 0
33 | 7000028332 | 780 | 1100 | 110 | Civil Work | 100001325 | 995454 |  | 18 |  | Providing and laying of Plain Cement Concrete (PCC) (1:4:8) | M3 | 37 |  | Included | 0 | 0 | 0
34 | 7000028332 | 780 | 1100 | 120 | Civil Work | 100011662 | 995433 |  | 18 |  | Excavation in hard rock which require blasting (including chemical blasting and rock excavated using specialized tools) for allfoundation works including stacking, measuring, disposal etc.for all leads and lifts as per technical specification. | M3 | 95 |  | Included | 0 | 0 | 0
35 | 7000028332 | 780 | 1100 | 130 | Civil Work | 100004518 | 995433 |  | 18 |  | Excavation in all kind of soil including rock for all leads and lifts, backfilling, disposal of surplus earth within a lead up to2Km as per technical specification. The surplus earth shall be roughly graded . | M3 | 954 |  | Included | 0 | 0 | 0
36 | 7000028332 | 780 | 1100 | 140 | Civil Work | 170002803 | 995473 |  | 18 |  | Providing and fixing 100mm UPVC pipes conforming to IS : 15328, for weep holes | M | 50 |  | Included | 0 | 0 | 0
37 | 7000028332 | 790 | 1110 | 10 | Erection of Foundation Bolt | 100002255 | 995455 |  | 18 |  | Erection of 24mm dia foundation bolts including nuts, checknuts, washers and packplates | EA | 188 |  | Included | 0 | 0 | 0
38 | 7000028332 | 800 | 1120 | 10 | Erection of Structure | 100001210 | 995455 |  | 18 |  | Erection of Lattice Structures (MS Steel), to be designed during detailed engineering, for towers, beams and equipment supportstructure including pack plates / packwashers and gusset plates excluding fasteners and foundation bolts | MT | 10 |  | Included | 0 | 0 | 0
39 | 7000028332 | 800 | 1120 | 20 | Erection of Structure | 100001680 | 995455 |  | 18 |  | Erection of fasteners ( nuts, bolts and washers ) including step bolts for lattice and pipe structures to be designed duringdetailed engineering | MT | 1 |  | Included | 0 | 0 | 0
40 | 7000028332 | 800 | 1120 | 30 | Erection of Structure | 100001681 | 995455 |  | 18 |  | Erection of foundation bolts including nuts, checknut and washers for lattice and pipe structures to be designed during detailedengineering | MT | 1 |  | Included | 0 | 0 | 0
41 | 7000028332 | 810 | 1130 | 10 | Service -Telecom Equipment | 100002812 | 998734 |  | 18 |  | SDH Equipment (STM-16 MADM upto 5 MSP protected directions)-Base Equipment (Common cards, Cross Connect/control cards, optical basecards, power supply cards, power cabling, other hardware and accessories including sub racks, patch cord, DDF etc fully equipedexcluding optical interface & Tributary cards | EA | 1 |  | Included | 0 | 0 | 0
42 | 7000028332 | 810 | 1130 | 20 | Service -Telecom Equipment | 170000433 | 998734 |  | 18 |  | Optical Interface Cards/SFP# -S16.1 for SDH Equipment-STM-16 | EA | 4 |  | Included | 0 | 0 | 0
43 | 7000028332 | 810 | 1130 | 30 | Service -Telecom Equipment | 170000374 | 998734 |  | 18 |  | Optical Interface Card (to support minimum 150 kms) for STM-16 | EA | 2 |  | Included | 0 | 0 | 0
44 | 7000028332 | 810 | 1130 | 40 | Service -Telecom Equipment | 100002825 | 998734 |  | 18 |  | Tributary interface- E1 interface (Minimum 16 nos.) | SET | 2 |  | Included | 0 | 0 | 0
45 | 7000028332 | 810 | 1130 | 50 | Service -Telecom Equipment | 170000550 | 998336 |  | 18 |  | Ethernet Interface 10/100 Base T with Layer-2 switching (Min 8 Interfaces per card) | EA | 2 |  | Included | 0 | 0 | 0
46 | 7000028332 | 810 | 1130 | 60 | Service -Telecom Equipment | 100002829 | 998734 |  | 18 |  | Tributary interface-Gigabit Ethernet Interfaces 10/100 Mbps with Layer -2 Switching (minimum 2 nos.) | SET | 1 |  | Included | 0 | 0 | 0
47 | 7000028332 | 810 | 1130 | 70 | Service -Telecom Equipment | 170000375 | 998734 |  | 18 |  | Equipment Cabinets-For SDH Equipments | EA | 1 |  | Included | 0 | 0 | 0
48 | 7000028332 | 810 | 1130 | 80 | Service -Telecom Equipment | 170000376 | 998734 |  | 18 |  | NMS-Craft Terminal-Hardware | EA | 1 |  | Included | 0 | 0 | 0
49 | 7000028332 | 810 | 1130 | 90 | Service -Telecom Equipment | 170000377 | 998734 |  | 18 |  | NMS-Craft Terminal-Software | EA | 1 |  | Included | 0 | 0 | 0
50 | 7000028332 | 810 | 1130 | 100 | Service -Telecom Equipment | 170000551 | 998336 |  | 18 |  | VOIP telephone instrument with one common switch (min. 8 port) | EA | 2 |  | Included | 0 | 0 | 0
51 | 7000028332 | 810 | 1130 | 110 | Service -Telecom Equipment | 170000356 | 998336 |  | 18 |  | Fibre Optic Distribution Panel (FODP): Indoor Type: FC Coupling and mounted on ETSI 19" rack or slimline rack: Type 2 (96 Fibre) | EA | 1 |  | Included | 0 | 0 | 0
52 | 7000028332 | 810 | 1130 | 120 | Service -Telecom Equipment | 170004394 | 998336 |  | 18 |  | Fibre Optic Approach cabling: Including installation hardware like GI pipe, elbow, conduits, accessories etc.: 24 Fibre | KM | 1 |  | Included | 0 | 0 | 0
II | 132kV ROING EXT
1 | 7000028333 | 650 | 1010 | 10 | Install_145kV Equipments | 100002254 | 998736 |  | 18 |  | 145kV, 1250A, 31.5kA SF6 Circuit Breaker3-Phase with support structure(Suitable for 1-Phase & 3-PhaseAutoreclosing) | EA | 2 |  | Included | 0 | 0 | 0
2 | 7000028333 | 650 | 1010 | 20 | Install_145kV Equipments | 100000555 | 998736 |  | 18 |  | 145 kV, 600A, 31.5KA, 1-Phase CurrentTransformer with 120% extended currentrating | EA | 6 |  | Included | 0 | 0 | 0
3 | 7000028333 | 650 | 1010 | 30 | Install_145kV Equipments | 100000559 | 998736 |  | 18 |  | 145 kV, 8800pf, 1-phase Capacitive Voltage Transformer | EA | 6 |  | Included | 0 | 0 | 0
4 | 7000028333 | 650 | 1010 | 40 | Install_145kV Equipments | 100000565 | 998736 |  | 18 |  | 145 kV, 1250A, 31.5 KA, 3-phase DoubleBreak Isolator with one E/S | EA | 2 |  | Included | 0 | 0 | 0
5 | 7000028333 | 650 | 1010 | 50 | Install_145kV Equipments | 100000567 | 998736 |  | 18 |  | 145 kV, 1250 A, 31.5KA, 3-phase Double Break Isolator without E/S | EA | 2 |  | Included | 0 | 0 | 0
6 | 7000028333 | 650 | 1010 | 60 | Install_145kV Equipments | 100000568 | 998736 |  | 18 |  | 145 kV, 1250 A, 31.5KA, 3-phase Double Break Isolator without E/S (Tandem) | EA | 2 |  | Included | 0 | 0 | 0
7 | 7000028333 | 650 | 1010 | 70 | Install_145kV Equipments | 100000587 | 998736 |  | 18 |  | 120kV Surge Arrester(1-phase) | EA | 6 |  | Included | 0 | 0 | 0
8 | 7000028333 | 650 | 1010 | 80 | Install_145kV Equipments | 100001908 | 998736 |  | 18 |  | 145kV ,1 phase Bus Post Insulators | EA | 6 |  | Included | 0 | 0 | 0
9 | 7000028333 | 660 | 1020 | 10 | Install_Relay & Protection Panel | 100000746 | 998736 |  | 18 |  | 132kV Line Protection Panel (with Automation) | EA | 2 |  | Included | 0 | 0 | 0
10 | 7000028333 | 660 | 1020 | 20 | Install_Relay & Protection Panel | 100000744 | 998736 |  | 18 |  | 132kV Circuit Breaker Relay Panel with Auto Reclose (Bus scheme as per SLD) | EA | 2 |  | Included | 0 | 0 | 0
11 | 7000028333 | 660 | 1020 | 30 | Install_Relay & Protection Panel | 100000750 | 998736 |  | 18 |  | Augmentation of existing 132kV bus bar protection scheme.(No. of bays as per specification)-(with Automation) | SET | 1 |  | Included | 0 | 0 | 0
12 | 7000028333 | 670 | 1030 | 10 | Install_SAS | 100000773 | 998736 |  | 18 |  | Complete Substation automation System for 132kV bay as per Technical Specification | EA | 11 |  | Included | 0 | 0 | 0
13 | 7000028333 | 670 | 1030 | 20 | Install_SAS | 100000775 | 998736 |  | 18 |  | Complete Substation automation System for 33kV bay as per Technical Specification | EA | 6 |  | Included | 0 | 0 | 0
14 | 7000028333 | 680 | 1040 | 10 | Install_DPC | 100000891 | 998734 |  | 18 |  | Digital Protection Coupler | EA | 2 |  | Included | 0 | 0 | 0
15 | 7000028333 | 690 | 1050 | 10 | Install_Illumination System | 100004931 | 998731 |  | 18 |  | LED Flood Light Luminaries Type FL-2 (250W) as per technical specification | EA | 6 |  | Included | 0 | 0 | 0
16 | 7000028333 | 690 | 1050 | 20 | Install_Illumination System | 100004930 | 998731 |  | 18 |  | LED Flood Light Luminaries Type-FL-1 as per technical specification | EA | 6 |  | Included | 0 | 0 | 0
17 | 7000028333 | 690 | 1050 | 30 | Install_Illumination System | 100004932 | 998731 |  | 18 |  | LED Street Light Luminaire TYPE SL-L1 (= 45W)as per technical specification | EA | 6 |  | Included | 0 | 0 | 0
18 | 7000028333 | 690 | 1050 | 40 | Install_Illumination System | 100004934 | 998731 |  | 18 |  | Type L1 Street Lighting Pole of 6 meter as per technical specification. | EA | 6 |  | Included | 0 | 0 | 0
19 | 7000028333 | 690 | 1050 | 50 | Install_Illumination System | 100001022 | 998731 |  | 18 |  | Lighting Panel type ACP-3 as per technical specification | EA | 2 |  | Included | 0 | 0 | 0
20 | 7000028333 | 690 | 1050 | 60 | Install_Illumination System | 100001021 | 995461 |  | 18 |  | Lighting Panel type ACP-2 as per technical specification | EA | 2 |  | Included | 0 | 0 | 0
21 | 7000028333 | 700 | 1070 | 10 | Install_Erection H/W | 100000600 | 998731 |  | 18 |  | Erection Hardware for 132kV layout (Single Main & Transfer Scheme as per SLD)-Line Bay as per specification | SET | 2 |  | Included | 0 | 0 | 0
22 | 7000028333 | 700 | 1070 | 20 | Install_Erection H/W | 100002308 | 998731 |  | 18 |  | Erection Hardware for 132kV layout -Bus work for complete Main & Transfer bus (for all existing bays) | LS | 1 |  | Included | 0 | 0 | 0
23 | 7000028333 | 710 | 1075 | 10 | Install_Eqpt. Support Str & Earthmat | 100002264 | 995455 |  | 18 |  | Erection of Std 132 kV Support Structure 1-Phase CT including nuts, bolts, all type of washers, packplates, step bolts and gussetplates excluding foundation bolts | EA | 6 |  | Included | 0 | 0 | 0
24 | 7000028333 | 710 | 1075 | 20 | Install_Eqpt. Support Str & Earthmat | 100002265 | 995455 |  | 18 |  | Erection of Std 132 kV Support Structure 1-Phase CVT including nuts, bolts, all type of washers, packplates, step bolts and gussetplates excluding foundation bolts | EA | 6 |  | Included | 0 | 0 | 0
25 | 7000028333 | 710 | 1075 | 30 | Install_Eqpt. Support Str & Earthmat | 100002266 | 995455 |  | 18 |  | Erection of Std 132 kV Support Structure 3-Phase ISOLATOR including nuts, bolts, all type of washers, packplates, step bolts andgusset plates excluding foundation bolts | EA | 6 |  | Included | 0 | 0 | 0
26 | 7000028333 | 710 | 1075 | 40 | Install_Eqpt. Support Str & Earthmat | 100002267 | 995455 |  | 18 |  | Erection of Std 132 kV Support Structure 1-Phase LA including nuts, bolts, all type of washers, packplates, step bolts and gussetplates excluding foundation bolts | EA | 6 |  | Included | 0 | 0 | 0
27 | 7000028333 | 710 | 1075 | 50 | Install_Eqpt. Support Str & Earthmat | 100002263 | 995455 |  | 18 |  | Erection of Std 132 kV Support Structure 1-Phase BPI including nuts, bolts, all type of washers, packplates, step bolts and gussetplates excluding foundation bolts | EA | 6 |  | Included | 0 | 0 | 0
28 | 7000028333 | 710 | 1075 | 60 | Install_Eqpt. Support Str & Earthmat | 100003103 | 998731 |  | 18 |  | 40 mm MS rod for Main Earthmat | KM | 1 |  | Included | 0 | 0 | 0
29 | 7000028333 | 720 | 1080 | 10 | Install_Cables | 100002181 | 998736 |  | 18 |  | 1.1kV grade Power Cables (PVCinsulated)along withlugs,glands,straight joints &accessories,etc. | LS | 1 |  | Included | 0 | 0 | 0
30 | 7000028333 | 720 | 1080 | 20 | Install_Cables | 100002182 | 998736 |  | 18 |  | 1.1kV grade Control Cables (PVCinsulated) along withlugs,glands,straight joints &accessories,etc. | LS | 1 |  | Included | 0 | 0 | 0
31 | 7000028333 | 740 | 1100 | 10 | Civil Work | 100001432 | 995423 |  | 18 |  | Buried Cable trenches for Aux. Power arrangement | M | 100 |  | Included | 0 | 0 | 0
32 | 7000028333 | 740 | 1100 | 20 | Civil Work | 100002583 | 995432 |  | 18 |  | Supply of earth (excluding rock & boulders) at site including royalty, carriage and filling in specified areas in layers notexceeding 200mm in depth, compacting under optimum moisture condition to achieve 95% of Proctor density, finishing etc. allcomplete, for all leads & lifts, with all labour, material, tools, tackles, equipments, safeguards & incidentals as necessary as perdrawings, specification and direction of the Engineer- in- Charge. | M3 | 125 |  | Included | 0 | 0 | 0
33 | 7000028333 | 740 | 1100 | 30 | Civil Work | 100002911 | 995432 |  | 18 |  | Earthwork in excavation & filling in all types of soil and soft/disintegrated rock in open areas/nallas/channels, to the requiredslopes, shapes, levels, elevations and profile, including trimming of bottom and slopes of excavation, bailing out rain(dewatering), pumping, removal of slush, preparing embankments/marginal banks, loosening, dressing, spreading material in layers notexceeding 200mm, as per direction of Engineer-in-Charge, water flooding, compacting to achieve 95% consolidation at optimum moisturecontent, finishing etc. all complete, for all leads and lifts within leveling boundary, including disposal of surplus earth andstacking of unsuitable material within a lead of 2.0 Km beyond substation boundary, with all labour, material, tools, tackles andequipment, safeguards and incidentals, Royalty,taxes etc. as necessary, as per drawings, specification and directions of theEngineer-in-Charge. Clearing of jungle is included in this item. (Only excavation/cutting will be measured for payment purpose.) | M3 | 1250 |  | Included | 0 | 0 | 0
34 | 7000028333 | 740 | 1100 | 40 | Civil Work | 100001721 | 995428 |  | 18 |  | Supplying, filling and compacting stone boulders mixed with sand under foundations, roads, cable trenches, drains etc in layers notexceeding 250mm thickness including ramming, watering compacting | M3 | 250 |  | Included | 0 | 0 | 0
35 | 7000028333 | 740 | 1100 | 50 | Civil Work | 100001712 | 995428 |  | 18 |  | Removing,cleaning and washing of existing stones and respreading of stones in switchyard excluding PCC | M2 | 400 |  | Included | 0 | 0 | 0
36 | 7000028333 | 740 | 1100 | 60 | Civil Work | 100003121 | 995429 |  | 18 |  | Dismantling of Chain Link fencing and disposal of unserviceable material and stackinmg of serviceable material with in S/S Boundaryas per direction of site-In-charge. | M | 100 |  | Included | 0 | 0 | 0
37 | 7000028333 | 740 | 1100 | 70 | Civil Work | 100001415 | 995462 |  | 18 |  | Drain including culverts but excluding concrete & reinforcement steel-Section D-D | M | 10 |  | Included | 0 | 0 | 0
38 | 7000028333 | 740 | 1100 | 80 | Civil Work | 100001414 | 995462 |  | 18 |  | Drain including culverts but excluding concrete & reinforcement steel-Section C-C | M | 10 |  | Included | 0 | 0 | 0
39 | 7000028333 | 740 | 1100 | 90 | Civil Work | 100001413 | 995462 |  | 18 |  | Drain including culverts but excluding concrete & reinforcement steel-Section B-B | M | 10 |  | Included | 0 | 0 | 0
40 | 7000028333 | 740 | 1100 | 100 | Civil Work | 100001412 | 995462 |  | 18 |  | Drain including culverts but excluding concrete & reinforcement steel-Section A-A | M | 20 |  | Included | 0 | 0 | 0
41 | 7000028333 | 740 | 1100 | 110 | Civil Work | 100001391 | 995477 |  | 18 |  | New chain Link Fencing excluding concrete | M | 100 |  | Included | 0 | 0 | 0
42 | 7000028333 | 740 | 1100 | 120 | Civil Work | 100004507 | 995421 |  | 18 |  | 3.75m wide Cement Concrete road with PCC shoulder including 100 mm dia RCC Hume Pipe @ 100 metre interval as per drawing and TS.However, reinforcement steel and all type concrete shall be paid separately under relevant items | M2 | 188 |  | Included | 0 | 0 | 0
43 | 7000028333 | 740 | 1100 | 130 | Civil Work | 100001713 | 995424 |  | 18 |  | Antiweed treatment | M2 | 2500 |  | Included | 0 | 0 | 0
44 | 7000028333 | 740 | 1100 | 140 | Civil Work | 100001714 | 995428 |  | 18 |  | Stone spreading in switchyard excluding PCC | M2 | 2100 |  | Included | 0 | 0 | 0
45 | 7000028333 | 740 | 1100 | 150 | Civil Work | 100001331 | 995455 |  | 18 |  | Misc. Structural steel including rails, embedments, edge protection angles, gratings etc. but excluding the reinforcement steel andsteel for lattice and pipe structures. | MT | 2 |  | Included | 0 | 0 | 0
46 | 7000028333 | 740 | 1100 | 160 | Civil Work | 100001329 | 995454 |  | 18 |  | Steel Reinforcement | MT | 23 |  | Included | 0 | 0 | 0
47 | 7000028333 | 740 | 1100 | 170 | Civil Work | 100001328 | 995454 |  | 18 |  | Providing and laying Plain Cement Concrete 1:5:10 (1 cement : 5 sand : 10 brick aggregate) | M3 | 188 |  | Included | 0 | 0 | 0
48 | 7000028333 | 740 | 1100 | 180 | Civil Work | 100001327 | 995454 |  | 18 |  | Providing and laying of Reinforced Cement Concrete M25 mix including pre cast, shuttering, Grouting of pockets & underpinning butexcluding steel reinforcement | M3 | 270 |  | Included | 0 | 0 | 0
49 | 7000028333 | 740 | 1100 | 190 | Civil Work | 100001326 | 995454 |  | 18 |  | Providing and laying of Plain Cement Concrete (PCC) (1:2:4) | M3 | 26 |  | Included | 0 | 0 | 0
50 | 7000028333 | 740 | 1100 | 200 | Civil Work | 100001325 | 995454 |  | 18 |  | Providing and laying of Plain Cement Concrete (PCC) (1:4:8) | M3 | 63 |  | Included | 0 | 0 | 0
51 | 7000028333 | 740 | 1100 | 210 | Civil Work | 100011662 | 995433 |  | 18 |  | Excavation in hard rock which require blasting (including chemical blasting and rock excavated using specialized tools) for allfoundation works including stacking, measuring, disposal etc.for all leads and lifts as per technical specification. | M3 | 83 |  | Included | 0 | 0 | 0
52 | 7000028333 | 740 | 1100 | 220 | Civil Work | 100004518 | 995433 |  | 18 |  | Excavation in all kind of soil including rock for all leads and lifts, backfilling, disposal of surplus earth within a lead up to2Km as per technical specification. The surplus earth shall be roughly graded . | M3 | 827 |  | Included | 0 | 0 | 0
53 | 7000028333 | 740 | 1100 | 230 | Civil Work | 170002803 | 995473 |  | 18 |  | Providing and fixing 100mm UPVC pipes conforming to IS : 15328, for weep holes | M | 25 |  | Included | 0 | 0 | 0
54 | 7000028333 | 750 | 1110 | 10 | Erection of Foundation Bolt | 100002255 | 995455 |  | 18 |  | Erection of 24mm dia foundation bolts including nuts, checknuts, washers and packplates | EA | 280 |  | Included | 0 | 0 | 0
55 | 7000028333 | 760 | 1120 | 10 | Erection of Structure | 100001681 | 995455 |  | 18 |  | Erection of foundation bolts including nuts, checknut and washers for lattice and pipe structures to be designed during detailedengineering | MT | 2.5 |  | Included | 0 | 0 | 0
56 | 7000028333 | 760 | 1120 | 20 | Erection of Structure | 100001680 | 995455 |  | 18 |  | Erection of fasteners ( nuts, bolts and washers ) including step bolts for lattice and pipe structures to be designed duringdetailed engineering | MT | 1.2 |  | Included | 0 | 0 | 0
57 | 7000028333 | 760 | 1120 | 30 | Erection of Structure | 100001210 | 995455 |  | 18 |  | Erection of Lattice Structures (MS Steel), to be designed during detailed engineering, for towers, beams and equipment supportstructure including pack plates / packwashers and gusset plates excluding fasteners and foundation bolts | MT | 13 |  | Included | 0 | 0 | 0
58 | 7000028333 | 770 | 1130 | 10 | Service -Telecom Equipment | 100002812 | 998734 |  | 18 |  | SDH Equipment (STM-16 MADM upto 5 MSP protected directions)-Base Equipment (Common cards, Cross Connect/control cards, optical basecards, power supply cards, power cabling, other hardware and accessories including sub racks, patch cord, DDF etc fully equipedexcluding optical interface & Tributary cards | EA | 1 |  | Included | 0 | 0 | 0
59 | 7000028333 | 770 | 1130 | 20 | Service -Telecom Equipment | 170000433 | 998734 |  | 18 |  | Optical Interface Cards/SFP# -S16.1 for SDH Equipment-STM-16 | EA | 4 |  | Included | 0 | 0 | 0
60 | 7000028333 | 770 | 1130 | 30 | Service -Telecom Equipment | 100002813 | 998734 |  | 18 |  | Optical Interface/SFP-V16.2 | EA | 2 |  | Included | 0 | 0 | 0
61 | 7000028333 | 770 | 1130 | 40 | Service -Telecom Equipment | 170000374 | 998734 |  | 18 |  | Optical Interface Card (to support minimum 150 kms) for STM-16 | EA | 2 |  | Included | 0 | 0 | 0
62 | 7000028333 | 770 | 1130 | 50 | Service -Telecom Equipment | 100002825 | 998734 |  | 18 |  | Tributary interface- E1 interface (Minimum 16 nos.) | SET | 2 |  | Included | 0 | 0 | 0
63 | 7000028333 | 770 | 1130 | 60 | Service -Telecom Equipment | 170000550 | 998336 |  | 18 |  | Ethernet Interface 10/100 Base T with Layer-2 switching (Min 8 Interfaces per card) | EA | 2 |  | Included | 0 | 0 | 0
64 | 7000028333 | 770 | 1130 | 70 | Service -Telecom Equipment | 100002829 | 998734 |  | 18 |  | Tributary interface-Gigabit Ethernet Interfaces 10/100 Mbps with Layer -2 Switching (minimum 2 nos.) | SET | 1 |  | Included | 0 | 0 | 0
65 | 7000028333 | 770 | 1130 | 80 | Service -Telecom Equipment | 170000375 | 998734 |  | 18 |  | Equipment Cabinets-For SDH Equipments | EA | 1 |  | Included | 0 | 0 | 0
66 | 7000028333 | 770 | 1130 | 90 | Service -Telecom Equipment | 170000376 | 998734 |  | 18 |  | NMS-Craft Terminal-Hardware | EA | 1 |  | Included | 0 | 0 | 0
67 | 7000028333 | 770 | 1130 | 100 | Service -Telecom Equipment | 170000377 | 998734 |  | 18 |  | NMS-Craft Terminal-Software | EA | 1 |  | Included | 0 | 0 | 0
68 | 7000028333 | 770 | 1130 | 110 | Service -Telecom Equipment | 170000551 | 998336 |  | 18 |  | VOIP telephone instrument with one common switch (min. 8 port) | EA | 2 |  | Included | 0 | 0 | 0
69 | 7000028333 | 770 | 1130 | 120 | Service -Telecom Equipment | 170000356 | 998336 |  | 18 |  | Fibre Optic Distribution Panel (FODP): Indoor Type: FC Coupling and mounted on ETSI 19" rack or slimline rack: Type 2 (96 Fibre) | EA | 1 |  | Included | 0 | 0 | 0
70 | 7000028333 | 770 | 1130 | 130 | Service -Telecom Equipment | 170004394 | 998336 |  | 18 |  | Fibre Optic Approach cabling: Including installation hardware like GI pipe, elbow, conduits, accessories etc.: 24 Fibre | KM | 1 |  | Included | 0 | 0 | 0
III | 132 kV TEZU EXT
1 | 7000028334 | 670 | 1010 | 10 | Install_145kV Equipments | 100002254 | 998736 |  | 18 |  | 145kV, 1250A, 31.5kA SF6 Circuit Breaker3-Phase with support structure(Suitable for 1-Phase & 3-PhaseAutoreclosing) | EA | 2 |  | Included | 0 | 0 | 0
2 | 7000028334 | 670 | 1010 | 20 | Install_145kV Equipments | 100000555 | 998736 |  | 18 |  | 145 kV, 600A, 31.5KA, 1-Phase CurrentTransformer with 120% extended currentrating | EA | 6 |  | Included | 0 | 0 | 0
3 | 7000028334 | 670 | 1010 | 30 | Install_145kV Equipments | 100000559 | 998736 |  | 18 |  | 145 kV, 8800pf, 1-phase Capacitive Voltage Transformer | EA | 6 |  | Included | 0 | 0 | 0
4 | 7000028334 | 670 | 1010 | 40 | Install_145kV Equipments | 100000565 | 998736 |  | 18 |  | 145 kV, 1250A, 31.5 KA, 3-phase DoubleBreak Isolator with one E/S | EA | 2 |  | Included | 0 | 0 | 0
5 | 7000028334 | 670 | 1010 | 50 | Install_145kV Equipments | 100000567 | 998736 |  | 18 |  | 145 kV, 1250 A, 31.5KA, 3-phase Double Break Isolator without E/S | EA | 2 |  | Included | 0 | 0 | 0
6 | 7000028334 | 670 | 1010 | 60 | Install_145kV Equipments | 100000568 | 998736 |  | 18 |  | 145 kV, 1250 A, 31.5KA, 3-phase Double Break Isolator without E/S (Tandem) | EA | 2 |  | Included | 0 | 0 | 0
7 | 7000028334 | 670 | 1010 | 70 | Install_145kV Equipments | 100000587 | 998736 |  | 18 |  | 120kV Surge Arrester(1-phase) | EA | 6 |  | Included | 0 | 0 | 0
8 | 7000028334 | 670 | 1010 | 80 | Install_145kV Equipments | 100001908 | 998736 |  | 18 |  | 145kV ,1 phase Bus Post Insulators | EA | 6 |  | Included | 0 | 0 | 0
9 | 7000028334 | 680 | 1020 | 10 | Install_Relay & Protection Panel | 100000746 | 998736 |  | 18 |  | 132kV Line Protection Panel (with Automation) | EA | 2 |  | Included | 0 | 0 | 0
10 | 7000028334 | 680 | 1020 | 20 | Install_Relay & Protection Panel | 100000744 | 998736 |  | 18 |  | 132kV Circuit Breaker Relay Panel with Auto Reclose (Bus scheme as per SLD) | EA | 2 |  | Included | 0 | 0 | 0
11 | 7000028334 | 680 | 1020 | 30 | Install_Relay & Protection Panel | 100000749 | 998736 |  | 18 |  | 132kV Bus Bar Protection Panel (Single)-(with Automation) | SET | 1 |  | Included | 0 | 0 | 0
12 | 7000028334 | 690 | 1030 | 10 | Install_SAS | 100000773 | 998736 |  | 18 |  | Complete Substation automation System for 132kV bay as per Technical Specification | EA | 9 |  | Included | 0 | 0 | 0
13 | 7000028334 | 690 | 1030 | 20 | Install_SAS | 100000775 | 998736 |  | 18 |  | Complete Substation automation System for 33kV bay as per Technical Specification | EA | 6 |  | Included | 0 | 0 | 0
14 | 7000028334 | 700 | 1040 | 10 | Install_PLCC/DPC | 100000891 | 998734 |  | 18 |  | Digital Protection Coupler | EA | 2 |  | Included | 0 | 0 | 0
15 | 7000028334 | 710 | 1050 | 10 | Install_Illumination System | 100004931 | 998731 |  | 18 |  | LED Flood Light Luminaries Type FL-2 (250W) as per technical specification | EA | 6 |  | Included | 0 | 0 | 0
16 | 7000028334 | 710 | 1050 | 20 | Install_Illumination System | 100004930 | 998731 |  | 18 |  | LED Flood Light Luminaries Type-FL-1 as per technical specification | EA | 6 |  | Included | 0 | 0 | 0
17 | 7000028334 | 710 | 1050 | 30 | Install_Illumination System | 100004932 | 998731 |  | 18 |  | LED Street Light Luminaire TYPE SL-L1 (= 45W)as per technical specification | EA | 6 |  | Included | 0 | 0 | 0
18 | 7000028334 | 710 | 1050 | 40 | Install_Illumination System | 100004934 | 998731 |  | 18 |  | Type L1 Street Lighting Pole of 6 meter as per technical specification. | EA | 6 |  | Included | 0 | 0 | 0
19 | 7000028334 | 710 | 1050 | 50 | Install_Illumination System | 100001022 | 998731 |  | 18 |  | Lighting Panel type ACP-3 as per technical specification | EA | 2 |  | Included | 0 | 0 | 0
20 | 7000028334 | 710 | 1050 | 60 | Install_Illumination System | 100001021 | 995461 |  | 18 |  | Lighting Panel type ACP-2 as per technical specification | EA | 2 |  | Included | 0 | 0 | 0
21 | 7000028334 | 720 | 1070 | 10 | Install_Erection H/W | 100000600 | 998731 |  | 18 |  | Erection Hardware for 132kV layout (Single Main & Transfer Scheme as per SLD)-Line Bay as per specification | SET | 2 |  | Included | 0 | 0 | 0
22 | 7000028334 | 720 | 1070 | 20 | Install_Erection H/W | 100002308 | 998731 |  | 18 |  | Erection Hardware for 132kV layout -Bus work for complete Main & Transfer bus (for all existing bays) | LS | 1 |  | Included | 0 | 0 | 0
23 | 7000028334 | 730 | 1075 | 10 | Install_Eqpt. Support Str & Earthmat | 100002264 | 995455 |  | 18 |  | Erection of Std 132 kV Support Structure 1-Phase CT including nuts, bolts, all type of washers, packplates, step bolts and gussetplates excluding foundation bolts | EA | 6 |  | Included | 0 | 0 | 0
24 | 7000028334 | 730 | 1075 | 20 | Install_Eqpt. Support Str & Earthmat | 100002265 | 995455 |  | 18 |  | Erection of Std 132 kV Support Structure 1-Phase CVT including nuts, bolts, all type of washers, packplates, step bolts and gussetplates excluding foundation bolts | EA | 6 |  | Included | 0 | 0 | 0
25 | 7000028334 | 730 | 1075 | 30 | Install_Eqpt. Support Str & Earthmat | 100002266 | 995455 |  | 18 |  | Erection of Std 132 kV Support Structure 3-Phase ISOLATOR including nuts, bolts, all type of washers, packplates, step bolts andgusset plates excluding foundation bolts | EA | 6 |  | Included | 0 | 0 | 0
26 | 7000028334 | 730 | 1075 | 40 | Install_Eqpt. Support Str & Earthmat | 100002267 | 995455 |  | 18 |  | Erection of Std 132 kV Support Structure 1-Phase LA including nuts, bolts, all type of washers, packplates, step bolts and gussetplates excluding foundation bolts | EA | 6 |  | Included | 0 | 0 | 0
27 | 7000028334 | 730 | 1075 | 50 | Install_Eqpt. Support Str & Earthmat | 100002263 | 995455 |  | 18 |  | Erection of Std 132 kV Support Structure 1-Phase BPI including nuts, bolts, all type of washers, packplates, step bolts and gussetplates excluding foundation bolts | EA | 6 |  | Included | 0 | 0 | 0
28 | 7000028334 | 730 | 1075 | 60 | Install_Eqpt. Support Str & Earthmat | 100003103 | 998731 |  | 18 |  | 40 mm MS rod for Main Earthmat | KM | 1 |  | Included | 0 | 0 | 0
29 | 7000028334 | 740 | 1077 | 10 | Install_AC_CRB | 100000960 | 995463 |  | 18 |  | High wall type split AC unit of 2 TR capacity | EA | 3 |  | Included | 0 | 0 | 0
30 | 7000028334 | 750 | 1080 | 10 | Install_Cables | 100002181 | 998736 |  | 18 |  | 1.1kV grade Power Cables (PVCinsulated)along withlugs,glands,straight joints &accessories,etc. | LS | 1 |  | Included | 0 | 0 | 0
31 | 7000028334 | 750 | 1080 | 20 | Install_Cables | 100002182 | 998736 |  | 18 |  | 1.1kV grade Control Cables (PVCinsulated) along withlugs,glands,straight joints &accessories,etc. | LS | 1 |  | Included | 0 | 0 | 0
32 | 7000028334 | 770 | 1100 | 10 | Civil Work | 100001432 | 995423 |  | 18 |  | Buried Cable trenches for Aux. Power arrangement | M | 100 |  | Included | 0 | 0 | 0
33 | 7000028334 | 770 | 1100 | 20 | Civil Work | 100002583 | 995432 |  | 18 |  | Supply of earth (excluding rock & boulders) at site including royalty, carriage and filling in specified areas in layers notexceeding 200mm in depth, compacting under optimum moisture condition to achieve 95% of Proctor density, finishing etc. allcomplete, for all leads & lifts, with all labour, material, tools, tackles, equipments, safeguards & incidentals as necessary as perdrawings, specification and direction of the Engineer- in- Charge. | M3 | 131 |  | Included | 0 | 0 | 0
34 | 7000028334 | 770 | 1100 | 30 | Civil Work | 100002911 | 995432 |  | 18 |  | Earthwork in excavation & filling in all types of soil and soft/disintegrated rock in open areas/nallas/channels, to the requiredslopes, shapes, levels, elevations and profile, including trimming of bottom and slopes of excavation, bailing out rain(dewatering), pumping, removal of slush, preparing embankments/marginal banks, loosening, dressing, spreading material in layers notexceeding 200mm, as per direction of Engineer-in-Charge, water flooding, compacting to achieve 95% consolidation at optimum moisturecontent, finishing etc. all complete, for all leads and lifts within leveling boundary, including disposal of surplus earth andstacking of unsuitable material within a lead of 2.0 Km beyond substation boundary, with all labour, material, tools, tackles andequipment, safeguards and incidentals, Royalty,taxes etc. as necessary, as per drawings, specification and directions of theEngineer-in-Charge. Clearing of jungle is included in this item. (Only excavation/cutting will be measured for payment purpose.) | M3 | 525 |  | Included | 0 | 0 | 0
35 | 7000028334 | 770 | 1100 | 40 | Civil Work | 100001721 | 995428 |  | 18 |  | Supplying, filling and compacting stone boulders mixed with sand under foundations, roads, cable trenches, drains etc in layers notexceeding 250mm thickness including ramming, watering compacting | M3 | 258 |  | Included | 0 | 0 | 0
36 | 7000028334 | 770 | 1100 | 50 | Civil Work | 100001712 | 995428 |  | 18 |  | Removing,cleaning and washing of existing stones and respreading of stones in switchyard excluding PCC | M2 | 400 |  | Included | 0 | 0 | 0
37 | 7000028334 | 770 | 1100 | 60 | Civil Work | 100001415 | 995462 |  | 18 |  | Drain including culverts but excluding concrete & reinforcement steel-Section D-D | M | 10 |  | Included | 0 | 0 | 0
38 | 7000028334 | 770 | 1100 | 70 | Civil Work | 100001414 | 995462 |  | 18 |  | Drain including culverts but excluding concrete & reinforcement steel-Section C-C | M | 10 |  | Included | 0 | 0 | 0
39 | 7000028334 | 770 | 1100 | 80 | Civil Work | 100001413 | 995462 |  | 18 |  | Drain including culverts but excluding concrete & reinforcement steel-Section B-B | M | 10 |  | Included | 0 | 0 | 0
40 | 7000028334 | 770 | 1100 | 90 | Civil Work | 100001412 | 995462 |  | 18 |  | Drain including culverts but excluding concrete & reinforcement steel-Section A-A | M | 20 |  | Included | 0 | 0 | 0
41 | 7000028334 | 770 | 1100 | 100 | Civil Work | 100004507 | 995421 |  | 18 |  | 3.75m wide Cement Concrete road with PCC shoulder including 100 mm dia RCC Hume Pipe @ 100 metre interval as per drawing and TS.However, reinforcement steel and all type concrete shall be paid separately under relevant items | M2 | 188 |  | Included | 0 | 0 | 0
42 | 7000028334 | 770 | 1100 | 110 | Civil Work | 100001713 | 995424 |  | 18 |  | Antiweed treatment | M2 | 1200 |  | Included | 0 | 0 | 0
43 | 7000028334 | 770 | 1100 | 120 | Civil Work | 100001714 | 995428 |  | 18 |  | Stone spreading in switchyard excluding PCC | M2 | 800 |  | Included | 0 | 0 | 0
44 | 7000028334 | 770 | 1100 | 130 | Civil Work | 100001331 | 995455 |  | 18 |  | Misc. Structural steel including rails, embedments, edge protection angles, gratings etc. but excluding the reinforcement steel andsteel for lattice and pipe structures. | MT | 3 |  | Included | 0 | 0 | 0
45 | 7000028334 | 770 | 1100 | 140 | Civil Work | 100001329 | 995454 |  | 18 |  | Steel Reinforcement | MT | 25 |  | Included | 0 | 0 | 0
46 | 7000028334 | 770 | 1100 | 150 | Civil Work | 100001328 | 995454 |  | 18 |  | Providing and laying Plain Cement Concrete 1:5:10 (1 cement : 5 sand : 10 brick aggregate) | M3 | 90 |  | Included | 0 | 0 | 0
47 | 7000028334 | 770 | 1100 | 160 | Civil Work | 100001327 | 995454 |  | 18 |  | Providing and laying of Reinforced Cement Concrete M25 mix including pre cast, shuttering, Grouting of pockets & underpinning butexcluding steel reinforcement | M3 | 297 |  | Included | 0 | 0 | 0
48 | 7000028334 | 770 | 1100 | 170 | Civil Work | 100001325 | 995454 |  | 18 |  | Providing and laying of Plain Cement Concrete (PCC) (1:4:8) | M3 | 65 |  | Included | 0 | 0 | 0
49 | 7000028334 | 770 | 1100 | 180 | Civil Work | 100011662 | 995433 |  | 18 |  | Excavation in hard rock which require blasting (including chemical blasting and rock excavated using specialized tools) for allfoundation works including stacking, measuring, disposal etc.for all leads and lifts as per technical specification. | M3 | 97 |  | Included | 0 | 0 | 0
50 | 7000028334 | 770 | 1100 | 190 | Civil Work | 100004518 | 995433 |  | 18 |  | Excavation in all kind of soil including rock for all leads and lifts, backfilling, disposal of surplus earth within a lead up to2Km as per technical specification. The surplus earth shall be roughly graded . | M3 | 971 |  | Included | 0 | 0 | 0
51 | 7000028334 | 770 | 1100 | 200 | Civil Work | 170002803 | 995473 |  | 18 |  | Providing and fixing 100mm UPVC pipes conforming to IS : 15328, for weep holes | M | 25 |  | Included | 0 | 0 | 0
52 | 7000028334 | 780 | 1110 | 10 | Erection of Structure | 100001210 | 995455 |  | 18 |  | Erection of Lattice Structures (MS Steel), to be designed during detailed engineering, for towers, beams and equipment supportstructure including pack plates / packwashers and gusset plates excluding fasteners and foundation bolts | MT | 13 |  | Included | 0 | 0 | 0
53 | 7000028334 | 780 | 1110 | 20 | Erection of Structure | 100001680 | 995455 |  | 18 |  | Erection of fasteners ( nuts, bolts and washers ) including step bolts for lattice and pipe structures to be designed duringdetailed engineering | MT | 1.2 |  | Included | 0 | 0 | 0
54 | 7000028334 | 780 | 1110 | 30 | Erection of Structure | 100001681 | 995455 |  | 18 |  | Erection of foundation bolts including nuts, checknut and washers for lattice and pipe structures to be designed during detailedengineering | MT | 2.5 |  | Included | 0 | 0 | 0
55 | 7000028334 | 790 | 1120 | 10 | Erection of Foundation Bolt | 100002255 | 995455 |  | 18 |  | Erection of 24mm dia foundation bolts including nuts, checknuts, washers and packplates | EA | 376 |  | Included | 0 | 0 | 0
56 | 7000028334 | 800 | 1130 | 10 | Service -Telecom Equipment | 100002812 | 998734 |  | 18 |  | SDH Equipment (STM-16 MADM upto 5 MSP protected directions)-Base Equipment (Common cards, Cross Connect/control cards, optical basecards, power supply cards, power cabling, other hardware and accessories including sub racks, patch cord, DDF etc fully equipedexcluding optical interface & Tributary cards | EA | 1 |  | Included | 0 | 0 | 0
57 | 7000028334 | 800 | 1130 | 20 | Service -Telecom Equipment | 170000433 | 998734 |  | 18 |  | Optical Interface Cards/SFP# -S16.1 for SDH Equipment-STM-16 | EA | 4 |  | Included | 0 | 0 | 0
58 | 7000028334 | 800 | 1130 | 30 | Service -Telecom Equipment | 100002813 | 998734 |  | 18 |  | Optical Interface/SFP-V16.2 | EA | 2 |  | Included | 0 | 0 | 0
59 | 7000028334 | 800 | 1130 | 40 | Service -Telecom Equipment | 170000374 | 998734 |  | 18 |  | Optical Interface Card (to support minimum 150 kms) for STM-16 | EA | 2 |  | Included | 0 | 0 | 0
60 | 7000028334 | 800 | 1130 | 50 | Service -Telecom Equipment | 100002825 | 998734 |  | 18 |  | Tributary interface- E1 interface (Minimum 16 nos.) | SET | 2 |  | Included | 0 | 0 | 0
61 | 7000028334 | 800 | 1130 | 60 | Service -Telecom Equipment | 170000550 | 998336 |  | 18 |  | Ethernet Interface 10/100 Base T with Layer-2 switching (Min 8 Interfaces per card) | EA | 2 |  | Included | 0 | 0 | 0
62 | 7000028334 | 800 | 1130 | 70 | Service -Telecom Equipment | 100002829 | 998734 |  | 18 |  | Tributary interface-Gigabit Ethernet Interfaces 10/100 Mbps with Layer -2 Switching (minimum 2 nos.) | SET | 1 |  | Included | 0 | 0 | 0
63 | 7000028334 | 800 | 1130 | 80 | Service -Telecom Equipment | 170000375 | 998734 |  | 18 |  | Equipment Cabinets-For SDH Equipments | EA | 1 |  | Included | 0 | 0 | 0
64 | 7000028334 | 800 | 1130 | 90 | Service -Telecom Equipment | 170000376 | 998734 |  | 18 |  | NMS-Craft Terminal-Hardware | EA | 1 |  | Included | 0 | 0 | 0
65 | 7000028334 | 800 | 1130 | 100 | Service -Telecom Equipment | 170000377 | 998734 |  | 18 |  | NMS-Craft Terminal-Software | EA | 1 |  | Included | 0 | 0 | 0
66 | 7000028334 | 800 | 1130 | 110 | Service -Telecom Equipment | 170000551 | 998336 |  | 18 |  | VOIP telephone instrument with one common switch (min. 8 port) | EA | 2 |  | Included | 0 | 0 | 0
67 | 7000028334 | 800 | 1130 | 120 | Service -Telecom Equipment | 170000356 | 998336 |  | 18 |  | Fibre Optic Distribution Panel (FODP): Indoor Type: FC Coupling and mounted on ETSI 19" rack or slimline rack: Type 2 (96 Fibre) | EA | 1 |  | Included | 0 | 0 | 0
68 | 7000028334 | 800 | 1130 | 130 | Service -Telecom Equipment | 170004394 | 998336 |  | 18 |  | Fibre Optic Approach cabling: Including installation hardware like GI pipe, elbow, conduits, accessories etc.: 24 Fibre | KM | 1 |  | Included | 0 | 0 | 0
IV | 132 kV NAMSAI EXT
1 | 7000028335 | 660 | 1010 | 10 | Install_145kV Equipments | 100002254 | 998736 |  | 18 |  | 145kV, 1250A, 31.5kA SF6 Circuit Breaker3-Phase with support structure(Suitable for 1-Phase & 3-PhaseAutoreclosing) | EA | 1 |  | Included | 0 | 0 | 0
2 | 7000028335 | 660 | 1010 | 20 | Install_145kV Equipments | 100000555 | 998736 |  | 18 |  | 145 kV, 600A, 31.5KA, 1-Phase CurrentTransformer with 120% extended currentrating | EA | 3 |  | Included | 0 | 0 | 0
3 | 7000028335 | 660 | 1010 | 30 | Install_145kV Equipments | 100000559 | 998736 |  | 18 |  | 145 kV, 8800pf, 1-phase Capacitive Voltage Transformer | EA | 3 |  | Included | 0 | 0 | 0
4 | 7000028335 | 660 | 1010 | 40 | Install_145kV Equipments | 100000565 | 998736 |  | 18 |  | 145 kV, 1250A, 31.5 KA, 3-phase DoubleBreak Isolator with one E/S | EA | 1 |  | Included | 0 | 0 | 0
5 | 7000028335 | 660 | 1010 | 50 | Install_145kV Equipments | 100000567 | 998736 |  | 18 |  | 145 kV, 1250 A, 31.5KA, 3-phase Double Break Isolator without E/S | EA | 1 |  | Included | 0 | 0 | 0
6 | 7000028335 | 660 | 1010 | 60 | Install_145kV Equipments | 100000568 | 998736 |  | 18 |  | 145 kV, 1250 A, 31.5KA, 3-phase Double Break Isolator without E/S (Tandem) | EA | 1 |  | Included | 0 | 0 | 0
7 | 7000028335 | 660 | 1010 | 70 | Install_145kV Equipments | 100000587 | 998736 |  | 18 |  | 120kV Surge Arrester(1-phase) | EA | 3 |  | Included | 0 | 0 | 0
8 | 7000028335 | 660 | 1010 | 80 | Install_145kV Equipments | 100001908 | 998736 |  | 18 |  | 145kV ,1 phase Bus Post Insulators | EA | 3 |  | Included | 0 | 0 | 0
9 | 7000028335 | 670 | 1020 | 10 | Install_Relay & Protection Panel | 100000746 | 998736 |  | 18 |  | 132kV Line Protection Panel (with Automation) | EA | 1 |  | Included | 0 | 0 | 0
10 | 7000028335 | 670 | 1020 | 20 | Install_Relay & Protection Panel | 100000744 | 998736 |  | 18 |  | 132kV Circuit Breaker Relay Panel with Auto Reclose (Bus scheme as per SLD) | EA | 1 |  | Included | 0 | 0 | 0
11 | 7000028335 | 670 | 1020 | 30 | Install_Relay & Protection Panel | 100000749 | 998736 |  | 18 |  | 132kV Bus Bar Protection Panel (Single)-(with Automation) | SET | 1 |  | Included | 0 | 0 | 0
12 | 7000028335 | 680 | 1030 | 10 | Install_SAS | 100002071 | 998736 |  | 18 |  | Augmentation of Substation automation System for 132kV bay as per Technical Specification | EA | 1 |  | Included | 0 | 0 | 0
13 | 7000028335 | 690 | 1040 | 10 | Install_DPC | 100000891 | 998734 |  | 18 |  | Digital Protection Coupler | EA | 1 |  | Included | 0 | 0 | 0
14 | 7000028335 | 700 | 1050 | 10 | Install_Illumination System | 100004931 | 998731 |  | 18 |  | LED Flood Light Luminaries Type FL-2 (250W) as per technical specification | EA | 6 |  | Included | 0 | 0 | 0
15 | 7000028335 | 700 | 1050 | 20 | Install_Illumination System | 100004930 | 998731 |  | 18 |  | LED Flood Light Luminaries Type-FL-1 as per technical specification | EA | 6 |  | Included | 0 | 0 | 0
16 | 7000028335 | 700 | 1050 | 30 | Install_Illumination System | 100004932 | 998731 |  | 18 |  | LED Street Light Luminaire TYPE SL-L1 (= 45W)as per technical specification | EA | 6 |  | Included | 0 | 0 | 0
17 | 7000028335 | 700 | 1050 | 40 | Install_Illumination System | 100004934 | 998731 |  | 18 |  | Type L1 Street Lighting Pole of 6 meter as per technical specification. | EA | 6 |  | Included | 0 | 0 | 0
18 | 7000028335 | 700 | 1050 | 50 | Install_Illumination System | 100001022 | 998731 |  | 18 |  | Lighting Panel type ACP-3 as per technical specification | EA | 2 |  | Included | 0 | 0 | 0
19 | 7000028335 | 700 | 1050 | 60 | Install_Illumination System | 100001021 | 995461 |  | 18 |  | Lighting Panel type ACP-2 as per technical specification | EA | 2 |  | Included | 0 | 0 | 0
20 | 7000028335 | 710 | 1070 | 10 | Install_Erection H/W | 100000600 | 998731 |  | 18 |  | Erection Hardware for 132kV layout (Single Main & Transfer Scheme as per SLD)-Line Bay as per specification | SET | 1 |  | Included | 0 | 0 | 0
21 | 7000028335 | 710 | 1070 | 20 | Install_Erection H/W | 100000605 | 998731 |  | 18 |  | Erection Hardware for 132kV layout (Single Main & Transfer Scheme as per SLD) Bus work (For Three bays) as per specification | SET | 1 |  | Included | 0 | 0 | 0
22 | 7000028335 | 720 | 1075 | 10 | Install_Eqpt. Support Str & Earthmat | 100002264 | 995455 |  | 18 |  | Erection of Std 132 kV Support Structure 1-Phase CT including nuts, bolts, all type of washers, packplates, step bolts and gussetplates excluding foundation bolts | EA | 3 |  | Included | 0 | 0 | 0
23 | 7000028335 | 720 | 1075 | 20 | Install_Eqpt. Support Str & Earthmat | 100002265 | 995455 |  | 18 |  | Erection of Std 132 kV Support Structure 1-Phase CVT including nuts, bolts, all type of washers, packplates, step bolts and gussetplates excluding foundation bolts | EA | 3 |  | Included | 0 | 0 | 0
24 | 7000028335 | 720 | 1075 | 30 | Install_Eqpt. Support Str & Earthmat | 100002266 | 995455 |  | 18 |  | Erection of Std 132 kV Support Structure 3-Phase ISOLATOR including nuts, bolts, all type of washers, packplates, step bolts andgusset plates excluding foundation bolts | EA | 3 |  | Included | 0 | 0 | 0
25 | 7000028335 | 720 | 1075 | 40 | Install_Eqpt. Support Str & Earthmat | 100002267 | 995455 |  | 18 |  | Erection of Std 132 kV Support Structure 1-Phase LA including nuts, bolts, all type of washers, packplates, step bolts and gussetplates excluding foundation bolts | EA | 3 |  | Included | 0 | 0 | 0
26 | 7000028335 | 720 | 1075 | 50 | Install_Eqpt. Support Str & Earthmat | 100002263 | 995455 |  | 18 |  | Erection of Std 132 kV Support Structure 1-Phase BPI including nuts, bolts, all type of washers, packplates, step bolts and gussetplates excluding foundation bolts | EA | 3 |  | Included | 0 | 0 | 0
27 | 7000028335 | 720 | 1075 | 60 | Install_Eqpt. Support Str & Earthmat | 100003103 | 998731 |  | 18 |  | 40 mm MS rod for Main Earthmat | KM | 1 |  | Included | 0 | 0 | 0
28 | 7000028335 | 730 | 1080 | 10 | Install_Cables | 100002181 | 998736 |  | 18 |  | 1.1kV grade Power Cables (PVCinsulated)along withlugs,glands,straight joints &accessories,etc. | LS | 1 |  | Included | 0 | 0 | 0
29 | 7000028335 | 730 | 1080 | 20 | Install_Cables | 100002182 | 998736 |  | 18 |  | 1.1kV grade Control Cables (PVCinsulated) along withlugs,glands,straight joints &accessories,etc. | LS | 1 |  | Included | 0 | 0 | 0
30 | 7000028335 | 750 | 1095 | 10 | Install_LT Switchgear | 100000896 | 998736 |  | 18 |  | 415V ACDB (Extn.) | SET | 1 |  | Included | 0 | 0 | 0
31 | 7000028335 | 750 | 1095 | 20 | Install_LT Switchgear | 100002559 | 998736 |  | 18 |  | 110 V DCDB extension panel | SET | 1 |  | Included | 0 | 0 | 0
32 | 7000028335 | 760 | 1100 | 10 | Civil Work | 100001432 | 995423 |  | 18 |  | Buried Cable trenches for Aux. Power arrangement | M | 100 |  | Included | 0 | 0 | 0
33 | 7000028335 | 760 | 1100 | 20 | Civil Work | 100001721 | 995428 |  | 18 |  | Supplying, filling and compacting stone boulders mixed with sand under foundations, roads, cable trenches, drains etc in layers notexceeding 250mm thickness including ramming, watering compacting | M3 | 220 |  | Included | 0 | 0 | 0
34 | 7000028335 | 760 | 1100 | 30 | Civil Work | 100001712 | 995428 |  | 18 |  | Removing,cleaning and washing of existing stones and respreading of stones in switchyard excluding PCC | M2 | 400 |  | Included | 0 | 0 | 0
35 | 7000028335 | 760 | 1100 | 40 | Civil Work | 100003121 | 995429 |  | 18 |  | Dismantling of Chain Link fencing and disposal of unserviceable material and stackinmg of serviceable material with in S/S Boundaryas per direction of site-In-charge. | M | 50 |  | Included | 0 | 0 | 0
36 | 7000028335 | 760 | 1100 | 50 | Civil Work | 100001415 | 995462 |  | 18 |  | Drain including culverts but excluding concrete & reinforcement steel-Section D-D | M | 10 |  | Included | 0 | 0 | 0
37 | 7000028335 | 760 | 1100 | 60 | Civil Work | 100001414 | 995462 |  | 18 |  | Drain including culverts but excluding concrete & reinforcement steel-Section C-C | M | 10 |  | Included | 0 | 0 | 0
38 | 7000028335 | 760 | 1100 | 70 | Civil Work | 100001413 | 995462 |  | 18 |  | Drain including culverts but excluding concrete & reinforcement steel-Section B-B | M | 10 |  | Included | 0 | 0 | 0
39 | 7000028335 | 760 | 1100 | 80 | Civil Work | 100001412 | 995462 |  | 18 |  | Drain including culverts but excluding concrete & reinforcement steel-Section A-A | M | 20 |  | Included | 0 | 0 | 0
40 | 7000028335 | 760 | 1100 | 90 | Civil Work | 100001391 | 995477 |  | 18 |  | New chain Link Fencing excluding concrete | M | 200 |  | Included | 0 | 0 | 0
41 | 7000028335 | 760 | 1100 | 100 | Civil Work | 100004507 | 995421 |  | 18 |  | 3.75m wide Cement Concrete road with PCC shoulder including 100 mm dia RCC Hume Pipe @ 100 metre interval as per drawing and TS.However, reinforcement steel and all type concrete shall be paid separately under relevant items | M2 | 188 |  | Included | 0 | 0 | 0
42 | 7000028335 | 760 | 1100 | 110 | Civil Work | 100001713 | 995424 |  | 18 |  | Antiweed treatment | M2 | 2500 |  | Included | 0 | 0 | 0
43 | 7000028335 | 760 | 1100 | 120 | Civil Work | 100001714 | 995428 |  | 18 |  | Stone spreading in switchyard excluding PCC | M2 | 2500 |  | Included | 0 | 0 | 0
44 | 7000028335 | 760 | 1100 | 130 | Civil Work | 100001331 | 995455 |  | 18 |  | Misc. Structural steel including rails, embedments, edge protection angles, gratings etc. but excluding the reinforcement steel andsteel for lattice and pipe structures. | MT | 4 |  | Included | 0 | 0 | 0
45 | 7000028335 | 760 | 1100 | 140 | Civil Work | 100001329 | 995454 |  | 18 |  | Steel Reinforcement | MT | 13 |  | Included | 0 | 0 | 0
46 | 7000028335 | 760 | 1100 | 150 | Civil Work | 100001328 | 995454 |  | 18 |  | Providing and laying Plain Cement Concrete 1:5:10 (1 cement : 5 sand : 10 brick aggregate) | M3 | 188 |  | Included | 0 | 0 | 0
47 | 7000028335 | 760 | 1100 | 160 | Civil Work | 100001327 | 995454 |  | 18 |  | Providing and laying of Reinforced Cement Concrete M25 mix including pre cast, shuttering, Grouting of pockets & underpinning butexcluding steel reinforcement | M3 | 155 |  | Included | 0 | 0 | 0
48 | 7000028335 | 760 | 1100 | 170 | Civil Work | 100001326 | 995454 |  | 18 |  | Providing and laying of Plain Cement Concrete (PCC) (1:2:4) | M3 | 33 |  | Included | 0 | 0 | 0
49 | 7000028335 | 760 | 1100 | 180 | Civil Work | 100001325 | 995454 |  | 18 |  | Providing and laying of Plain Cement Concrete (PCC) (1:4:8) | M3 | 55 |  | Included | 0 | 0 | 0
50 | 7000028335 | 760 | 1100 | 190 | Civil Work | 100011662 | 995433 |  | 18 |  | Excavation in hard rock which require blasting (including chemical blasting and rock excavated using specialized tools) for allfoundation works including stacking, measuring, disposal etc.for all leads and lifts as per technical specification. | M3 | 64 |  | Included | 0 | 0 | 0
51 | 7000028335 | 760 | 1100 | 200 | Civil Work | 100004518 | 995433 |  | 18 |  | Excavation in all kind of soil including rock for all leads and lifts, backfilling, disposal of surplus earth within a lead up to2Km as per technical specification. The surplus earth shall be roughly graded . | M3 | 637 |  | Included | 0 | 0 | 0
52 | 7000028335 | 770 | 1110 | 10 | Erection of Structure | 100001681 | 995455 |  | 18 |  | Erection of foundation bolts including nuts, checknut and washers for lattice and pipe structures to be designed during detailedengineering | MT | 2 |  | Included | 0 | 0 | 0
53 | 7000028335 | 770 | 1110 | 20 | Erection of Structure | 100001680 | 995455 |  | 18 |  | Erection of fasteners ( nuts, bolts and washers ) including step bolts for lattice and pipe structures to be designed duringdetailed engineering | MT | 1.2 |  | Included | 0 | 0 | 0
54 | 7000028335 | 770 | 1110 | 30 | Erection of Structure | 100001210 | 995455 |  | 18 |  | Erection of Lattice Structures (MS Steel), to be designed during detailed engineering, for towers, beams and equipment supportstructure including pack plates / packwashers and gusset plates excluding fasteners and foundation bolts | MT | 12 |  | Included | 0 | 0 | 0
55 | 7000028335 | 780 | 1120 | 10 | Erection of Foundation Bolt | 100002255 | 995455 |  | 18 |  | Erection of 24mm dia foundation bolts including nuts, checknuts, washers and packplates | EA | 188 |  | Included | 0 | 0 | 0
56 | 7000028335 | 790 | 1130 | 10 | Service -Telecom Equipment | 100002812 | 998734 |  | 18 |  | SDH Equipment (STM-16 MADM upto 5 MSP protected directions)-Base Equipment (Common cards, Cross Connect/control cards, optical basecards, power supply cards, power cabling, other hardware and accessories including sub racks, patch cord, DDF etc fully equipedexcluding optical interface & Tributary cards | EA | 1 |  | Included | 0 | 0 | 0
57 | 7000028335 | 790 | 1130 | 20 | Service -Telecom Equipment | 170000433 | 998734 |  | 18 |  | Optical Interface Cards/SFP# -S16.1 for SDH Equipment-STM-16 | EA | 4 |  | Included | 0 | 0 | 0
58 | 7000028335 | 790 | 1130 | 30 | Service -Telecom Equipment | 170000374 | 998734 |  | 18 |  | Optical Interface Card (to support minimum 150 kms) for STM-16 | EA | 2 |  | Included | 0 | 0 | 0
59 | 7000028335 | 790 | 1130 | 40 | Service -Telecom Equipment | 100002825 | 998734 |  | 18 |  | Tributary interface- E1 interface (Minimum 16 nos.) | SET | 2 |  | Included | 0 | 0 | 0
60 | 7000028335 | 790 | 1130 | 50 | Service -Telecom Equipment | 170000550 | 998336 |  | 18 |  | Ethernet Interface 10/100 Base T with Layer-2 switching (Min 8 Interfaces per card) | EA | 2 |  | Included | 0 | 0 | 0
61 | 7000028335 | 790 | 1130 | 60 | Service -Telecom Equipment | 100002829 | 998734 |  | 18 |  | Tributary interface-Gigabit Ethernet Interfaces 10/100 Mbps with Layer -2 Switching (minimum 2 nos.) | SET | 1 |  | Included | 0 | 0 | 0
62 | 7000028335 | 790 | 1130 | 70 | Service -Telecom Equipment | 170000375 | 998734 |  | 18 |  | Equipment Cabinets-For SDH Equipments | EA | 1 |  | Included | 0 | 0 | 0
63 | 7000028335 | 790 | 1130 | 80 | Service -Telecom Equipment | 170000376 | 998734 |  | 18 |  | NMS-Craft Terminal-Hardware | EA | 1 |  | Included | 0 | 0 | 0
64 | 7000028335 | 790 | 1130 | 90 | Service -Telecom Equipment | 170000377 | 998734 |  | 18 |  | NMS-Craft Terminal-Software | EA | 1 |  | Included | 0 | 0 | 0
65 | 7000028335 | 790 | 1130 | 100 | Service -Telecom Equipment | 170000551 | 998336 |  | 18 |  | VOIP telephone instrument with one common switch (min. 8 port) | EA | 2 |  | Included | 0 | 0 | 0
66 | 7000028335 | 790 | 1130 | 110 | Service -Telecom Equipment | 170000356 | 998336 |  | 18 |  | Fibre Optic Distribution Panel (FODP): Indoor Type: FC Coupling and mounted on ETSI 19" rack or slimline rack: Type 2 (96 Fibre) | EA | 1 |  | Included | 0 | 0 | 0
67 | 7000028335 | 790 | 1130 | 120 | Service -Telecom Equipment | 170004394 | 998336 |  | 18 |  | Fibre Optic Approach cabling: Including installation hardware like GI pipe, elbow, conduits, accessories etc.: 24 Fibre | KM | 1 |  | Included | 0 | 0 | 0
V | EXTENSION OF 400KV BALIPARA (PG) SUBSTATION
1 | 7000028314 | 420 | 61 | 10 | Service 420KV, 63KA AIS EQUIPMENTS | 100000267 | 998736 |  | 18 |  | 420kV, 3150A, 63kA Circuit Breaker(3-Phase) without closing resistor(with support structure) | EA | 2 |  | Included | 0 | 0 | 0
2 | 7000028314 | 420 | 61 | 20 | Service 420KV, 63KA AIS EQUIPMENTS | 100000274 | 998736 |  | 18 |  | 420 kV, 3000A, 63KA, 1-Phase CurrentTransformer with 120% extended currentrating | EA | 6 |  | Included | 0 | 0 | 0
3 | 7000028314 | 420 | 61 | 30 | Service 420KV, 63KA AIS EQUIPMENTS | 100000288 | 998736 |  | 18 |  | 420kV, 3150A, 63KA Isolator (3-phase)(Double Break) with two E/S | EA | 1 |  | Included | 0 | 0 | 0
4 | 7000028314 | 420 | 61 | 40 | Service 420KV, 63KA AIS EQUIPMENTS | 100000287 | 998736 |  | 18 |  | 420kV, 3150A, 63KA, Isolator (3-phase)(Double Break) with one E/S | EA | 4 |  | Included | 0 | 0 | 0
5 | 7000028314 | 420 | 61 | 50 | Service 420KV, 63KA AIS EQUIPMENTS | 100000328 | 998736 |  | 18 |  | 336kV Surge Arrester (1-phase) | EA | 3 |  | Included | 0 | 0 | 0
6 | 7000028314 | 420 | 61 | 60 | Service 420KV, 63KA AIS EQUIPMENTS | 100005443 | 998734 |  | 18 |  | 420KV, 1-PHASE BUS POST INSULATORS | EA | 9 |  | Included | 0 | 0 | 0
7 | 7000028314 | 350 | 62 | 10 | Service-Erection hardware | 100000331 | 998731 |  | 18 |  | Erection Hardware for 400kV I type layout-Bus Reactor bay as per specification as per specification | SET | 1 |  | Included | 0 | 0 | 0
8 | 7000028314 | 450 | 63 | 10 | Service CRP | 100000268 | 998736 |  | 18 |  | Controlled Switching Device for 420 kV, 3-ph Circuit Breaker | EA | 2 |  | Included | 0 | 0 | 0
9 | 7000028314 | 260 | 65 | 10 | SERVICE-ILLUMINATION & OTHER AUXILLARIES | 100001885 | 998739 |  | 18 |  | Outdoor Power Receptacle for oilfiltration unit (250A) | EA | 1 |  | Included | 0 | 0 | 0
10 | 7000028314 | 260 | 65 | 20 | SERVICE-ILLUMINATION & OTHER AUXILLARIES | 100004931 | 998731 |  | 18 |  | LED Flood Light Luminaries Type FL-2 (250W) as per technical specification | EA | 10 |  | Included | 0 | 0 | 0
11 | 7000028314 | 250 | 67 | 10 | SERVICE -CABLES | 100002181 | 998736 |  | 18 |  | 1.1kV grade Power Cables (PVCinsulated)along withlugs,glands,straight joints &accessories,etc. | LS | 1 |  | Included | 0 | 0 | 0
12 | 7000028314 | 250 | 67 | 20 | SERVICE -CABLES | 100002182 | 998736 |  | 18 |  | 1.1kV grade Control Cables (PVCinsulated) along withlugs,glands,straight joints &accessories,etc. | LS | 1 |  | Included | 0 | 0 | 0
13 | 7000028314 | 250 | 67 | 30 | SERVICE -CABLES | 100002180 | 998736 |  | 18 |  | 1.1kV grade Power Cables (XLPEinsulated) along withlugs,glands,straight joints &accessories,etc. | LS | 1 |  | Included | 0 | 0 | 0
14 | 7000028314 | 240 | 68 | 10 | SERVICE-HVWS BUS REACTOR | 100001010 | 998736 |  | 18 |  | HVW spray system, Hydrant system and complete U/G & O/G piping and accessories etc. out side the pump house for 125 MVAR, 420kV, 3phase Bus Reactor | SET | 1 |  | Included | 0 | 0 | 0
15 | 7000028314 | 290 | 69 | 10 | Service Foundation & Structure | 100001675 | 995455 |  | 18 |  | Erection of 32mm dia foundation bolts including nuts, checknuts, washers and packplates | EA | 192 |  | Included | 0 | 0 | 0
16 | 7000028314 | 290 | 69 | 20 | Service Foundation & Structure | 100001216 | 995455 |  | 18 |  | Erection of Pipe Structure - 400 kV 1-Phase SA including nuts, bolts, all type of washers, packplates, step bolts and gusset platesexcluding foundation bolts | EA | 3 |  | Included | 0 | 0 | 0
17 | 7000028314 | 290 | 69 | 30 | Service Foundation & Structure | 100001212 | 995455 |  | 18 |  | Erection of Pipe Structure - 400 kV 1-Phase CT including nuts, bolts, all type of washers, packplates, step bolts and gusset platesexcluding foundation bolts | EA | 6 |  | Included | 0 | 0 | 0
18 | 7000028314 | 290 | 69 | 40 | Service Foundation & Structure | 100001217 | 995455 |  | 18 |  | Erection of Pipe Structure - 400 kV, 1-Phase, BPI, (Excluding Wave Trap), including nuts, bolts, all type of washers,packplates, step bolts and gusset plates excluding foundation bolts | EA | 9 |  | Included | 0 | 0 | 0
19 | 7000028314 | 290 | 69 | 50 | Service Foundation & Structure | 100001214 | 995455 |  | 18 |  | Erection of Pipe Structure - 400 kV 3-Phase ISOLATOR including nuts, bolts, all type of washers, packplates, step bolts and gussetplates excluding foundation bolts | EA | 5 |  | Included | 0 | 0 | 0
20 | 7000028314 | 270 | 110 | 10 | DISMANTLING-50MVAR REACTOR | 100003276 | 995429 |  | 18 |  | Dismantling of existing 400kV Reactor along with all accessories and storing at substation as per Tec. Spec. | LS | 1 |  | Included | 0 | 0 | 0
21 | 7000028314 | 270 | 110 | 20 | DISMANTLING-50MVAR REACTOR | 100002334 | 995429 |  | 18 |  | Dismantling of HVWS Spray system as per technical specification | SET | 1 |  | Included | 0 | 0 | 0
22 | 7000028314 | 550 | 260 | 10 | DISMANTLING OF EQUIPMENT & STRUCTURE | 100001559 | 995429 |  | 18 |  | Dismantling of 400kV CB | EA | 2 |  | Included | 0 | 0 | 0
23 | 7000028314 | 550 | 260 | 20 | DISMANTLING OF EQUIPMENT & STRUCTURE | 100003822 | 995459 |  | 18 |  | Dismantling of Lattice/Pipe Support Structure for 400kV Circuit Breaker (3-Phase) | EA | 2 |  | Included | 0 | 0 | 0
24 | 7000028314 | 550 | 260 | 30 | DISMANTLING OF EQUIPMENT & STRUCTURE | 100001560 | 995429 |  | 18 |  | Dismantling of 400kV CT | EA | 6 |  | Included | 0 | 0 | 0
25 | 7000028314 | 550 | 260 | 40 | DISMANTLING OF EQUIPMENT & STRUCTURE | 100003806 | 995459 |  | 18 |  | Dismantling of Lattice/Pipe Support Structure for 400kV CT (1-Phase) | EA | 6 |  | Included | 0 | 0 | 0
26 | 7000028314 | 550 | 260 | 50 | DISMANTLING OF EQUIPMENT & STRUCTURE | 100001565 | 995429 |  | 18 |  | Dismantling of 400kV BPI | EA | 9 |  | Included | 0 | 0 | 0
27 | 7000028314 | 550 | 260 | 60 | DISMANTLING OF EQUIPMENT & STRUCTURE | 100003810 | 995459 |  | 18 |  | Dismantling of Lattice/Pipe Support Structure for 400kV BPI (1-Phase) | EA | 9 |  | Included | 0 | 0 | 0
28 | 7000028314 | 550 | 260 | 70 | DISMANTLING OF EQUIPMENT & STRUCTURE | 100001562 | 995429 |  | 18 |  | Dismantling of 400kV Isolators | EA | 5 |  | Included | 0 | 0 | 0
29 | 7000028314 | 550 | 260 | 80 | DISMANTLING OF EQUIPMENT & STRUCTURE | 100003807 | 995459 |  | 18 |  | Dismantling of Lattice/Pipe Support Structure for 400kV Isolator (3-Phase) | EA | 5 |  | Included | 0 | 0 | 0
30 | 7000028314 | 550 | 260 | 90 | DISMANTLING OF EQUIPMENT & STRUCTURE | 100001563 | 995429 |  | 18 |  | Dismantling of 400kV SA | EA | 3 |  | Included | 0 | 0 | 0
31 | 7000028314 | 550 | 260 | 100 | DISMANTLING OF EQUIPMENT & STRUCTURE | 100003809 | 995459 |  | 18 |  | Dismantling of Lattice/Pipe Support Structure for 400kV SA (1-Phase) | EA | 3 |  | Included | 0 | 0 | 0
32 | 7000028314 | 280 | 270 | 10 | Civil works | 100004518 | 995433 |  | 18 |  | Excavation in all kind of soil including rock for all leads and lifts, backfilling, disposal of surplus earth within a lead up to2Km as per technical specification. The surplus earth shall be roughly graded . | M3 | 1210 |  | Included | 0 | 0 | 0
33 | 7000028314 | 280 | 270 | 20 | Civil works | 100011662 | 995433 |  | 18 |  | Excavation in hard rock which require blasting (including chemical blasting and rock excavated using specialized tools) for allfoundation works including stacking, measuring, disposal etc.for all leads and lifts as per technical specification. | M3 | 121 |  | Included | 0 | 0 | 0
34 | 7000028314 | 280 | 270 | 30 | Civil works | 100001325 | 995454 |  | 18 |  | Providing and laying of Plain Cement Concrete (PCC) (1:4:8) | M3 | 43 |  | Included | 0 | 0 | 0
35 | 7000028314 | 280 | 270 | 40 | Civil works | 100001327 | 995454 |  | 18 |  | Providing and laying of Reinforced Cement Concrete M25 mix including pre cast, shuttering, Grouting of pockets & underpinning butexcluding steel reinforcement | M3 | 356 |  | Included | 0 | 0 | 0
36 | 7000028314 | 280 | 270 | 50 | Civil works | 100001328 | 995454 |  | 18 |  | Providing and laying Plain Cement Concrete 1:5:10 (1 cement : 5 sand : 10 brick aggregate) | M3 | 341 |  | Included | 0 | 0 | 0
37 | 7000028314 | 280 | 270 | 60 | Civil works | 100001329 | 995454 |  | 18 |  | Steel Reinforcement | MT | 30 |  | Included | 0 | 0 | 0
38 | 7000028314 | 280 | 270 | 70 | Civil works | 100001330 | 995428 |  | 18 |  | Stone filling (40 mm size) for transformer/Reactor foundation | M3 | 20 |  | Included | 0 | 0 | 0
39 | 7000028314 | 280 | 270 | 80 | Civil works | 100001331 | 995455 |  | 18 |  | Misc. Structural steel including rails, embedments, edge protection angles, gratings etc. but excluding the reinforcement steel andsteel for lattice and pipe structures. | MT | 15 |  | Included | 0 | 0 | 0
40 | 7000028314 | 280 | 270 | 90 | Civil works | 100001714 | 995428 |  | 18 |  | Stone spreading in switchyard excluding PCC | M2 | 500 |  | Included | 0 | 0 | 0
41 | 7000028314 | 280 | 270 | 100 | Civil works | 100001713 | 995424 |  | 18 |  | Antiweed treatment | M2 | 4550 |  | Included | 0 | 0 | 0
42 | 7000028314 | 280 | 270 | 110 | Civil works | 100003114 | 995454 |  | 18 |  | External finishing / painting of fire wall (water proofing cement paint) (DSR 13.44.1) | M2 | 222 |  | Included | 0 | 0 | 0
43 | 7000028314 | 280 | 270 | 120 | Civil works | 100001458 | 995421 |  | 18 |  | Construction of rail cum road as per drawing including all item such as excavation,compactions, rolling watering, WBM etc. butexcluding concrete reinforcement and structural steel-Section having two rails for Reactor. | M2 | 63 |  | Included | 0 | 0 | 0
44 | 7000028314 | 280 | 270 | 130 | Civil works | 100007701 | 995462 |  | 18 |  | Supplying and erecting dewatering pumps- 2 HP | EA | 1 |  | Included | 0 | 0 | 0
45 | 7000028314 | 280 | 270 | 140 | Civil works | 100015791 | 995454 |  | 18 |  | All civil works for Drains construction of Section A-A including crossings if any as per technical specification and tender drawingscomplete in all respect with all labour and materials. | M | 50 |  | Included | 0 | 0 | 0
46 | 7000028314 | 280 | 270 | 150 | Civil works | 100001479 | 995454 |  | 18 |  | Cable Trench including all types of crossings, all metallic works and sump pit including concrte and reinforcement steel Section 3-3 | M | 50 |  | Included | 0 | 0 | 0
47 | 7000028314 | 280 | 270 | 160 | Civil works | 100001712 | 995428 |  | 18 |  | Removing,cleaning and washing of existing stones and respreading of stones in switchyard excluding PCC | M2 | 4050 |  | Included | 0 | 0 | 0
48 | 7000028314 | 280 | 270 | 170 | Civil works | 100001721 | 995428 |  | 18 |  | Supplying, filling and compacting stone boulders mixed with sand under foundations, roads, cable trenches, drains etc in layers notexceeding 250mm thickness including ramming, watering compacting | M3 | 171 |  | Included | 0 | 0 | 0
49 | 7000028314 | 280 | 270 | 180 | Civil works | 100003295 | 995429 |  | 18 |  | Dismantling of RCC in foundation including disposal of debris and reinforcement bars of dismantled RCC works within substationboundaries as per direction of enginner incahrge | M3 | 303 |  | Included | 0 | 0 | 0
50 | 7000028314 | 280 | 270 | 190 | Civil works | 100039866 | 995432 |  | 18 |  | Soil Investigation for 02 borehole locations: As per technical specification including all laboratory and field tests, report andrecommendations. | LOT | 1 |  | Included | 0 | 0 | 0
51 | 7000028314 | 620 | 290 | 10 | PMU & associated items (Balipara PG) | 170000502 | 998713 |  | 18 |  | Service:- Phasor Measurement Unit (PMU) | EA | 1 |  | Included | 0 | 0 | 0
52 | 7000028314 | 620 | 290 | 20 | PMU & associated items (Balipara PG) | 170000530 | 998734 |  | 18 |  | WAMS TIME SYSTEM(GPS RECEIVER) | EA | 1 |  | Included | 0 | 0 | 0
53 | 7000028314 | 620 | 290 | 30 | PMU & associated items (Balipara PG) | 170004701 | 998734 |  | 18 |  | SUBSTATION GRADE Layer 2 LAN SWITCH | EA | 1 |  | Included | 0 | 0 | 0
54 | 7000028314 | 620 | 290 | 40 | PMU & associated items (Balipara PG) | 170004700 | 998734 |  | 18 |  | SUBSTATION GRADE Layer 3 LAN SWITCH | EA | 1 |  | Included | 0 | 0 | 0
55 | 7000028314 | 620 | 290 | 50 | PMU & associated items (Balipara PG) | 170000504 | 998713 |  | 18 |  | Services:- Armored Fibre Optic Cable and associated termination equipment | LOT | 1 |  | Included | 0 | 0 | 0
56 | 7000028314 | 620 | 290 | 60 | PMU & associated items (Balipara PG) | 170003449 | 998316 |  | 18 |  | SUPPLY, INSTALLATION, TESTING AND COMMISSIONING OF LIU-FO PATCH PANEL-12 PORT | EA | 2 |  | Included | 0 | 0 | 0
57 | 7000028314 | 620 | 290 | 70 | PMU & associated items (Balipara PG) | 170000501 | 998734 |  | 18 |  | Integration of PMU with the PDC (Phasor Data Concentrator) of RLDCs and respective SLDCs as required. | LOT | 1 |  | Included | 0 | 0 | 0
[11 empty] | Total Installation Charges |  |  |  | 0 |  |  | 0
[11 empty] | Total GST as confirmed by Bidder |  |  |  |  | 0
* | In case the bidder leaves the cell for confirmation of the SAC and/or GST rate “blank”, the SAC and corresponding GST rate indicated by the Employer shall be deemed to be the one confirmed by the Bidder.
Date : |  |  | -- | [8 empty] | Printed Name:
Place : | [11 empty] | Designation :
Click for Sch-4

## Sch-3 Dis (hidden)
Specification No.: CC/NT/W-AIS/DOM/A10/24/10719 |  |  |  |  | Schedule - 3
400kV AIS SUBSTATION PACKAGE SS-137 for i) Extension of 132kV PASIGHAT (OLD) Substation, ii) Extension of 132kV ROING (PG) Substation, iii) Extension of 132kV TEZU (PG) Substation, iv) Extension of 132kV NAMSAI (PG) Substation, v) Extension of 400kV Balipara (PG) Substation under NERES-XXIII & NERES-XXVI | [7 empty] | As per Lum-sum |  | 0%
(SCHEDULE OF RATES AND PRICES : ERECTION CHARGES) | [7 empty] | AS per Percent |  | #REF!
[8 empty] | As per lum-sum on Sch-3 |  | 0%
Bidder’s Name and Address (Sole Bidder) : |  |  |  | To: |  |  |  | As per Percent on Sch-3 |  | #REF!
|  |  |  | Contracts Services, 3rd Floor |  |  |  | Total Discount |  | #REF!
Name : |  |  |  | Power Grid Corporation of India Ltd.,
Address : |  |  |  | "Saudamini", Plot No.-2
|  |  |  | Sector-29, |  |  |  | Multipackage lum-sum |  | 0%
Gurgaon (Haryana) - 122001
[5 empty] | All Prices are in Indian Rupees. |  |  |  | Amount after Discount (Rs.) |  | Dis Alert | Amount after MPD (Rs.)
SI. No. | Description | Unit | Quantity | Unit Erection Charges | Total Erection Charges |  |  |  | Unit Erection Charges | Total Erection Charges |  | Unit Erection Charges | Total Erection Charges
1 | 2 | 3 | 4 | 5 | 6 = 4 x 5 |  |  |  | 5 | 6 = 4 x 5 |  | 5 | 6 = 4 x 5
#REF! | #REF!
#REF! | #REF!
| #REF! | #REF! | #REF! | #REF! | #REF!
| #REF! | #REF! | #REF! | #REF! | #REF!
#REF! | #REF! |  |  |  |  | (a) | Detailed Soil Investigation
| #REF! | #REF! | #REF! | #REF! | #REF! | (b) | All kinds of soil except fissured rock & hard rock
| #REF! | #REF! | #REF! | #REF! | #REF! | (e) | River Crossing Location
| #REF! | #REF! | #REF! | #REF! | #REF! | (f)
#REF! | #REF!
| #REF! | #REF! | #REF! | #REF! | #REF!
| #REF! | #REF! | #REF! | #REF! | #REF!
| #REF! | #REF! | #REF! | #REF! | #REF!
#REF! | #REF!
#REF! | #REF!
| #REF! | #REF! | #REF! | #REF! | #REF!
| #REF! | #REF! | #REF! | #REF! | #REF!
| #REF! | #REF! | #REF! | #REF! | #REF!
| #REF! | #REF! | #REF! | #REF! | #REF!
| #REF! | #REF! | #REF! | #REF! | #REF!
#REF! | #REF!
| #REF! | #REF! | #REF! | #REF! | #REF!
| #REF! | #REF! | #REF! | #REF! | #REF!
#REF! | #REF! | #REF! | #REF! | #REF! | #REF!
#REF! | #REF! | #REF! | #REF! | #REF! | #REF!
#REF! | #REF!
| #REF! | #REF! | #REF! | #REF! | #REF!
#REF! | #REF!
| #REF! | #REF! | #REF! | #REF! | #REF!
| #REF! | #REF! | #REF! | #REF! | #REF!
#REF! | #REF!
| #REF! | #REF! | #REF! | #REF! | #REF!
| #REF! | #REF! | #REF! | #REF! | #REF!
| #REF! | #REF! | #REF! | #REF! | #REF!
| #REF! | #REF! | #REF! | #REF! | #REF!
| #REF! | #REF! | #REF! | #REF! | #REF!
| #REF! | #REF! | #REF! | #REF! | #REF!
#REF!
| #REF! | #REF! | #REF! | #REF! | #REF!
| #REF! | #REF! | #REF! | #REF! | #REF!
| #REF! | #REF! | #REF! | #REF! | #REF!
| #REF! | #REF! | #REF! | #REF! | #REF!
#REF! | #REF!
#REF!
| #REF! | #REF! | #REF! | #REF! | #REF!
#REF! | #REF!
#REF! | #REF! | #REF! | #REF! | #REF! | #REF!
#REF! | #REF!
#REF! | #REF! | #REF! | #REF! | #REF! | #REF!
#REF! | #REF! | #REF! | #REF! | #REF! | #REF!
#REF! | #REF!
| #REF! | #REF! | #REF! | #REF! | #REF!
| Total Erection Price (A+B) |  |  |  | #REF!
Date : | --
Place : |  |  | Printed Name :
|  |  | Designation : | 0
Click for Sch-4

## Sch-4
Specification No.: CC/NT/W-AIS/DOM/A10/24/10719 | [15 empty] | Schedule - 4
400kV AIS SUBSTATION PACKAGE SS-137 for i) Extension of 132kV PASIGHAT (OLD) Substation, ii) Extension of 132kV ROING (PG) Substation, iii) Extension of 132kV TEZU (PG) Substation, iv) Extension of 132kV NAMSAI (PG) Substation, v) Extension of 400kV Balipara (PG) Substation under NERES-XXIII & NERES-XXVI
(SCHEDULE OF RATES AND PRICES )
Bidder’s Name and Address (Sole Bidder) : | [14 empty] | To:
Contracts Services, 3rd Floor
Name : | [14 empty] | Power Grid Corporation of India Ltd.,
Address : | [14 empty] | "Saudamini", Plot No.-2
Sector-29,
Gurgaon (Haryana) - 122001
Training Charges for Training to be imparted
SI. No. | PR No | PR Line Item No | Activity Header | PR Activity No | Activity Description | Service Code | SAC (Service Accounting Codes) | Whether SAC in column '8’ is confirmed. If not indicate applicable the SAC * | Rate of GST applicable ( in %) | Whether rate of GST in column ‘4’ is confirmed. If not indicate applicable rate of GST * | Description | Unit | Quantity | Unit Training Charges excluding GST | Total Training Charges excluding GST | Total GST as confirmed by Bidder
1 | 2 | 3 | 4 | 5 | 6 | 7 | 8 | 9 | 10 | 11 | 12 | 13 | 14 | 15 | 16 = 14 x 15 | 17
[17 empty] | Revaluation of J column | Tax Calculation
NOT APPLICABLE | [16 empty] | Revaluation of J column | Tax Calculation
[15 empty] | Included | 0 | 0 | 0
[9 empty] | Total Training Charges | [5 empty] | 0 |  |  | 0
[9 empty] | Total GST as confirmed by Bidder | [6 empty] | 0
Date : | -- |  |  |  | Date: | -- | [7 empty] | Printed Name :
Place : |  |  |  |  | Place: | [8 empty] | Designation :
Click for Sch-5

## Sch-4b (hidden)
Specification No.: CC/NT/W-AIS/DOM/A10/24/10719 | [15 empty] | Schedule - 4b
400kV AIS SUBSTATION PACKAGE SS-137 for i) Extension of 132kV PASIGHAT (OLD) Substation, ii) Extension of 132kV ROING (PG) Substation, iii) Extension of 132kV TEZU (PG) Substation, iv) Extension of 132kV NAMSAI (PG) Substation, v) Extension of 400kV Balipara (PG) Substation under NERES-XXIII & NERES-XXVI
(SCHEDULE OF RATES AND PRICES )
Bidder’s Name and Address (Sole Bidder) : | [14 empty] | To:
Contracts Services, 3rd Floor
Name : | [14 empty] | Power Grid Corporation of India Ltd.,
Address : | [14 empty] | "Saudamini", Plot No.-2
Sector-29,
Gurgaon (Haryana) - 122001
Maintenance Charges during & after Defect Laibility Period
SI. No. | PR No | PR Line Item No | Activity Header | PR Activity No | Activity Description | Service Code | SAC (Service Accounting Codes) | Whether SAC in column '8’ is confirmed. If not indicate applicable the SAC * | Rate of GST applicable ( in %) | Whether rate of GST in column ‘4’ is confirmed. If not indicate applicable rate of GST * | Description | Unit | Quantity | Unit Maintenance Charges excluding GST | Total Maintenance Charges excluding GST | Total GST as confirmed by Bidder
1 | 2 | 3 | 4 | 5 | 6 | 7 | 8 | 9 | 10 | 11 | 12 | 13 | 14 | 15 | 16 = 14 x 15 | 17
| 0 | [15 empty] | Revaluation of P column | Tax Calculation
A. | #REF! | [15 empty] | Revaluation of P column | Tax Calculation
1 | [14 empty] | Included | 0 | 0 | 0
2 | [14 empty] | Included | 0 | 0 | 0
3 | [14 empty] | Included | 0 | 0 | 0
4 | [14 empty] | Included | 0 | 0 | 0
B. | #REF! | [15 empty] | Revaluation of P column | Tax Calculation
1 | [14 empty] | Included | 0 | 0 | 0
2 | [14 empty] | Included | 0 | 0 | 0
3 | [14 empty] | Included | 0 | 0 | 0
4 | [14 empty] | Included | 0 | 0 | 0
[9 empty] | Total Maintenance Charges during and after Defect Liabilty Period | [5 empty] | 0 |  |  | 0
[9 empty] | Total GST as confirmed by Bidder | [6 empty] | 0
Date : | -- | [12 empty] | Printed Name :
Place : | [13 empty] | Designation :
Click for Sch-5

## Sch-5
Specification No.: CC/NT/W-AIS/DOM/A10/24/10719 |  |  |  | Schedule - 5
400kV AIS SUBSTATION PACKAGE SS-137 for i) Extension of 132kV PASIGHAT (OLD) Substation, ii) Extension of 132kV ROING (PG) Substation, iii) Extension of 132kV TEZU (PG) Substation, iv) Extension of 132kV NAMSAI (PG) Substation, v) Extension of 400kV Balipara (PG) Substation under NERES-XXIII & NERES-XXVI
(SUMMARY OF TAXES & DUTIES APPLICABLE ON PLANT & EQUIPMENT)
Bidder’s Name and Address (Sole Bidder) : |  |  | To:
Contracts Services, 3rd Floor
Name : |  |  | Power Grid Corporation of India Ltd.,
Address : |  |  | "Saudamini", Plot No.-2
Sector-29,
Gurgaon (Haryana) - 122001
Sl. No. | Item Nos. |  | Total Price (INR) |  | After Discount |  | After MPDiscount
1 | TOTAL GST ON GOODS |  |  |  | Excise Duty | #REF! | Excise Duty | #REF!
| Total GST for Supply of Goods (inter-alia including Type Test Charges) between the Contractor and the Employer (identified in Schedule 1') which are not included in the Ex-works price as per the provision of the Bidding Documents, as applicable. |  | 0
2 | TOTAL GST ON SERVICES |  |  |  | Sales Tax | 0 | Sales Tax | 0
| Total GST on Installation Services (Schedule-3), Training to be imparted in India (Schedule-4) |  | 0 |  | #REF! | 0 | #REF! | 0
| GRAND TOTAL [1+2] |  | 0 |  | Grand Total after Discount | #REF! | Grand Total after MPD | #REF!
Date: | -- | Printed Name :
Place: |  | Designation :
Click for Sch-6

## Sch-5 Dis (hidden)
Specification No.: CC/NT/W-AIS/DOM/A10/24/10719 |  |  |  | Schedule - 5
400kV AIS SUBSTATION PACKAGE SS-137 for i) Extension of 132kV PASIGHAT (OLD) Substation, ii) Extension of 132kV ROING (PG) Substation, iii) Extension of 132kV TEZU (PG) Substation, iv) Extension of 132kV NAMSAI (PG) Substation, v) Extension of 400kV Balipara (PG) Substation under NERES-XXIII & NERES-XXVI
SUMMARY OF TAXES & DUTIES APPLICABLE ON GOODS
Bidder’s Name and Address (Sole Bidder) : |  |  | To:
Contracts Services, 3rd Floor
Name : |  |  | Power Grid Corporation of India Ltd.,
Address : |  |  | "Saudamini", Plot No.-2
Sector-29,
Gurgaon (Haryana) - 122001
Sl. No. | Item Nos. |  | Total Price (INR)
1 | TOTAL GST ON GOODS |  | 0
Total GST for Supply of Goods (inter-alia including Type Test Charges) between the Contractor and the Employer (identified in Schedule 1') which are not included in the Ex-works price as per the provision of the Bidding Documents, as applicable.
2 | TOTAL GST ON SERVICES |  | 0
Total GST on Installation Services (Schedule-3), Training to be imparted in India (Schedule-4a) and Maintenance Charges during and after Defect Liabilty Period (Schedule-4b)
| GRAND TOTAL [1+2] |  | 0
Date : | -- | Printed Name :
Place : |  | Designation :
Click for Sch-6

## Sch-6
Specification No.: CC/NT/W-AIS/DOM/A10/24/10719 |  |  | Schedule - 6
400kV AIS SUBSTATION PACKAGE SS-137 for i) Extension of 132kV PASIGHAT (OLD) Substation, ii) Extension of 132kV ROING (PG) Substation, iii) Extension of 132kV TEZU (PG) Substation, iv) Extension of 132kV NAMSAI (PG) Substation, v) Extension of 400kV Balipara (PG) Substation under NERES-XXIII & NERES-XXVI
(GRAND SUMMARY)
Bidder’s Name and Address (Sole Bidder) : |  |  | To:
Contracts Services, 3rd Floor
Name : |  |  | Power Grid Corporation of India Ltd.,
Address : |  |  | "Saudamini", Plot No.-2
Sector-29,
Gurgaon (Haryana) - 122001
Sl. No. | Description |  | Total Price (INR)
1 | TOTAL SCHEDULE NO. 1 |  | 0
Ex-works price of Plant and Equipment including Type Test Charges
2 | TOTAL SCHEDULE NO. 2 |  | 0
Local Transportation, In-transit Insurance, loading & unloading
3 | TOTAL SCHEDULE NO. 3 |  | 0
Installation Charges
4 | TOTAL SCHEDULE NO. 4 |  | 0
Training Charges
4b | TOTAL SCHEDULE NO. 4b |  | 0
Maintenance Charges during & after Defect Laibility Period
5 | TOTAL SCHEDULE NO. 5 |  | 0
Taxes and Duties
6 | TOTAL SCHEDULE NO. 7 |  | 0
Type Test Charges [Total of this Schedule is included in Schedule - 1 above.]
| GRAND TOTAL [1+2+3+4+5] |  | 0
Date : | -- | Printed Name :
Place : |  | Designation :
Click for Sch-7

## Sch-6 After Discount
Specification No.: CC/NT/W-AIS/DOM/A10/24/10719 |  |  | Schedule - 6 After Discount
400kV AIS SUBSTATION PACKAGE SS-137 for i) Extension of 132kV PASIGHAT (OLD) Substation, ii) Extension of 132kV ROING (PG) Substation, iii) Extension of 132kV TEZU (PG) Substation, iv) Extension of 132kV NAMSAI (PG) Substation, v) Extension of 400kV Balipara (PG) Substation under NERES-XXIII & NERES-XXVI
(GRAND SUMMARY)
Bidder’s Name and Address (Sole Bidder) : |  |  | To:
Contracts Services, 3rd Floor
Name : |  |  | Power Grid Corporation of India Ltd.,
Address : |  |  | "Saudamini", Plot No.-2
Sector-29,
Gurgaon (Haryana) - 122001
Sl. No. | Description |  | Total Price (INR)
1 | TOTAL SCHEDULE NO. 1 |  | 0
Ex-works price of Plant and Equipment including Type Test Charges
2 | TOTAL SCHEDULE NO. 2 |  | 0
Local Transportation, In-transit Insurance, loading & unloading
3 | TOTAL SCHEDULE NO. 3 |  | 0
Installation Charges
4 | TOTAL SCHEDULE NO. 4 |  | 0
Training Charges
4b | TOTAL SCHEDULE NO. 4b |  | 0
Maintenance Charges during & after Defect Laibility Period
5 | TOTAL SCHEDULE NO. 5 |  | 0
Taxes and Duties
6 | TOTAL SCHEDULE NO. 7 |  | 0
Type Test Charges [Total of this Schedule is included in Schedule - 1 above.]
| GRAND TOTAL [1+2+3+4+5] |  | 0
Date : | -- | Printed Name :
Place : |  | Designation :
Click for Sch-7

## Sch-7
Specification No.: CC/NT/W-AIS/DOM/A10/24/10719 | [11 empty] | Schedule 7
400kV AIS SUBSTATION PACKAGE SS-137 for i) Extension of 132kV PASIGHAT (OLD) Substation, ii) Extension of 132kV ROING (PG) Substation, iii) Extension of 132kV TEZU (PG) Substation, iv) Extension of 132kV NAMSAI (PG) Substation, v) Extension of 400kV Balipara (PG) Substation under NERES-XXIII & NERES-XXVI | [15 empty] | As per Lum-sum |  | 0%
(SCHEDULE OF RATES AND PRICES ) | [15 empty] | AS per Percent |  | #REF!
[16 empty] | As per lum-sum on Sch-7 |  | 0%
Bidder’s Name and Address (Sole Bidder) : | [9 empty] | To: | [5 empty] | As per Percent on Sch-7 |  | #REF!
[10 empty] | Contracts Services, 3rd Floor | [5 empty] | Total Discount |  | #REF!
Name : | [9 empty] | Power Grid Corporation of India Ltd.,
Address : | [9 empty] | "Saudamini", Plot No.-2
[10 empty] | Sector-29, | [5 empty] | Multipackage Discount |  | 0%
Gurgaon (Haryana) - 122001
Type tests on Earthwire, Hardwar Fittings & accessories of conductor & earthwire:
SL. NO. | PR No | Line Item No | Code | HSN Code | Whether HSN in column ‘2’ is confirmed. If not indicate applicable the HSN code * | Rate of GST applicable ( in %) | Whether rate of GST in column ‘4’ is confirmed. If not indicate applicable rate of GST * | Description of Test | Unit | Quantity | Unit Test Charge | Total Test Charges (Rs.) | Total GST as confirmed by Bidder | Revaluation of M column | Tax Calculation |  | Total Test Charges After Discount (Rs.) |  | Dis Alert | Total Test Charges After MPD (Rs.)
1 | 2 | 3 | 4 | 5 | 6 | 7 | 8 | 9 | 10 | 11 | 12 | 13 = 10 x 11 | 14
I
1 | [11 empty] | Included | 0 | 0 | 0
2 | [11 empty] | Included | 0 | 0 | 0
NOT APPLICABLE
[8 empty] | TOTAL TYPE TEST CHARGES |  |  |  | 0
[8 empty] | Total GST as confirmed by Bidder |  |  |  |  | 0
Date : | -- |  |  | -- |  |  |  |  | Printed Name :
Place : | [8 empty] | Designation :
Note : |  |  |  | Bidder should indicate the name of test laboratories where type tests are proposed to be conducted
Specification No.: CC/NT/W-AIS/DOM/A10/24/10719
400kV AIS SUBSTATION PACKAGE SS-137 for i) Extension of 132kV PASIGHAT (OLD) Substation, ii) Extension of 132kV ROING (PG) Substation, iii) Extension of 132kV TEZU (PG) Substation, iv) Extension of 132kV NAMSAI (PG) Substation, v) Extension of 400kV Balipara (PG) Substation under NERES-XXIII & NERES-XXVI | [7 empty] | 0 | 0
(SCHEDULE OF RATES AND PRICES ) | [7 empty] | 0 | 0
Bidder’s Name and Address (Sole Bidder) :
[8 empty] | 0 | 0
Name : | [8 empty] | 0
Address : | [8 empty] | 0
0
0
SL. NO. | [7 empty] | Description of Test | #REF!
#REF! | [7 empty] | #REF! | #REF!
#REF! | [7 empty] | #REF!
#REF! | [7 empty] | #REF! | #REF!
#REF! | [7 empty] | #REF! | #REF!
[8 empty] | #REF! | #REF!
#REF! | [7 empty] | #REF!
#REF! | [7 empty] | #REF!
#REF! | [7 empty] | #REF!
#REF! | [7 empty] | #REF! | #REF!
#REF! | [7 empty] | #REF! | #REF!
#REF! | [7 empty] | #REF! | #REF!
#REF! | [7 empty] | #REF! | #REF!
[8 empty] | #REF! | #REF!
#REF! | [7 empty] | #REF!
#REF! | [7 empty] | #REF! | #REF!
#REF! | [7 empty] | #REF! | #REF!
#REF! | [7 empty] | #REF! | #REF!
#REF! | [7 empty] | #REF! | #REF!
[8 empty] | #REF! | #REF!
#REF! | [7 empty] | #REF!
#REF! | [7 empty] | #REF! | #REF!
#REF! | [7 empty] | #REF! | #REF!
#REF! | [7 empty] | #REF! | #REF!
[8 empty] | #REF! | #REF!
#REF! | [7 empty] | #REF!
#REF! | [7 empty] | #REF! | #REF!
#REF! | [7 empty] | #REF! | #REF!
#REF! | [7 empty] | #REF! | #REF!
[8 empty] | #REF! | #REF!
#REF! | [7 empty] | #REF!
#REF! | [7 empty] | #REF! | #REF!
#REF! | [7 empty] | #REF! | #REF!
#REF! | [7 empty] | #REF! | #REF!
#REF! | [7 empty] | #REF! | #REF!
[8 empty] | #REF! | #REF!
[8 empty] | #REF! | #REF!
#REF! | [7 empty] | #REF!
#REF! | [7 empty] | #REF!
#REF! | [7 empty] | #REF! | #REF!
#REF! | [7 empty] | #REF! | #REF!
#REF! | [7 empty] | #REF! | #REF!
[8 empty] | #REF! | #REF!
[8 empty] | #REF! | #REF!
#REF! | [7 empty] | #REF!
#REF! | [7 empty] | #REF!
#REF! | [7 empty] | #REF! | #REF!
#REF! | [7 empty] | #REF! | #REF!
#REF! | [7 empty] | #REF! | #REF!
#REF! | [7 empty] | #REF! | #REF!
#REF! | [7 empty] | #REF! | #REF!
[8 empty] | #REF! | #REF!
#REF! | [7 empty] | #REF!
#REF! | [7 empty] | #REF! | #REF!
#REF! | [7 empty] | #REF! | #REF!
#REF! | [7 empty] | #REF! | #REF!
#REF! | [7 empty] | #REF! | #REF!
#REF! | [7 empty] | #REF! | #REF!
#REF! | [7 empty] | #REF! | #REF!
[8 empty] | #REF! | #REF!
#REF! | [7 empty] | #REF!
#REF! | [7 empty] | #REF! | #REF!
#REF! | [7 empty] | #REF! | #REF!
#REF! | [7 empty] | #REF! | #REF!
#REF! | [7 empty] | #REF! | #REF!
#REF! | [7 empty] | #REF! | #REF!
#REF! | [7 empty] | #REF! | #REF!
#REF! | [7 empty] | #REF! | #REF!
#REF! | [7 empty] | #REF! | #REF!
#REF! | [7 empty] | #REF! | #REF!
[8 empty] | #REF! | #REF!
#REF! | [7 empty] | #REF!
#REF! | [7 empty] | #REF! | #REF!
#REF! | [7 empty] | #REF! | #REF!
#REF! | [7 empty] | #REF! | #REF!
[8 empty] | #REF! | #REF!
#REF! | [7 empty] | #REF!
#REF! | [7 empty] | #REF! | #REF!
#REF! | [7 empty] | #REF! | #REF!
#REF! | [7 empty] | #REF! | #REF!
[8 empty] | #REF! | #REF!
#REF! | [7 empty] | #REF!
#REF! | [7 empty] | #REF! | #REF!
#REF! | [7 empty] | #REF! | #REF!
[8 empty] | #REF! | #REF!
#REF! | [7 empty] | #REF!
#REF! | [7 empty] | #REF! | #REF!
#REF! | [7 empty] | #REF! | #REF!
#REF! | [7 empty] | #REF! | #REF!
#REF! | [7 empty] | #REF! | #REF!
#REF! | [7 empty] | #REF! | #REF!
#REF! | [7 empty] | #REF! | #REF!
[8 empty] | #REF! | #REF!
#REF! | [7 empty] | #REF!
#REF! | [7 empty] | #REF! | #REF!
#REF! | [7 empty] | #REF! | #REF!
#REF! | [7 empty] | #REF! | #REF!
#REF! | [7 empty] | #REF! | #REF!
#REF! | [7 empty] | #REF!
#REF! | [7 empty] | #REF! | #REF!
#REF! | [7 empty] | #REF! | #REF!
#REF! | [7 empty] | #REF! | #REF!
#REF! | [7 empty] | #REF! | #REF!
[8 empty] | #REF! | #REF!
[8 empty] | #REF! | #REF!
[8 empty] | #REF! | #REF!
Click for Bid Form 2nd Envelope

## Sch-7 Dis (hidden)
Specification No.: CC/NT/W-AIS/DOM/A10/24/10719
400kV AIS SUBSTATION PACKAGE SS-137 for i) Extension of 132kV PASIGHAT (OLD) Substation, ii) Extension of 132kV ROING (PG) Substation, iii) Extension of 132kV TEZU (PG) Substation, iv) Extension of 132kV NAMSAI (PG) Substation, v) Extension of 400kV Balipara (PG) Substation under NERES-XXIII & NERES-XXVI | [6 empty] | As per Lum-sum |  | 0%
(SCHEDULE OF RATES AND PRICES : TYPE TEST CHARGES) | [6 empty] | AS per Percent |  | #REF!
[7 empty] | As per lum-sum on Sch-7 |  | 0%
Bidder’s Name and Address (Sole Bidder) : |  |  |  | To: |  |  | As per Percent on Sch-7 |  | #REF!
|  |  |  | Contracts Services, 3rd Floor |  |  | Total Discount |  | #REF!
Name : |  |  |  | Power Grid Corporation of India Ltd.,
Address : |  |  |  | "Saudamini", Plot No.-2
|  |  |  | Sector-29, |  |  | Multipackage Discount |  | 0%
Gurgaon (Haryana) - 122001
Type Tests on Earthwire
SL. NO. | Description of Test | Unit | Quantity | Unit Test Charge | Total Test Charges (Rs.) |  |  | Total Test Charges After Discount (Rs.) |  | Dis Alert | Total Test Charges After MPD (Rs.)
I | #REF!
(a) | #REF! | #REF! | #REF! | #REF! | #REF!
(b) | #REF! | #REF! | #REF! | #REF! | #REF!
| Sub-Total (I) |  |  |  | #REF!
| TOTAL TEST CHARGES (I) |  |  |  | #REF!
[7 empty] | Discount Sche-7 | #REF! |  | MPD Sche-7 | #REF!
[7 empty] | Dis Alert | #REF!
Signature :
Date : | -- | Printed Name :
Place : |  | Designation :
Common Seal :
Note : | Bidder should indicate the name of test laboratories where type tests are proposed to be conducted
Specification No.: CC/NT/W-AIS/DOM/A10/24/10719
400kV AIS SUBSTATION PACKAGE SS-137 for i) Extension of 132kV PASIGHAT (OLD) Substation, ii) Extension of 132kV ROING (PG) Substation, iii) Extension of 132kV TEZU (PG) Substation, iv) Extension of 132kV NAMSAI (PG) Substation, v) Extension of 400kV Balipara (PG) Substation under NERES-XXIII & NERES-XXVI | 0 | 0 |  |  |  | 0
(SCHEDULE OF RATES AND PRICES : TYPE TEST CHARGES) | 0 | 0 |  |  |  | 0
Bidder’s Name and Address (Sole Bidder) : | [5 empty] | 0
| 0 | 0 |  |  |  | 0
Name : |  | 0 |  |  |  | 0
Address : |  | 0 |  |  |  | 0
|  | 0 |  |  |  | 0
|  | 0 |  |  |  | 0
SL. NO. | Description of Test | 0
#REF! | #REF! | #REF!
#REF! | #REF!
#REF! | #REF! | #REF!
#REF! | #REF! | #REF!
| #REF! | #REF!
#REF! | #REF!
#REF! | #REF!
#REF! | #REF!
#REF! | #REF! | #REF!
#REF! | #REF! | #REF!
#REF! | #REF! | #REF!
#REF! | #REF! | #REF!
| #REF! | #REF!
#REF! | #REF!
#REF! | #REF! | #REF!
#REF! | #REF! | #REF!
#REF! | #REF! | #REF!
#REF! | #REF! | #REF!
| #REF! | #REF!
#REF! | #REF!
#REF! | #REF! | #REF!
#REF! | #REF! | #REF!
#REF! | #REF! | #REF!
| #REF! | #REF!
#REF! | #REF!
#REF! | #REF! | #REF!
#REF! | #REF! | #REF!
#REF! | #REF! | #REF!
| #REF! | #REF!
#REF! | #REF!
#REF! | #REF! | #REF!
#REF! | #REF! | #REF!
#REF! | #REF! | #REF!
#REF! | #REF! | #REF!
| #REF! | #REF!
| #REF! | #REF!
#REF! | #REF!
#REF! | #REF!
#REF! | #REF! | #REF!
#REF! | #REF! | #REF!
#REF! | #REF! | #REF!
| #REF! | #REF!
| #REF! | #REF!
#REF! | #REF!
#REF! | #REF!
#REF! | #REF! | #REF!
#REF! | #REF! | #REF!
#REF! | #REF! | #REF!
#REF! | #REF! | #REF!
#REF! | #REF! | #REF!
| #REF! | #REF!
#REF! | #REF!
#REF! | #REF! | #REF!
#REF! | #REF! | #REF!
#REF! | #REF! | #REF!
#REF! | #REF! | #REF!
#REF! | #REF! | #REF!
#REF! | #REF! | #REF!
| #REF! | #REF!
#REF! | #REF!
#REF! | #REF! | #REF!
#REF! | #REF! | #REF!
#REF! | #REF! | #REF!
#REF! | #REF! | #REF!
#REF! | #REF! | #REF!
#REF! | #REF! | #REF!
#REF! | #REF! | #REF!
#REF! | #REF! | #REF!
#REF! | #REF! | #REF!
| #REF! | #REF!
#REF! | #REF!
#REF! | #REF! | #REF!
#REF! | #REF! | #REF!
#REF! | #REF! | #REF!
| #REF! | #REF!
#REF! | #REF!
#REF! | #REF! | #REF!
#REF! | #REF! | #REF!
#REF! | #REF! | #REF!
| #REF! | #REF!
#REF! | #REF!
#REF! | #REF! | #REF!
#REF! | #REF! | #REF!
| #REF! | #REF!
#REF! | #REF!
#REF! | #REF! | #REF!
#REF! | #REF! | #REF!
#REF! | #REF! | #REF!
#REF! | #REF! | #REF!
#REF! | #REF! | #REF!
#REF! | #REF! | #REF!
| #REF! | #REF!
#REF! | #REF!
#REF! | #REF! | #REF!
#REF! | #REF! | #REF!
#REF! | #REF! | #REF!
#REF! | #REF! | #REF!
#REF! | #REF!
#REF! | #REF! | #REF!
#REF! | #REF! | #REF!
#REF! | #REF! | #REF!
#REF! | #REF! | #REF!
| #REF! | #REF!
| #REF! | #REF!
| #REF! | #REF!
Click for Bid Form 2nd Envelope

## Discount
AAABBAAAABBf
Specification No.: CC/NT/W-AIS/DOM/A10/24/10719 |  |  |  |  | Letter of Discount
LETTER OF DISCOUNT
To:
Contract Services
Power Grid Corporation of India Ltd.,
"Saudamini", Plot No.-2
Sector-29, (near IFFCO Chowk)
Gurgaon (Haryana) - 122001
Subject : |  | 400kV AIS SUBSTATION PACKAGE SS-137 for i) Extension of 132kV PASIGHAT (OLD) Substation, ii) Extension of 132kV ROING (PG) Substation, iii) Extension of 132kV TEZU (PG) Substation, iv) Extension of 132kV NAMSAI (PG) Substation, v) Extension of 400kV Balipara (PG) Substation under NERES-XXIII & NERES-XXVI
Dear Sir
With reference to the subject tender, we hereby offer unconditional discount on the prices quoted by us as per details given here below : | [6 empty] | Eq Weightage of Rs/ % | Final Discount Factor
| 1 | Discount on lum-sum basis on total price quoted by us without Taxes & Duties. [The discount shall be proportionately applicable on all the items of all the Schdules i.e. Sch-1 (without type test charges), Sch-2, Sch-3, Sch-4a, Sch-4b & Sch-7] In Rs. |  |  |  | 0 | 0%
| 2 | Discount on percent basis on total price quoted by us without Taxes & Duties. [The discount shall be applicable on all the items of all the Schdules i.e. Sch-1 (without type test charges), Sch-2 , Sch-3, Sch-4a, Sch-4b & Sch-7] In Percent (%) |  |  |  | 0 | 0%
| 3 | Discount on lum-sum basis on the Schedules as given below : [The discount shall be proportionately applicable on all the relevent items of the respective Schdules.] In Rs.
|  | Schedule-1 : Ex works prices |  | In Rs. |  | 0 | 0% | Schedule-1 : Ex-Works Price | 0%
|  | Schedule-2 : Freight & Insurance |  | In Rs. |  | 0 | 0% | Schedule-2 : Freight & Insurance | 0%
|  | Schedule-3 : Erection Charges |  | In Rs. |  | 0 | 0% | Schedule-3 : Erection Charges | 0%
|  | Schedule-4a : Training Charges |  | In Rs. |  | 0 | 0% | Schedule-4a : Training Charges | 0%
|  | Schedule-4b : Maintenance Charges during and after DLP |  | In Rs. |  | 0 | 0% | Schedule-4b : Maintenance Charges | 0%
|  | Schedule-7 : Type Test Charges |  | In Rs. |  | 0 | 0% | Schedule-7 : Type Test Charges | 0%
| 4 | Discount on percent basis on the Schedules as given below : [The discount shall be applicable on all the relevent items of the respective Schdules.] In Percent (%)
|  | Schedule-1 : Ex works prices |  | In Percent (%) |  | 0 | 0%
|  | Schedule-2 : Freight & Insurance |  | In Percent (%) |  | 0 | 0%
|  | Schedule-3 : Erection Charges |  | In Percent (%) |  | 0 | 0%
|  | Schedule-4a : Training Charges |  | In Percent (%) |  | 0 | 0%
|  | Schedule-4b : Maintenance Charges during and after DLP |  | In Percent (%) |  | 0 | 0%
|  | Schedule-7 : Type Test Charges |  | In Percent (%) |  | 0 | 0%
Discount(s) offered at sl. No. 1 to 4 will get displayed and accounted for automatically in the respective items of the Schedules.
| 5 | We hereby offer Multi-package discount as given below:
Multi-Package Discount(s) offered at sl. No. 5 will not get automatically accounted for in the respective items of the Schedules. The same shall be worked out saparately for evaluation.
Please consider this letter of discount as the integral part of our price bid.
Thanking you, we remain,
Yours faithfully,
For and on behalf of
Date : |  | -- | Printed Name :
Place : |  |  | Designation :
Click for Bid Form

## Octroi (hidden)
Details of Octroi
Sl No. | Description of Items | Amount on which Octroi is applicable | Rate of Octroi | Octroi
(1) | (2) | (3) | (4) | (5) =(3) x (4)
1 |  |  |  | 0
2 |  |  |  | 0
3 |  |  |  | 0
4 |  |  |  | 0
5 |  |  |  | 0
6 |  |  |  | 0
7 |  |  |  | 0
8 |  |  |  | 0
9 |  |  |  | 0
10 |  |  |  | 0
| Total |  |  | 0
Back to Sch 5

## Entry Tax (hidden)
Details of Entry Tax
Sl No. | Description of Items | Amount on which Entry Tax is applicable | Rate of Entry Tax | Entry Tax
(1) | (2) | (3) | (4) | (5) =(3) x (4)
1 |  |  |  | 0
2 |  |  |  | 0
3 |  |  |  | 0
4 |  |  |  | 0
5 |  |  |  | 0
6 |  |  |  | 0
7 |  |  |  | 0
8 |  |  |  | 0
9 |  |  |  | 0
10 |  |  |  | 0
| Total |  |  | 0
Back to Sch 5

## Other Taxes & Duties (hidden)
Details of Other Taxes & Duties
Sl No. | Description of Items | Amount on which Other Taxes & Duties are applicable | Description of Taxes & Duties | Rate of Taxes & Duties | Amount of Taxes & Duties
(1) | (2) | (3) | (4) | (5) | (6) =(3) x (4)
1 |  |  |  |  | 0
2 |  |  |  |  | 0
3 |  |  |  |  | 0
4 |  |  |  |  | 0
5 |  |  |  |  | 0
6 |  |  |  |  | 0
7 |  |  |  |  | 0
8 |  |  |  |  | 0
9 |  |  |  |  | 0
10 |  |  |  |  | 0
| Total |  |  |  | 0
Back to Sch 5

## Bid Form 2nd Envelope
Specification No.: CC/NT/W-AIS/DOM/A10/24/10719 |  |  |  | Bid Form 2nd Envelope |  | Sole Bidder |  |  |  | 1 | st |  | 1 | January
[6 empty] | 0 |  |  |  | 2 | nd |  | 2 | February
BID FORM (Second Envelope) | [9 empty] | 3 | rd |  | 3 | March
[10 empty] | 4 | th |  | 4 | April
Bid Proposal Ref. No. | [9 empty] | 5 | th |  | 5 | May
Date : | -- | [8 empty] | 6 | th | #VALUE! | 6 | June
[10 empty] | 7 | th | #VALUE! | 7 | July
To: | [9 empty] | 8 | th | #VALUE! | 8 | August
Contracts Services, 3rd Floor | [9 empty] | 9 | th | #VALUE! | 9 | September
Power Grid Corporation of India Ltd., | [9 empty] | 10 | th |  | 10 | October
"Saudamini", Plot No.-2 | [9 empty] | 11 | th |  | 11 | November
Sector-29, | [9 empty] | 12 | th |  | 12 | December
Gurgaon (Haryana) - 122001 | [9 empty] | 13 | th
[10 empty] | 14 | th
Name of Contract : | 400kV AIS SUBSTATION PACKAGE SS-137 for i) Extension of 132kV PASIGHAT (OLD) Substation, ii) Extension of 132kV ROING (PG) Substation, iii) Extension of 132kV TEZU (PG) Substation, iv) Extension of 132kV NAMSAI (PG) Substation, v) Extension of 400kV Balipara (PG) Substation under NERES-XXIII & NERES-XXVI | [8 empty] | 15 | th
Dear Ladies and/or Gentlemen, | [9 empty] | 16 | th
1 | In continuation of First Envelope of our Bid, we hereby submit the Second Envelope of the Bid, both of which shall be read together and in conjunction with each other, and shall be construed as an integral part of our Bid. Accordingly, we the undersigned, offer to design, manufacture, test, deliver, install and commission (including carrying out Trial Operation, Performance & Guarantee Test as per provision of Technical Specification) under the above-named package in full conformity with the said Bidding Documents for the sum of Rs. 0 (Rs. Zero Only ) or such other sums as may be determined in accordance with the terms and conditions of the Bidding Documents. |  |  |  |  | In continuation of First Envelope of our Bid, we hereby submit the Second Envelope of the Bid, both of which shall be read together and in conjunction with each other, and shall be construed as an integral part of our Bid. Accordingly, we the undersigned, offer to design, manufacture, test, deliver, install and commission (including carrying out Trial Operation, Performance & Guarantee Test as per provision of Technical Specification) under the above-named package in full conformity with the said Bidding Documents for the sum of Rs. | or such other sums as may be determined in accordance with the terms and conditions of the Bidding Documents. | 0 | (Rs. Zero Only ) | 17 | th
| The above amounts are in accordance with the price schedules attached herewith and are made part of this bid. | [8 empty] | 18 | th
2 | Price Schedules | [8 empty] | 19 | th
2.1 | In line with the requirements of the Bidding documents, we enclose herewith the following Price Schedules, duly filled - in as per your proforma: | [8 empty] | 20 | th
| Schedule 1 | Plant and Equipment (Including Mandatory Spare Parts) to be supplied, including Type Test Charges. | [7 empty] | 21 | st
| Schedule 2 | Local Transportation, In-transit Insurance, loading and unloading | [7 empty] | 22 | th
| Schedule 3 | Installation Charges. | [7 empty] | 23 | th
| Schedule 4 | Training charges for training to be imparted. | [7 empty] | 24 | th
| Schedule 4b | Maintenance Charges during & after Defect Laibility Period.
| Schedule 5 | Taxes and Duties not included in Schedule 1 | [7 empty] | 25 | th
| Schedule 6 | Grand Summary [Schedule 1to 5] | [7 empty] | 26 | th
| Schedule 7 | Break-up of Type Test Charges for Type Tests to be conducted | [7 empty] | 27 | th
2.2 | We are aware that the Price Schedules do not generally give a full description of the Work to be performed under each item and we shall be deemed to have read the Technical Specifications and other sections of the Bidding Documents and Drawings to ascertain the full scope of Work included in each item while filling-in the rates and prices. We agree that the entered rates and prices shall be deemed to include for the full scope as aforesaid, including overheads and profit. | [8 empty] | 28 | th
2.3 | We declare that as specified in Clause 11.5, Section –II:ITB, Vol.-I of the Bidding Documents, prices quoted by us in the Price Schedules shall be subject to Price Adjustment during the execution of Contract in accordance with Appendix-2 (Price Adjustment) to the Contract Agreement. | [8 empty] | 29 | th
2.4 | We understand that in the price schedules, where there are errors between the total of the amounts given under the column for the price Breakdown and the amount given under the Total Price, the former shall prevail and the latter will be corrected accordingly. We further understand that where there are discrepancies between amounts stated in figures and amounts stated in words, the amount stated in words shall prevail. Similarly, any discrepancy in the total bid price and that of the summation of Schedule price (price indicated in a Schedule indicating the total of that schedule), the total bid price shall be corrected to reflect the actual summation of the Schedule prices. | [8 empty] | 30 | th
2.5 | We declare that items left blank in the Schedules will be deemed to have been included in other items. The TOTAL for each Schedule and the TOTAL of Grand Summary shall be deemed to be the total price for executing the Facilities and sections thereof in complete accordance with the Contract, whether or not each individual item has been priced. | [8 empty] | 31 | st
3 | We confirm that except as otherwise specifically provided our Bid Prices in this Second Envelope include all taxes, duties, levies and charges as may be assessed on us/our Associate (applicable for Foreign Bidder), our Sub-Contractor/Sub-Vendor or their employees by all municipal, state or national government authorities in connection with the Facilities, in and outside of India.
3.1 | 100% of applicable Taxes and Duties i.e GST which are payable by the Employer under the Contract, shall be reimbursed by the Employer on production of satisfactory documentary evidence by the Contractor in accordance with the provisions of the Bidding Documents.
3.2 | We further understand that notwithstanding 3.0 above, in case of award on us, you shall also bear and pay/reimburse to us, GST applicable on supplies by us to you, imposed on the Plant & Equipment including Mandatory Spare Parts to be incorporated into the Facilities including Type Test charges for Type test to be conducted specified in Schedule No. 1, Installation Services specified in Schedule No. 3, Charges for Training to be imparted specified in Schedule No. 4a and Maintenance Charges during & after Defect Laibility Period specified in Schedule No. 4b of the Price Schedule in this Second Envelope by the Indian Laws.
3.3 | We confirm that we have also registered/we shall also get registered in the GST Network with a GSTIN, in all the states where the project is located and the states from which we shall make our supply of goods.
4 | # (For Joint Venture only) We, the partners of Joint Venture submitting this bid, do agree and confirm that in case of Award of Contract on the Joint Venture, we shall be jointly and severally liable and responsible for the execution of the Contract in accordance with Contract terms and conditions. |  |  |  | 1
5 | We, hereby, declare that only the persons or firms interested in this proposal as principals are named here and that no other persons or firms other than those mentioned herein have any interest in this proposal or in the Contract to be entered into, if the award is made on us, that this proposal is made without any connection with any other person, firm or party likewise submitting a proposal is in all respects for and in good faith, without collusion or fraud.
Thanking you, we remain,
Yours faithfully,
For and on behalf of
Signature :
Date : | -- |  | Printed Name :
Place : |  |  | Designation :
Common Seal :
In case of bid from a Joint Venture, name & designation of representative of JV partner is to be provided and Bid Form is also to be signed by him.
Please provide additional information of the Bidder
Business Address :
Country of Incorporation :
State/Province to be indicated :
Name of Principal Officer :
Address of Principal Officer :
Note: Bidders may note that no prescribed proforma has been enclosed for Attachment 2 : Power of Attorney. Bidders may use their own proforma for furnishing the required information with the bid.
* * *
Back to Cover Page

## Q & C (2) (hidden)
STATEMENT OF QUOTED / CORRECTED PRICES
All Figures are in Rupees
Bidder |  | 0
Sl. No. | Price Component | Quoted Price | Corrected Price
1 | TOTAL SCHEDULE NO. 1:Ex-Works Price of Plant and Equipment including Type Test Charges | 0 |  | 0
2 | TOTAL SCHEDULE NO.2: Local Transportation, Insurance and other Incidental Services. | 0 |  | 0
3 | TOTAL SCHEDULE NO.3: Installation Charges | 0 |  | 0
4 | TOTAL SCHEDULE NO.4: Training Charges | Not Applicable |  | Not Applicable
5 | TOTAL BID PRICE: (Excluding Taxes & Duties) | 0 |  | 0
6 | DISCOUNT | #REF! |  | #REF! | #REF!
7 | NET BID PRICE (Excluding Taxes & Duties) | #REF! |  | #REF!
8 | TAXES & DUTIES PAYABLE ADDITIONALLY
| A) EXCISE DUTY | 0 |  | 0
| B) CENTRAL SALES TAX | 0 |  | 0
| C) VAT | #REF! |  | 0
| D) ENTRY TAX / OCTROI | #REF! |  | 0
E) OTHERS
| F) TOTAL TAXES & DUTIES | #REF! |  | 0
8 | TOTAL BID PRICE (INCLUDING TAXES & DUTIES) | #REF! |  | 0
9 | TOTAL SCHEDULE NO.7: Type Test Charges [Total of this Schedule is included in Schedule-1 above] | 0 |  | 0
I) | Bidder has indicated the following taxes and duties additionally applicable for their bid:
| Excise Duty % as |  |  |  | Excise Duty
| CST % as |  |  |  | CST
| #REF! |  |  |  | VAT | #REF! | #REF!
| #REF! |  |  |  | Entry Tax/ Octroi | #REF! | #REF!
| Others as |  |  |  | Others
II) | With regard to Entry Tax, it may be mentioned that the substations covered under the subject pacakge falls in State of MP, where an entry tax @ 2% of Purchase Price is applicable. In view of the above, the taxes and duties inter-alia including entry tax applicable for the bids are calculated :
a) | Ex-Works Price of Direct Supplies (after discount, if any) |  | Rs. | 0
b) | Excise Duty, as applicable on (a) above at the rate : | 10% | Rs. | 0
c) | Amount on which Sales Tax is applicable | 0 |  | 0
d) | CST, as applicable on (a) + ED (b) above at the rate : | 2% | Rs. | 0
e) | VAT, as applicable on (a) + ED (b) above at the rate : | 1% |  | 0
f) | Others [……………………………………………] |  | Rs.
g) | Purchase Price for Entry Tax (Total Ex-Works+F&I+ED+CST+Others) |  | Rs. | 0
h) | Entry Tax, as applicable on (e) above at the rate : |  | Rs. | 0
400kV AIS SUBSTATION PACKAGE SS-137 for i) Extension of 132kV PASIGHAT (OLD) Substation, ii) Extension of 132kV ROING (PG) Substation, iii) Extension of 132kV TEZU (PG) Substation, iv) Extension of 132kV NAMSAI (PG) Substation, v) Extension of 400kV Balipara (PG) Substation under NERES-XXIII & NERES-XXVI |  | Statement of Quoted / Corrected Prices |  | Page
Spec. No. | Specification No.: CC/NT/W-AIS/DOM/A10/24/10719

## Q & C (hidden)
STATEMENT OF QUOTED / CORRECTED PRICES
All Figures are in Rupees
Bidder
Sl. No. | Price Component | Quoted Price | Corrected Price
1 | TOTAL SCHEDULE NO. 1:Ex-Works Price of Plant and Equipment including Type Test Charges | 0 |  | 0
2 | TOTAL SCHEDULE NO.2: Local Transportation, Insurance and other Incidental Services. | 0 |  | 0
3 | TOTAL SCHEDULE NO.3: Installation Charges | 0 |  | 0
4 | TOTAL SCHEDULE NO.4: Training Charges | Not Applicable |  | Not Applicable
5 | TOTAL BID PRICE: (Excluding Taxes & Duties) | 0 |  | 0
6 | DISCOUNT | #REF! |  | #REF!
7 | NET BID PRICE (Excluding Taxes & Duties) | #REF! |  | #REF!
8 | TAXES & DUTIES PAYABLE ADDITIONALLY
| A) EXCISE DUTY | #REF! |  | 0
| B) CENTRAL SALES TAX /VAT | #REF! |  | #REF!
| C) ENTRY TAX / OCTROI | #REF! |  | #REF!
| D) OTHERS | #REF! |  | 0
| E) TOTAL TAXES & DUTIES | #REF! |  | #REF!
8 | TOTAL BID PRICE (INCLUDING TAXES & DUTIES) | #REF! |  | #REF!
9 | TOTAL SCHEDULE NO.7: Type Test Charges [Total of this Schedule is included in Schedule-1 above] | 0 |  | 0
I) | Bidder has indicated the following taxes and duties additionally applicable for their bid:
a) | Excise Duty |  | Rs. | #REF!
b) | CST /VAT |  | Rs. | #REF!
c) | Entry Tax / Octroi |  | Rs. | #REF!
d) | Others |  | Rs. | #REF!
II) | Bidder has offered following discount(s)
III) | With regard to Entry Tax, it may be mentioned that the substations covered under the subject pacakge falls in State of MP, where an entry tax @ 1% of Purchase Price is applicable. In view of the above, the taxes and duties inter-alia including entry tax applicable for the bids are calculated : |  |  |  | Details of dicounts
a) | Ex-Works Price of Direct Supplies (after discount, if any) |  | Rs. | 0 | Gross LS | #REF! | #REF! | #REF! | Gross % | #REF! | #REF! | #REF!
b) | Excise Duty @ 10.3% of (a) above |  | Rs. | 0 |  |  |  | #REF! |  |  |  | #REF!
c) | CST / VAT @ 2% of Ex-Works of Direct Supplies (a) + ED (b) above |  | Rs. | #REF! | Sch-1 Direct LS | #REF! | #REF! | #REF! | Sch-1 Direct % | #REF! | #REF! | #REF!
d) | Others |  | Rs. |  | Sch-1 BO LS | #REF! | #REF! | #REF! | Sch-1 BO % | #REF! | #REF! | #REF!
e) | Purchase Price for Entry Tax (Total Ex-Works+F&I+ED+CST+Others) |  | Rs. | #REF! | Sch-2 LS | #REF! | #REF! | #REF! | Sch-2 % | #REF! | #REF! | #REF!
f) | Entry Tax @ 1% of (e) above |  | Rs. | #REF! | Sch-3 LS | #REF! | #REF! | #REF! | Sch-3 % | #REF! | #REF! | #REF!
[5 empty] | Sch-7 LS | #REF! | #REF! | #REF! | Sch-7 % | #REF! | #REF! | #REF!
400kV AIS SUBSTATION PACKAGE SS-137 for i) Extension of 132kV PASIGHAT (OLD) Substation, ii) Extension of 132kV ROING (PG) Substation, iii) Extension of 132kV TEZU (PG) Substation, iv) Extension of 132kV NAMSAI (PG) Substation, v) Extension of 400kV Balipara (PG) Substation under NERES-XXIII & NERES-XXVI |  | Statement of Quoted / Corrected Prices |  | Page | Different Manner | #REF!
[5 empty] | Text for Discount | #REF!
#REF!
#REF!

## N to W (hidden)
0
Rs. Zero Only
0
0
0
0
0
0
1 | One
2 | Two
3 | Three
4 | Four
5 | Five
6 | Six
7 | Seven
8 | Eight
9 | Nine
10 | Ten
11 | Eleven
12 | Twelve
13 | Thirteen
14 | Fourteen
15 | Fifteen
16 | Sixteen
17 | Seventeen
18 | Eighteen
19 | Nineteen
20 | Twenty
21 | Twenty One
22 | Twenty Two
23 | Twenty Three
24 | Twenty Four
25 | Twenty Five
26 | Twenty Six
27 | Twenty Seven
28 | Twenty Eight
29 | Twenty Nine
30 | Thirty
31 | Thirty One
32 | Thirty Two
33 | Thirty Three
34 | Thirty Four
35 | Thirty Five
36 | Thirty Six
37 | Thirty Seven
38 | Thirty Eight
39 | Thirty Nine
40 | Forty
41 | Forty One
42 | Forty Two
43 | Forty Three
44 | Forty Four
45 | Forty Five
46 | Forty Six
47 | Forty Seven
48 | Forty Eight
49 | Forty Nine
50 | Fifty
51 | Fifty One
52 | Fifty Two
53 | Fifty Three
54 | Fifty Four
55 | Fifty Five
56 | Fifty Six
57 | Fifty Seven
58 | Fifty Eight
59 | Fifty Nine
60 | Sixty
61 | Sixty One
62 | Sixty Two
63 | Sixty Three
64 | Sixty Four
65 | Sixty Five
66 | Sixty Six
67 | Sixty Seven
68 | Sixty Eight
69 | Sixty Nine
70 | Seventy
71 | Seventy One
72 | Seventy Two
73 | Seventy Three
74 | Seventy Four
75 | Seventy Five
76 | Seventy Six
77 | Seventy Seven
78 | Seventy Eight
79 | Seventy Nine
80 | Eighty
81 | Eighty One
82 | Eighty Two
83 | Eighty Three
84 | Eighty Four
85 | Eighty Five
86 | Eighty Six
87 | Eighty Seven
88 | Eighty Eight
89 | Eighty Nine
90 | Ninety
91 | Ninety One
92 | Ninety Two
93 | Ninety Three
94 | Ninety Four
95 | Ninety Five
96 | Ninety Six
97 | Ninety Seven
98 | Ninety Eight
99 | Ninety Nine
100 | One Hundred