## Basic (hidden)
Package Name | 400kV GIS Substation Package SS-85 for: (i) (a) Establishment of Digital 400/220kV Navsari (New) (South Gujrat) GIS S/S (b) Extension works at 400kV Kala GIS S/S (c) Extension works at 400kV Magarwada GIS S/S under Transmission Network Expansion in Gujarat to increase its ATS from ISTS: Part B. (ii) 400kV GIS ICT bay extension under augmentation of transformation capacity at Navsari(New) 765/400kV GIS S/S under Transmission Network Expansion in Gujarat associated with integration of RE projects from Khavda potential RE Zone. (iii) 08 Nos 220kV GIS Feeder Bays at Navasri (New) as Deposit Work of GETCO.
Direct
Package Code | 400kV GIS Substation Package SS-85 | Bought-out
Specification No. | 5002002195/GIS-INCLUDING/DOM/A02-CC CS -3

## Cover
Price Schedules | 400kV GIS Substation Package SS-85 for: (i) (a) Establishment of Digital 400/220kV Navsari (New) (South Gujrat) GIS S/S (b) Extension works at 400kV Kala GIS S/S (c) Extension works at 400kV Magarwada GIS S/S under Transmission Network Expansion in Gujarat to increase its ATS from ISTS: Part B. (ii) 400kV GIS ICT bay extension under augmentation of transformation capacity at Navsari(New) 765/400kV GIS S/S under Transmission Network Expansion in Gujarat associated with integration of RE projects from Khavda potential RE Zone. (iii) 08 Nos 220kV GIS Feeder Bays at Navasri (New) as Deposit Work of GETCO. |  | 400kV GIS Substation Package SS-85
5002002195/GIS-INCLUDING/DOM/A02-CC CS -3
| 1 | Fill up only green shaded cells in Sch-1, Sch-2, Sch-3, Sch-5, Sch-7 and Bid Form 2nd Envelope.
| 2 | All the cells in Sch-4 & Sch-6 are auto filled, therefore no cell is required to be filled up there.
| 3 | Instructions / error messages, if any, will be displayed automatically after selecting the cell.
| 4 | After filling up all the schedues, save the file, take print out of all the schedules and Bid form and sign & stamp and submit them as hard copy of the 2nd envelope (Price part) of the bid. Also ensure to submit the soft copy of the the same file on CD/ DVD.
पावर ग्रिड कारपोरेशन ऑफ इण्डिया लिमिटेड
(भारत सरकार का उद्यम)
Power Grid Corporation of India Limited
(A Government of India Enterprises)
Click to skip Instructions & Proceed
Click for Detailed General Instructions
General guidelines for filling up the Price Schedules, Sch-1 to Sch-7

## Instructions (hidden)
General Instruction to the Bidders for filling up this workbook of Price Schedules for Package TW13
I | While filling up the worksheets following may please be observed :
| (i) | Fill up only green shaded cells.
| (ii) | Certain data type entries have been restricted, such as Numeric values or limits of numeric values.
| (iii) | Select only the options provided in pull down menus.
| (iv) | Do not link any cell of this work book with any other work book.
| (v) | Do not use copy & paste or cut & paste options for filling up the data.
| (vi) | Do not reformat any of the cell of the work book.
II | This Workbook consists of following worksheets :
Cover :
Opening page of the workbook.
Names of Bidder :
| ● | Select Sole Bidder or JV (Joint Venture) from the pull down menu. Do not leave this cell blank.
| ● | Select nos. of the JV Partners other than the Lead Partner from drop down menu.
| ● | In case of JV partners more than 2, enter details of 3rd & more partners along with details of 2nd partner.
| ● | Fill up names and address of the Sole Bidder and /or Joint Venture.
| ● | Fill up date in dd-mm-yyyy format from drop down menu.
| ● | Click for Sch-1 given at the right top of the worksheet to go to Sch-1.
Sch-1 (Ex-works Prices) :
| ● | Fill up unit rates for all the items in numeric values greater than 0 (zero). If unit rate is left blank, the corresponding item shall be deemed to be included in the total price.
| ● | Corresponding cell for mode of transaction shall be come enable only after filling up the unit rate, therefore first fill up the unit rate and then mode of transaction for the corresponding item.
| ● | Select either Direct or Bought-out from the drop down menu. Do not leave the cell blank the same shall be deemed to be Bought-out if the cell is left blank.
| ● | Total amount shall get calculated automatically.
| ● | Type Test charges shall appear automatically after filling up Sch-7 appropriately.
Sch-2 (Freight & Insurance Charges) :
| ● | Fill up unit rates for all the items in numeric values greater than 0 (zero). If unit rate is left blank, the corresponding item shall be deemed to be included in the total price.
| ● | Total amount shall get calculated automatically.
Sch-3 (Erection Charges) :
| ● | Fill up unit rates for all the items in numeric values greater than 0 (zero). If unit rate is left blank, the corresponding item shall be deemed to be included in the total price.
| ● | Total amount shall get calculated automatically.
Sch-4 (Training Charges) :
| ● | Not applicable, hence no cell is required to be filled up.
Sch-5 (Summary of Taxes and Duties applicable on the Goods) :
| ● | Fill up applicable rate of Excise Duty. The amount of Excise Duty on the items mentioned as Direct in the mode of transaction in Schedule-1 shall be calculated automatically at the rate mentioned by the bidder here.
| ● | Segregate and fill up the amount on which Sales Tax shall be applicable out of Ex-works supply items mentioned as direct in the mode of transaction in Schedule-1. Applicable Excise Duty on this amount will be calculated automatically at the rate mentioned by the bidder. Further, fill up the rate of applicable Sales Tax. Amount of Sales Tax shall be automatically calculated on the amount mentioned by the bidder as subjected to Sales Tax plus applicable Excise Duty at the rate mentioned by the Bidder.
| ● | Difference of total amount quoted by the bidder as Direct Transaction and the amount mentioned by him subjected to Sales Tax shall be considered as the amount on which VAT shall become applicable and the same shall be calculated & displayed automatically. Applicable Excise Duty on this amount at the rate mentioned by the bidder shall also be calculated & displayed automatically. Fill up the rate of applicable VAT. The amount of VAT shall be calculated automatically on the amount considered to be subjected to VAT plus applicable Excise Duty at the rate mentioned by the bidder here.
| ● | Amount as per details filled up by the bidder in the work sheets Entry Tax, Octroi and other Taxes & Duties shall be displayed in this work sheet Sch-5 but will not be added to the grand total and shall be considered as applicable.
| ● | Click at the links to go to the work sheets Entry Tax, Octroi and other Taxes & Duties one by one.
Entry Tax :
| ● | Fill the description, amount and rate of applicable Entry Tax. Total of this worksheet shall be displayed in Sch -5 (Taxes & Duties)
| ● | Click at the link to go back to Sch-5.
OCTROI :
| ● | Fill the description, amount and rate of applicable Octroi. Total of this worksheet shall be displayed in Sch -5 (Taxes & Duties)
| ● | Click at the link to go back to Sch-5.
Other Taxes & Duties :
| ● | Fill the description, amount and rate of applicable Other Taxes & Duties. Total of this worksheet shall be displayed in Sch -5 (Taxes & Duties)
| ● | Click at the link to go back to Sch-5.
Sch -6 :
| ● | Summary of all the Schedules without considering discount (mentioned in the work sheet discount) shall be displayed automatically.
| ● | No cell is required to be filled in by the bidder in this worksheet.
Sch-7 (Type Test Charges) :
| ● | Fill up the rates & location where type tests are proposed.
| ● | Total of this Sch-7 shall automatically appear in Sch-1.
Bid form 2nd Envelope :
| ● | Fill up ref. no. as bidder's ref no. of this letter.
| ● | This letter shall consider the net price as per Sch-6 (After Discount).
| ● | Fill up names & Designation of the representatives of other JV partner(s) if the bidder is JV (Joint Venture) .
| ● | Fill up additional information as required.
* * *
Happy Bidding !
Click to Proceed

## Names of Bidder
AAAAAAAAABB& | 400kV GIS Substation Package SS-85 for: (i) (a) Establishment of Digital 400/220kV Navsari (New) (South Gujrat) GIS S/S (b) Extension works at 400kV Kala GIS S/S (c) Extension works at 400kV Magarwada GIS S/S under Transmission Network Expansion in Gujarat to increase its ATS from ISTS: Part B. (ii) 400kV GIS ICT bay extension under augmentation of transformation capacity at Navsari(New) 765/400kV GIS S/S under Transmission Network Expansion in Gujarat associated with integration of RE projects from Khavda potential RE Zone. (iii) 08 Nos 220kV GIS Feeder Bays at Navasri (New) as Deposit Work of GETCO.
| 5002002195/GIS-INCLUDING/DOM/A02-CC CS -3 |  |  |  | Sole Bidder | 1
[5 empty] | JV (Joint Venture) | Other Partner
Enter following details of the bidder
| Specify type of Bidder [Select from drop down menu] | Sole Bidder |  | 1 | 0
Name of Sole Bidder
Address of Sole Bidder
Name of other Partner - 1
Address of other Partner - 1
| Name of other Partner - 2 (more, if any) | …….. …….. …….. …….. …….. ……..
| Address of other Partner - 2 (more, if any) | …….. …….. …….. …….. …….. ……..
…….. …….. …….. …….. …….. ……..
…….. …….. …….. …….. …….. ……..
Printed Name
Designation
| Date |  | 31
Place
Click for Sch-1

## Sch-1
5002002195/GIS-INCLUDING/DOM/A02-CC CS -3 | [12 empty] | Schedule-1
400kV GIS Substation Package SS-85 for: (i) (a) Establishment of Digital 400/220kV Navsari (New) (South Gujrat) GIS S/S (b) Extension works at 400kV Kala GIS S/S (c) Extension works at 400kV Magarwada GIS S/S under Transmission Network Expansion in Gujarat to increase its ATS from ISTS: Part B. (ii) 400kV GIS ICT bay extension under augmentation of transformation capacity at Navsari(New) 765/400kV GIS S/S under Transmission Network Expansion in Gujarat associated with integration of RE projects from Khavda potential RE Zone. (iii) 08 Nos 220kV GIS Feeder Bays at Navasri (New) as Deposit Work of GETCO.
(SCHEDULE OF RATES AND PRICES)
BIDDER:
0 | [9 empty] | To: | [11 empty] | 1
Bidder’s Name and Address (Sole Bidder) : | [9 empty] | Contract Services | [11 empty] | 0
Name : | [9 empty] | Power Grid Corporation of India Ltd., | [11 empty] | 0
Address : | [9 empty] | "Saudamini", Plot No.-2 | [11 empty] | JOINT VENTURE OF 0 & 0
Sector-29,
Gurgaon (Haryana) - 122001
Plant and Equipment (including Mandatory Spares Parts) to be supplied, including Type Test Charges for Tests to be conducted.
(All Prices are in Indian Rupees)
SI. No. | PR No | PR Line Item No | Activity Description | Material Code | HSN Code | Whether HSN in column ‘6’ is confirmed. If not indicate applicable the HSN code # | Rate of GST applicable ( in %) | Whether rate of GST in column ‘8’ is confirmed. If not indicate applicable rate of GST # | Item Description | Unit | Qty. | Unit Ex-Works Price (excluding GST) | Total Ex-Works Price (excluding GST)
1 | 2 | 3 | 4 | 5 | 6 | 7 | 8 | 9 | 10 | 11 | 12 | 13 | 14 = 12 X 13 | [9 empty] | 91
I | 220kV GIS Line Feeders at Navsari-GETCO
1 | 7000016526 | 10 | 220 KV GIS Equipments | 1000001691 | 85359030 |  | 18 |  | 245kV, 1600 A, 50 kA, SF6 GIS Linefeeder bay module as perSection-Project, Technicalspecification | SET | 8 |  | INCLUDED | 0 | 0 | 0 | 0 | 0 | 0 | 0 | 0
2 | 7000016527 | 50 | 220 KV GIS Equipments | 1000061111 | 85359030 |  | 18 |  | 245KV,1600A, 50KA,3 SINGLE PHASE, SF6 GAS INSULATED BUS DUCT (GIB)OUTSIDE GIS HALL ALONGWITH ASSOCIATED SUPPORT STRUCTURE ETC. AS PERTECHNICAL SPECIFICATION | M | 2040 |  | INCLUDED | 0 | 0 | 0 | 0 | 0 | 0 | 0 | 0
3 | 7000016526 | 30 | 220 KV GIS Equipments | 1000029503 | 85389000 |  | 18 |  | 245kV, 1600A, 50kA Single phase SF6 to Air Bushing | EA | 24 |  | INCLUDED | 0 | 0 | 0 | 0 | 0 | 0 | 0 | 0
4 | 7000016526 | 40 | 220kV AIS Equipment | 1000001772 | 85359090 |  | 18 |  | 245 kV, 4400pf Capacitive Voltage Transformer (1- Phase) | EA | 8 |  | INCLUDED | 0 | 0 | 0 | 0 | 0 | 0 | 0 | 0
5 | 7000016526 | 50 | 220kV AIS Equipment | 1000020417 | 85354010 |  | 18 |  | 216kV Surge Arrester (1-phase) | EA | 24 |  | INCLUDED | 0 | 0 | 0 | 0 | 0 | 0 | 0 | 0
6 | 7000016526 | 60 | 220kV AIS Equipment | 1000001695 | 85462040 |  | 18 |  | 245 kV, 1 phase Bus Post Insulator (except for Line Traps) | EA | 24 |  | INCLUDED | 0 | 0 | 0 | 0 | 0 | 0 | 0 | 0
7 | 7000016526 | 70 | 220kV AIS Equipment | 1000001694 | 85462040 |  | 18 |  | 245 kV ,1 phase Bus Post Insulators for Line Traps | EA | 6 |  | INCLUDED | 0 | 0 | 0 | 0 | 0 | 0 | 0 | 0
8 | 7000016526 | 80 | Relay & Protection Panel | 1000001330 | 85371000 |  | 18 |  | 220kV Line Protection Panel (with Automation) | EA | 8 |  | INCLUDED | 0 | 0 | 0 | 0 | 0 | 0 | 0 | 0
9 | 7000016526 | 90 | Relay & Protection Panel | 1000001170 | 85371000 |  | 18 |  | 220kV Circuit Breaker Relay Panel with Auto Reclose (with Automation) | EA | 8 |  | INCLUDED | 0 | 0 | 0 | 0 | 0 | 0 | 0 | 0
10 | 7000016526 | 100 | Relay & Protection Panel | 1000026235 | 85371000 |  | 18 |  | Line Current Differential Relay | SET | 12 |  | INCLUDED | 0 | 0 | 0 | 0 | 0 | 0 | 0 | 0
11 | 7000016526 | 1110 | Substation automation system-220kV | 1000001333 | 85371000 |  | 18 |  | Augmentation of Substation automation System for 220kV bay as perTechnical Specification | EA | 8 |  | INCLUDED | 0 | 0 | 0 | 0 | 0 | 0 | 0 | 0
12 | 7000016526 | 110 | Common Equipment | 1000025391 | 82032000 |  | 18 |  | Relay Test kit | EA | 1 |  | INCLUDED | 0 | 0 | 0 | 0 | 0 | 0 | 0 | 0
13 | 7000016526 | 120 | PLCC Equipment | 1000001568 | 85176210 |  | 18 |  | 220kV,1600A,0.5mH ,50kA Line Trap | EA | 2 |  | INCLUDED | 0 | 0 | 0 | 0 | 0 | 0 | 0 | 0
14 | 7000016526 | 130 | PLCC Equipment | 1000036908 | 85446020 |  | 18 |  | HF CABLE 75 OHMS FOR PLCC | KM | 0.5 |  | INCLUDED | 0 | 0 | 0 | 0 | 0 | 0 | 0 | 0
15 | 7000016526 | 930 | Air conditioning system | 1000032700 | 84151090 |  | 28 |  | AIRCONDITIONING SYSTEM FOR LCR IN 245KV GIS BUILDING | SET | 1 |  | INCLUDED | 0 | 0 | 0 | 0 | 0 | 0 | 0 | 0
16 | 7000016526 | 950 | Fire protection System | 1000012022 | 84241000 |  | 18 |  | 4.5 kg CO2 type Portable Fire extinguisher | EA | 2 |  | INCLUDED | 0 | 0 | 0 | 0 | 0 | 0 | 0 | 0
17 | 7000016526 | 960 | Fire protection System | 1000012024 | 84241000 |  | 18 |  | Fire Extinguisher Dry Chemical Powder Type(5 Kg) for control room. | EA | 1 |  | INCLUDED | 0 | 0 | 0 | 0 | 0 | 0 | 0 | 0
18 | 7000016526 | 970 | Fire protection System | 1000059214 | 84818090 |  | 18 |  | FIRE PROTECTION SYSTEM FOR PANEL ROOM AS PER TS | SET | 1 |  | INCLUDED | 0 | 0 | 0 | 0 | 0 | 0 | 0 | 0
19 | 7000016526 | 890 | 220kV Insulator and Hardware | 1000055983 | 72169990 |  | 18 |  | 220KV TENSION INSULATOR STRING AND ASSOCIATED HARDWARE FITTINGS WITHTURN BUCKLE SUITABLE FOR TWIN CONDUCTOR | EA | 36 |  | INCLUDED | 0 | 0 | 0 | 0 | 0 | 0 | 0 | 0
20 | 7000016526 | 900 | 220kV Insulator and Hardware | 1000055977 | 72169990 |  | 18 |  | 220KV SUSPENSION INSULATOR STRING AND ASSOCIATED HARDWARE FITTINGSWITH THROUGH CLAMP SUITABLE FOR TWIN CONDUCTOR | EA | 12 |  | INCLUDED | 0 | 0 | 0 | 0 | 0 | 0 | 0 | 0
21 | 7000016526 | 910 | 220kV Insulator and Hardware | 1000055980 | 72169990 |  | 18 |  | 220KV TENSION INSULATOR STRING AND ASSOCIATED HARDWARE FITTINGSWITHOUT TURN BUCKLE SUITABLE FOR TWIN CONDUCTOR | EA | 12 |  | INCLUDED | 0 | 0 | 0 | 0 | 0 | 0 | 0 | 0
22 | 7000016526 | 920 | 220kV Insulator and Hardware | 1000055975 | 72169990 |  | 18 |  | 220KV SUSPENSION INSULATOR STRING AND ASSOCIATED HARDWARE FITTINGSWITH DROP CLAMP SUITABLE FOR TWIN CONDUCTOR | EA | 24 |  | INCLUDED | 0 | 0 | 0 | 0 | 0 | 0 | 0 | 0
23 | 7000016526 | 140 | Erection Hardware-220kV | 1000011246 | 72169990 |  | 18 |  | Erection Hardware for 220kV DM-type layout for GIS terminationarrangement-Line bay as per technical specification | SET | 8 |  | INCLUDED | 0 | 0 | 0 | 0 | 0 | 0 | 0 | 0
24 | 7000016526 | 150 | Power and Control Cables | 1000000442 | 85446020 |  | 18 |  | 1.1kV grade Control Cables (PVCinsulated) along withlugs,glands,straight joints &accessories,etc. | LS | 1 |  | INCLUDED | 0 | 0 | 0 | 0 | 0 | 0 | 0 | 0
25 | 7000016526 | 160 | Power and Control Cables | 1000031985 | 85446020 |  | 18 |  | 1.1KV GRADE 4CX6 SQMM (PVC) POWER CABLE | KM | 25 |  | INCLUDED | 0 | 0 | 0 | 0 | 0 | 0 | 0 | 0
26 | 7000016526 | 170 | Power and Control Cables | 1000031976 | 85446020 |  | 18 |  | 1.1KV GRADE 4CX16 SQMM (PVC) POWER CABLE | KM | 6 |  | INCLUDED | 0 | 0 | 0 | 0 | 0 | 0 | 0 | 0
27 | 7000016526 | 180 | Power and Control Cables | 1000031953 | 85446020 |  | 18 |  | 1.1KV GRADE 3.5CX35 SQMM (PVC) POWER CABLE | KM | 3 |  | INCLUDED | 0 | 0 | 0 | 0 | 0 | 0 | 0 | 0
28 | 7000016526 | 190 | Power and Control Cables | 1000031957 | 85446020 |  | 18 |  | 1.1KV GRADE 3.5CX70 SQMM (PVC) POWER CABLE | KM | 1 |  | INCLUDED | 0 | 0 | 0 | 0 | 0 | 0 | 0 | 0
29 | 7000016526 | 200 | Power and Control Cables | 1000031943 | 85446020 |  | 18 |  | 1.1KV GRADE 2CX6 SQMM (PVC) POWER CABLE | KM | 6 |  | INCLUDED | 0 | 0 | 0 | 0 | 0 | 0 | 0 | 0
30 | 7000016526 | 940 | Illumination-Indoor | 1000059215 | 94059900 |  | 18 |  | INDOOR ILLUMINATION OF PANEL ROOM AS PER TS | SET | 1 |  | INCLUDED | 0 | 0 | 0 | 0 | 0 | 0 | 0 | 0
31 | 7000016526 | 210 | Illumination(Outdoor) | 1000014547 | 85371000 |  | 18 |  | Lighting Panel type ACP-2 as per technical specification | EA | 2 |  | INCLUDED | 0 | 0 | 0 | 0 | 0 | 0 | 0 | 0
32 | 7000016526 | 220 | Illumination(Outdoor) | 1000038325 | 94059900 |  | 18 |  | LIGHTING FIXTURE LED LUMINAIRES TYPE FL2 AS PER TECH. SPECIFICATIONS | EA | 10 |  | INCLUDED | 0 | 0 | 0 | 0 | 0 | 0 | 0 | 0
33 | 7000016526 | 230 | Illumination(Outdoor) | 1000038387 | 94051090 |  | 18 |  | LED FLOOD LIGHT LUMINARIESTYPE FL-1 (150W) AS PER TECHNICALSPECIFICATION | EA | 10 |  | INCLUDED | 0 | 0 | 0 | 0 | 0 | 0 | 0 | 0
34 | 7000016526 | 240 | Steel Structure-220kV Equipment | 1000017562 | 73045930 |  | 18 |  | Standard Pipe Structure for 220kV BPI (excluding wave trap) | EA | 24 |  | INCLUDED | 0 | 0 | 0 | 0 | 0 | 0 | 0 | 0
35 | 7000016526 | 250 | Steel Structure-220kV Equipment | 1000020188 | 73045930 |  | 18 |  | Fabrication, galvanising and supply of Standard Pipe Structure - 220kV CVT including nuts, bolts, all type of washers, packplates, stepbolts and gusset plates excluding foundation bolts | EA | 8 |  | INCLUDED | 0 | 0 | 0 | 0 | 0 | 0 | 0 | 0
36 | 7000016526 | 260 | Steel Structure-220kV Equipment | 1000020190 | 73045930 |  | 18 |  | Fabrication, galvanising and supply of Standard Pipe Structure - 220kV SA including nuts, bolts, all type of washers, packplates, stepbolts and gusset plates excluding foundation bolts | EA | 24 |  | INCLUDED | 0 | 0 | 0 | 0 | 0 | 0 | 0 | 0
37 | 7000016526 | 270 | Steel Structure-220kV Equipment | 1000017563 | 73045930 |  | 18 |  | Standard Pipe Structure for 220kV BPI for WT (1- phase) | EA | 6 |  | INCLUDED | 0 | 0 | 0 | 0 | 0 | 0 | 0 | 0
38 | 7000016526 | 280 | Steel structure | 1000029974 | 73082011 |  | 18 |  | CHP 220KV STANDARD TOWERS AND BEAMS | EA | 5 |  | INCLUDED | 0 | 0 | 0 | 0 | 0 | 0 | 0 | 0
39 | 7000016526 | 290 | Steel structure | 1000029973 | 73082011 |  | 18 |  | CGP 220KV STANDARD TOWERS AND BEAMS | EA | 5 |  | INCLUDED | 0 | 0 | 0 | 0 | 0 | 0 | 0 | 0
40 | 7000016526 | 300 | Steel structure | 1000033706 | 73082011 |  | 18 |  | FABRICATION, GALVANISING AND SUPPLY OF 220 KV BEAM B1 INCLUDING NUTS,BOLTS, ALL TYPE OF WASHERS, PACKPLATES, STEP BOLTS AND GUSSET PLATES | EA | 12 |  | INCLUDED | 0 | 0 | 0 | 0 | 0 | 0 | 0 | 0
41 | 7000016527 | 10 | Mandatory spares-220kV | 1000025934 | 85359090 |  | 18 |  | Spare-245kV CVT | SET | 1 |  | INCLUDED | 0 | 0 | 0 | 0 | 0 | 0 | 0 | 0
42 | 7000016527 | 20 | Mandatory spares-220kV | 1000025930 | 85354010 |  | 18 |  | Spare-216kV Surge Arrester | SET | 1 |  | INCLUDED | 0 | 0 | 0 | 0 | 0 | 0 | 0 | 0
43 | 7000016527 | 30 | Mandatory spares-220kV | 1000019912 | 85371000 |  | 18 |  | Relay & protection Panels (with automation) | LS | 1 |  | INCLUDED | 0 | 0 | 0 | 0 | 0 | 0 | 0 | 0
44 | 7000016527 | 40 | Mandatory spares-220kV | 1000019927 | 85389000 |  | 18 |  | Spares-Substation Automation System | LS | 1 |  | INCLUDED | 0 | 0 | 0 | 0 | 0 | 0 | 0 | 0
45 | 7000016526 | 350 | GIS Mandatory spares-220kV | 1000058300 | 85359030 |  | 18 |  | 220KV GIS-SF6 GAS PRESSURE RELIEF DEVICE ASSEMBLY OF EACH TYPE | EA | 1 |  | INCLUDED | 0 | 0 | 0 | 0 | 0 | 0 | 0 | 0
46 | 7000016526 | 360 | GIS Mandatory spares-220kV | 1000049816 | 85359030 |  | 18 |  | SF6 PRESSURE GAUGE CUM SWITCH /DENSITY MONITORS AND PRESSURESWITCH AS APPLICABLE, OF EACH TYPE-220KV GIS | SET | 2 |  | INCLUDED | 0 | 0 | 0 | 0 | 0 | 0 | 0 | 0
47 | 7000016526 | 370 | GIS Mandatory spares-220kV | 1000049752 | 85359030 |  | 18 |  | COUPLING DEVICE FOR PRESSURE GAUGE CUM SWITCH FOR CONNECTINGGAS HANDLING PLANT OF EACH TYPE-220KV GIS | SET | 1 |  | INCLUDED | 0 | 0 | 0 | 0 | 0 | 0 | 0 | 0
48 | 7000016526 | 380 | GIS Mandatory spares-220kV | 1000049761 | 85359030 |  | 18 |  | RUBBER GASKETS, Ã‚â‚¬Å’OÃ‚â‚¬Â RINGS AND SEALS FOR SF6 GAS FOR GISENCLOSURE OF EACH TYPE-220KV GIS | SET | 2 |  | INCLUDED | 0 | 0 | 0 | 0 | 0 | 0 | 0 | 0
49 | 7000016526 | 390 | GIS Mandatory spares-220kV | 1000058298 | 85359030 |  | 18 |  | 220KV GIS-MOLECULAR FILTER FOR SF6 GAS WITH FILTER BAGS (5 % OF TOTALWEIGHT) | SET | 1 |  | INCLUDED | 0 | 0 | 0 | 0 | 0 | 0 | 0 | 0
50 | 7000016526 | 400 | GIS Mandatory spares-220kV | 1000049749 | 85359030 |  | 18 |  | CONTROL VALVES FOR SF6 GAS OF EACH TYPE-220KV GIS | SET | 2 |  | INCLUDED | 0 | 0 | 0 | 0 | 0 | 0 | 0 | 0
51 | 7000016526 | 410 | GIS Mandatory spares-220kV | 1000058299 | 85359030 |  | 18 |  | 220KV GIS-SF6 GAS (5 % OF TOTAL GAS QUANTITY) | LOT | 1 |  | INCLUDED | 0 | 0 | 0 | 0 | 0 | 0 | 0 | 0
52 | 7000016526 | 420 | GIS Mandatory spares-220kV | 1000049782 | 85359030 |  | 18 |  | LOCKING DEVICE TO KEEP THE DIS-CONNECTORS (ISOLATORS)AND EARTHING/FAST EARTHING SWITCHES (AS APPLICABLE) IN CLOSE OR OPENPOSITION IN CASE OF REMOVAL OF THE DRIVING MECHANISM-220KV GIS | SET | 2 |  | INCLUDED | 0 | 0 | 0 | 0 | 0 | 0 | 0 | 0
53 | 7000016526 | 430 | GIS Mandatory spares-220kV | 1000049504 | 85359030 |  | 18 |  | UHF PD SENSORS OF EACH TYPE ALONG WITH BNC CONNECTOR FOR 245KV GIS | EA | 3 |  | INCLUDED | 0 | 0 | 0 | 0 | 0 | 0 | 0 | 0
54 | 7000016526 | 440 | GIS Mandatory spares-220kV | 1000058302 | 85359030 |  | 18 |  | 220KV GIS-SUPPORT INSULATORS (GAS THROUGH) OF EACH TYPE (COMPLETE WITHMETAL RING ETC.) ALONG WITH ASSOCIATED CONTACTS AND SHIELDS | EA | 3 |  | INCLUDED | 0 | 0 | 0 | 0 | 0 | 0 | 0 | 0
55 | 7000016526 | 450 | GIS Mandatory spares-220kV | 1000058297 | 85359030 |  | 18 |  | 220KV GIS-GAS BARRIERS OF EACH TYPE (COMPLETE WITH METAL RING ETC.)ALONG WITH ASSOCIATED CONTACTS AND SHIELDS | EA | 3 |  | INCLUDED | 0 | 0 | 0 | 0 | 0 | 0 | 0 | 0
56 | 7000016526 | 460 | GIS Mandatory spares-220kV | 1000058301 | 85359030 |  | 18 |  | 220KV GIS- 1600A SF6 TO AIR BUSHING COMPLETE IN ALL RESPECT | EA | 1 |  | INCLUDED | 0 | 0 | 0 | 0 | 0 | 0 | 0 | 0
57 | 7000016526 | 470 | GIS Mandatory spares-220kV | 1000049497 | 85359030 |  | 18 |  | LCC SPARES - AUX. RELAYS, CONTACTORS,PUSH BUTTONS, SWITCHES, LAMPS,ANNUNCIATION WINDOWS, MCB, FUSES,TIMERS, TERMINAL BLOCKS ETC. OF EACHTYPE & RATING-220kV GIS | SET | 1 |  | INCLUDED | 0 | 0 | 0 | 0 | 0 | 0 | 0 | 0
58 | 7000016526 | 480 | GIS Mandatory spares-220kV | 1000058284 | 85359030 |  | 18 |  | 220KV GIS-ONE POLE OF 1600A CIRCUIT BREAKER WITH INTERRUPTER, MAINCIRCUIT, ENCLOSURE AND OPERATING MECHANISM COMPLETE IN ALL RESPECT | SET | 1 |  | INCLUDED | 0 | 0 | 0 | 0 | 0 | 0 | 0 | 0
59 | 7000016526 | 490 | GIS Mandatory spares-220kV | 1000021871 | 85389000 |  | 18 |  | Trip coil assembly with resistor for245kV GIS Circuit Breaker (asapplicable) | SET | 3 |  | INCLUDED | 0 | 0 | 0 | 0 | 0 | 0 | 0 | 0
60 | 7000016526 | 500 | GIS Mandatory spares-220kV | 1000009185 | 85389000 |  | 18 |  | Closing coil assembly with resistor for245kV GIS Circuit Breaker (asapplicable) | SET | 3 |  | INCLUDED | 0 | 0 | 0 | 0 | 0 | 0 | 0 | 0
61 | 7000016526 | 510 | GIS Mandatory spares-220kV | 1000058292 | 85359030 |  | 18 |  | RELAYS, POWER CONTACTORS, PUSH BUTTONS, TIMERS & MCBS ETC. (ASAPPLICABLE) OF EACH TYPE FOR 220KV GIS CIRCUIT BREAKER | SET | 1 |  | INCLUDED | 0 | 0 | 0 | 0 | 0 | 0 | 0 | 0
62 | 7000016526 | 520 | GIS Mandatory spares-220kV | 1000007066 | 85389000 |  | 18 |  | Auxiliary switch assembly of each type for 245kV GIS Circuit Breaker | SET | 3 |  | INCLUDED | 0 | 0 | 0 | 0 | 0 | 0 | 0 | 0
63 | 7000016526 | 530 | GIS Mandatory spares-220kV | 1000058291 | 85359030 |  | 18 |  | 220KV GIS CIRCUIT BREAKER-OPERATION COUNTER | EA | 3 |  | INCLUDED | 0 | 0 | 0 | 0 | 0 | 0 | 0 | 0
64 | 7000016526 | 540 | GIS Mandatory spares-220kV | 1000058288 | 85359030 |  | 18 |  | 220KV GIS CIRCUIT BREAKER-HYDRAULIC OPERATING MECHANISM WITH DRIVEMOTOR (FOR HYDRAULIC OPERATED MECHANISM, IF APPLICABLE) | SET | 1 |  | INCLUDED | 0 | 0 | 0 | 0 | 0 | 0 | 0 | 0
65 | 7000016526 | 550 | GIS Mandatory spares-220kV | 1000049758 | 85359030 |  | 18 |  | HYDRAULIC FILTER OF EACH TYPE (FOR HYDRAULIC OPERATED MECHANISM, IFPPLICABLE)-220KV GIS CIRCUIT BREKAER | SET | 1 |  | INCLUDED | 0 | 0 | 0 | 0 | 0 | 0 | 0 | 0
66 | 7000016526 | 560 | GIS Mandatory spares-220kV | 1000058272 | 85359030 |  | 18 |  | 220KV GIS CIRCUIT BREAKER- HOSE PIPE OF EACH TYPE (AS APPLICABLE) (FORHYDRAULIC OPERATED MECHANISM, IF APPLICABLE) | SET | 1 |  | INCLUDED | 0 | 0 | 0 | 0 | 0 | 0 | 0 | 0
67 | 7000016526 | 570 | GIS Mandatory spares-220kV | 1000058290 | 85359030 |  | 18 |  | 220KV GIS CIRCUIT BREAKER - N2 ACCUMULATOR (FOR HYDRAULIC OPERATEDMECHANISM, IF APPLICABLE) | SET | 1 |  | INCLUDED | 0 | 0 | 0 | 0 | 0 | 0 | 0 | 0
68 | 7000016526 | 580 | GIS Mandatory spares-220kV | 1000049834 | 85359030 |  | 18 |  | VALVES OF EACH TYPE (FOR HYDRAULIC OPERATED MECHANISM, IFAPPLICABLE)-220KV GIS CIRCUIT BREKAER | SET | 1 |  | INCLUDED | 0 | 0 | 0 | 0 | 0 | 0 | 0 | 0
69 | 7000016526 | 590 | GIS Mandatory spares-220kV | 1000049794 | 85359030 |  | 18 |  | PIPE LENGTH (COPPER & STEEL) OF EACH SIZE & TYPE (FOR HYDRAULICOPERATED MECHANISM, IF APPLICABLE)-220KV GIS CIRCUIT BREKAER | SET | 1 |  | INCLUDED | 0 | 0 | 0 | 0 | 0 | 0 | 0 | 0
70 | 7000016526 | 600 | GIS Mandatory spares-220kV | 1000049807 | 85359030 |  | 18 |  | PRESSURE SWITCHES OF EACH TYPE (FOR HYDRAULIC OPERATED MECHANISM, IFAPPLICABLE)-220KV GIS CIRCUIT BREKAER | SET | 1 |  | INCLUDED | 0 | 0 | 0 | 0 | 0 | 0 | 0 | 0
71 | 7000016526 | 610 | GIS Mandatory spares-220kV | 1000049804 | 85359030 |  | 18 |  | PRESSURE GAUGE WITH COUPLING DEVICE OF EACH TYPE (FOR HYDRAULICOPERATED MECHANISM, IF APPLICABLE)-220KV GIS CIRCUIT BREKAER | SET | 1 |  | INCLUDED | 0 | 0 | 0 | 0 | 0 | 0 | 0 | 0
72 | 7000016526 | 620 | GIS Mandatory spares-220kV | 1000058289 | 85359030 |  | 18 |  | 220KV GIS CIRCUIT BREAKER-HYDRAULIC OIL (5% OF TOTAL OIL QUANTITY)(FOR HYDRAULIC OPERATED MECHANISM, IF APPLICABLE) | SET | 1 |  | INCLUDED | 0 | 0 | 0 | 0 | 0 | 0 | 0 | 0
73 | 7000016526 | 630 | GIS Mandatory spares-220kV | 1000049798 | 85359030 |  | 18 |  | PRESSURE RELIEF DEVICE OF EACH TYPE (FOR HYDRAULIC OPERATED MECHANISM,IF APPLICABLE)-220KV GIS CIRCUIT BREKAER | SET | 1 |  | INCLUDED | 0 | 0 | 0 | 0 | 0 | 0 | 0 | 0
74 | 7000016526 | 640 | GIS Mandatory spares-220kV | 1000058293 | 85359030 |  | 18 |  | 220KV GIS CIRCUIT BREAKER-COMPLETE SPRING OPERATING MECHANISMINCLUDING CHARGING MECHANISM ETC. (FOR SPRING OPERATED MECHANISM, IFAPPLICABLE) | SET | 1 |  | INCLUDED | 0 | 0 | 0 | 0 | 0 | 0 | 0 | 0
75 | 7000016526 | 650 | GIS Mandatory spares-220kV | 1000058287 | 85359030 |  | 18 |  | 220KV GIS CIRCUIT BREAKER- COMPLETE HYDRAULIC-SPRING OPERATINGMECHANISM INCLUDING CHARGING MECHANISM ETC. (FOR HYDRAULIC-SPRINGOPERATED MECHANISM, IF APPLICABLE) | SET | 1 |  | INCLUDED | 0 | 0 | 0 | 0 | 0 | 0 | 0 | 0
76 | 7000016526 | 830 | GIS Mandatory spares-220kV | 1000049801 | 85359030 |  | 18 |  | PRESSURE GAUGE WITH COUPLING DEVICE OF EACH TYPE (FOR HYDRAULIC-SPRINGOPERATED MECHANISM, IF APPLICABLE)-220KV GIS CIRCUIT BREKAER | SET | 1 |  | INCLUDED | 0 | 0 | 0 | 0 | 0 | 0 | 0 | 0
77 | 7000016526 | 820 | GIS Mandatory spares-220kV | 1000049797 | 85359030 |  | 18 |  | PRESSURE SWITCHES OF EACH TYPE (FOR HYDRAULIC-SPRING OPERATEDMECHANISM, IF APPLICABLE)-220KV GIS CIRCUIT BREAKER | SET | 1 |  | INCLUDED | 0 | 0 | 0 | 0 | 0 | 0 | 0 | 0
78 | 7000016526 | 660 | GIS Mandatory spares-220kV | 1000058371 | 85359030 |  | 18 |  | 220kV GIS- Three phase of 1600Adisconnector switch including maincircuit, enclosure, driving mechanismand support insulator etc., complete inall respect (Note 1- The contractorshall supply spare for disconnectorswitch to ensure one to one replacementof all disconnector switch supplied asmain equipment without any requirementof modification in fittings at site tocover all different types ofdisconnector switch supplied. In case,quantity of supplied dis-connectorswitch types (for one to onereplacement) are more than the quantitymentioned in BPS for spare, thecontractor shall supply theseadditional types of disconnector switchwithout any additional priceimplication to POWERGRID and quantitiesof these additional type ofdisconnector switch are deem to beincluded in the quantities mentioned inBPS for spare disconnector. Note 2 - Incase, Dis-connector Switch (DS) & EarthSwitch (ES) is provided in a sameenclosure with common operatingmechanism, then the module comprisingof Dis-connector & Earth switch insingle enclosure with common operatingmechanism is to be provided under thehead of spare Dis-connector only. Note3- In case, Dis-connector Switch (DS)&Earth Switch (ES) is provided in asame enclosure with separate operatingmechanism, then the module comprisingof Dis-connector & Earth switch insingle enclosure with separateoperating mechanism is to be providedunder the head of spare Dis-connectoronly.) | EA | 2 |  | INCLUDED | 0 | 0 | 0 | 0 | 0 | 0 | 0 | 0
79 | 7000016526 | 670 | GIS Mandatory spares-220kV | 1000058282 | 85359030 |  | 18 |  | 220KV GIS- THREE PHASE MAINTENANCE EARTHING SWITCH INCLUDING MAINCIRCUIT, ENCLOSURE, DRIVING MECHANISM AND SUPPORT INSULATOR ETC.,COMPLETE IN ALL RESPECT (NOTE 1 - IN CASE, DIS-CONNECTOR SWITCH (DS) &EARTH SWITCH (ES) IS PROVIDED IN A SAME ENCLOSURE WITH COMMONOPERATING MECHANISM, THEN THE MODULE COMPRISING OF DIS-CONNECTOR &EARTH SWITCH IN SINGLE ENCLOSURE WITH COMMON OPERATING MECHANISM IS TOBE PROVIDED UNDER THE HEAD OF SPARE DIS-CONNECTOR ONLY. NOTE 2 - INCASE, DIS-CONNECTOR SWITCH (DS) & EARTH SWITCH (ES) IS PROVIDED IN ASAME ENCLOSURE WITH SEPARATE OPERATING MECHANISM, THEN THE MODULECOMPRISING OF DIS-CONNECTOR & EARTH SWITCH IN SINGLE ENCLOSURE WITHSEPARATE OPERATING MECHANISM IS TO BE PROVIDED UNDER THE HEAD OF SPAREDIS-CONNECTOR ONLY.) | EA | 1 |  | INCLUDED | 0 | 0 | 0 | 0 | 0 | 0 | 0 | 0
80 | 7000016526 | 680 | GIS Mandatory spares-220kV | 1000058278 | 85359030 |  | 18 |  | 220KV GIS - THREE PHASE FAST EARTHING SWITCH INCLUDING MAIN CIRCUIT,ENCLOSURE, DRIVING MECHANISM AND SUPPORT INSULATOR ETC., COMPLETE INALL RESPECT (NOTE 1 - IN CASE, DIS-CONNECTOR SWITCH (DS) & EARTHSWITCH (ES) IS PROVIDED IN A SAME ENCLOSURE WITH COMMON OPERATINGMECHANISM, THEN THE MODULE COMPRISING OF DIS-CONNECTOR & EARTH SWITCHIN SINGLE ENCLOSURE WITH COMMON OPERATING MECHANISM IS TO BE PROVIDEDUNDER THE HEAD OF SPARE DIS-CONNECTOR ONLY. NOTE 2 - IN CASE,DIS-CONNECTOR SWITCH (DS) & EARTH SWITCH (ES) IS PROVIDED IN A SAMEENCLOSURE WITH SEPARATE OPERATING MECHANISM, THEN THE MODULECOMPRISING OF DIS-CONNECTOR & EARTH SWITCH IN SINGLE ENCLOSURE WITHSEPARATE OPERATING MECHANISM IS TO BE PROVIDED UNDER THE HEAD OF SPAREDIS-CONNECTOR ONLY.) | EA | 1 |  | INCLUDED | 0 | 0 | 0 | 0 | 0 | 0 | 0 | 0
81 | 7000016526 | 690 | GIS Mandatory spares-220kV | 1000058273 | 85359030 |  | 18 |  | OPEN/CLOSE CONTACTOR ASSEMBLY, TIMERS, KEY INTERLOCK, INTERLOCKINGCOILS, RELAYS, PUSH BUTTONS, INDICATING LAMPS, POWER CONTACTORS,RESISTORS, FUSES, MCBS & DRIVE CONTROL CARDS ETC. (AS APPLICABLE) ONEOF EACH TYPE FOR ONE COMPLETE MOM BOX FOR 220KV GIS DISCONNECTORSWITCH | SET | 1 |  | INCLUDED | 0 | 0 | 0 | 0 | 0 | 0 | 0 | 0
82 | 7000016526 | 700 | GIS Mandatory spares-220kV | 1000058280 | 85359030 |  | 18 |  | OPEN/CLOSE CONTACTOR ASSEMBLY, TIMERS, KEY INTERLOCK, INTERLOCKINGCOILS, RELAYS, PUSH BUTTONS, INDICATING LAMPS, POWER CONTACTORS,RESISTORS, FUSES, MCBS & DRIVE CONTROL CARDS ETC. (AS APPLICABLE) ONEOF EACH TYPE FOR ONE COMPLETE MOM BOX FOR 220KV GIS MAINTENANCE EARTHSWITCH | SET | 1 |  | INCLUDED | 0 | 0 | 0 | 0 | 0 | 0 | 0 | 0
83 | 7000016526 | 710 | GIS Mandatory spares-220kV | 1000058276 | 85359030 |  | 18 |  | OPEN/CLOSE CONTACTOR ASSEMBLY, TIMERS, KEY INTERLOCK, INTERLOCKINGCOILS, RELAYS, PUSH BUTTONS, INDICATING LAMPS, POWER CONTACTORS,RESISTORS, FUSES, MCBS & DRIVE CONTROL CARDS ETC. (AS APPLICABLE) ONEOF EACH TYPE FOR ONE COMPLETE MOM BOX FOR 220KV GIS FAST EARTHINGSWITCH | SET | 1 |  | INCLUDED | 0 | 0 | 0 | 0 | 0 | 0 | 0 | 0
84 | 7000016526 | 720 | GIS Mandatory spares-220kV | 1000049773 | 85359030 |  | 18 |  | LIMIT SWITCHES AND AUX. SWITCHES FOR ONE COMPLETE MOM BOX FORDISCONNECTOR-220KV GIS | SET | 1 |  | INCLUDED | 0 | 0 | 0 | 0 | 0 | 0 | 0 | 0
85 | 7000016526 | 730 | GIS Mandatory spares-220kV | 1000049775 | 85359030 |  | 18 |  | LIMIT SWITCHES AND AUX. SWITCHES FOR ONE COMPLETE MOM BOX FORMAINTENANCE EARTHING SWITCH-220KV GIS | SET | 1 |  | INCLUDED | 0 | 0 | 0 | 0 | 0 | 0 | 0 | 0
86 | 7000016526 | 740 | GIS Mandatory spares-220kV | 1000049774 | 85359030 |  | 18 |  | LIMIT SWITCHES AND AUX. SWITCHES FOR ONE COMPLETE MOM BOX FOR FASTEARTHING SWITCH (IF APPLICABLE)-220KV GIS | SET | 1 |  | INCLUDED | 0 | 0 | 0 | 0 | 0 | 0 | 0 | 0
87 | 7000016526 | 750 | GIS Mandatory spares-220kV | 1000058274 | 85359030 |  | 18 |  | DRIVE MECHANISM FOR 220KV GIS DISCONNECTOR SWITCH | SET | 1 |  | INCLUDED | 0 | 0 | 0 | 0 | 0 | 0 | 0 | 0
88 | 7000016526 | 760 | GIS Mandatory spares-220kV | 1000058281 | 85359030 |  | 18 |  | DRIVE MECHANISM FOR 220KV GIS MAINTENANCE EARTH SWITCH | SET | 1 |  | INCLUDED | 0 | 0 | 0 | 0 | 0 | 0 | 0 | 0
89 | 7000016526 | 770 | GIS Mandatory spares-220kV | 1000058277 | 85359030 |  | 18 |  | DRIVE MECHANISM FOR 220KV GIS FAST EARTHING SWITCH | SET | 1 |  | INCLUDED | 0 | 0 | 0 | 0 | 0 | 0 | 0 | 0
90 | 7000016526 | 780 | GIS Mandatory spares-220kV | 1000058275 | 85359030 |  | 18 |  | MOTOR FOR DRIVE MECHANISM FOR 220KV GIS DISCONNECTOR SWITCH | EA | 1 |  | INCLUDED | 0 | 0 | 0 | 0 | 0 | 0 | 0 | 0
91 | 7000016526 | 790 | GIS Mandatory spares-220kV | 1000058283 | 85359030 |  | 18 |  | MOTOR FOR DRIVE MECHANISM FOR 220KVGIS MAINTENANCE EARTH SWITCH | EA | 1 |  | INCLUDED | 0 | 0 | 0 | 0 | 0 | 0 | 0 | 0
92 | 7000016526 | 800 | GIS Mandatory spares-220kV | 1000058279 | 85359030 |  | 18 |  | MOTOR FOR DRIVE MECHANISM FOR 220KV GIS FAST EARTHING SWITCH | EA | 1 |  | INCLUDED | 0 | 0 | 0 | 0 | 0 | 0 | 0 | 0
93 | 7000016526 | 810 | GIS Mandatory spares-220kV | 1000058294 | 85359030 |  | 18 |  | 220KV GIS- SINGLE PHASE OF CURRENT TRANSFORMER (4 CORES) WITHASSOCIATED ENCLOSURE AND PRIMARY CONDUCTOR COMPLETE IN ALL RESPECT | EA | 1 |  | INCLUDED | 0 | 0 | 0 | 0 | 0 | 0 | 0 | 0
94 | 7000016526 | 860 | Foundation bolt | 1000012371 | 73082011 |  | 18 |  | Fabrication, galvanising and supply of 80mm dia foundation boltsincluding nuts, checknuts, washers and packplates | EA | 60 |  | INCLUDED | 0 | 0 | 0 | 0 | 0 | 0 | 0 | 0
95 | 7000016526 | 870 | Foundation bolt | 1000012368 | 73082011 |  | 18 |  | Fabrication, galvanising and supply of 40mm dia foundation boltsincluding nuts, checknuts, washers and packplates. | EA | 80 |  | INCLUDED | 0 | 0 | 0 | 0 | 0 | 0 | 0 | 0
96 | 7000016526 | 880 | Foundation bolt | 1000012366 | 73082011 |  | 18 |  | Fabrication, galvanising and supply of 28mm dia foundation boltsincluding nuts, checknuts, washers and packplates. | EA | 260 |  | INCLUDED | 0 | 0 | 0 | 0 | 0 | 0 | 0 | 0
II | Estab of 400/220kV GIS Navsari(N) SS
97 | 7000016524 | 10 | 420 kV GIS Equipment | 1000004632 | 85359030 |  | 18 |  | 420kV, 3150 A, 63 kA, SF6 GIS BusReactor bay module as perSection-Project, Technicalspecification | SET | 1 |  | INCLUDED | 0 | 0 | 0 | 0 | 0 | 0 | 0 | 0
98 | 7000016524 | 20 | 420 kV GIS Equipment | 1000004533 | 85359030 |  | 18 |  | 420kV, 4000 A, 63 kA, SF6 GIS Bus barmodule as per Section-Project,Technical specification | SET | 2 |  | INCLUDED | 0 | 0 | 0 | 0 | 0 | 0 | 0 | 0
99 | 7000016524 | 30 | 420 kV GIS Equipment | 1000004505 | 85359030 |  | 18 |  | 420kV, 3150 A, 63 kA, SF6 GIS Tie baymodule(without PIR) as perSection-Project, Technicalspecification | SET | 5 |  | INCLUDED | 0 | 0 | 0 | 0 | 0 | 0 | 0 | 0
100 | 7000016524 | 40 | 420 kV GIS Equipment | 1000004637 | 85359030 |  | 18 |  | 420kV, 3150 A, 63 kA, SF6 GIS ICT feederbay module as per Section-Project,Technical specification | SET | 3 |  | INCLUDED | 0 | 0 | 0 | 0 | 0 | 0 | 0 | 0
101 | 7000016524 | 50 | 420 kV GIS Equipment | 1000004638 | 85359030 |  | 18 |  | 420 kV, 3150 A, 63 kA, SF6 GIS Linefeeder bay module(without PIR) as perSection-Project, Technicalspecification | SET | 4 |  | INCLUDED | 0 | 0 | 0 | 0 | 0 | 0 | 0 | 0
102 | 7000016524 | 60 | 420 kV GIS Equipment | 1000055351 | 85359030 |  | 18 |  | 420KV, 3150 A, 63 KA, SF6 GIS SWITCHABLE LINE REACTOR BAY MODULE ASPER SECTION-PROJECT, TECHNICAL SPECIFICATION | SET | 2 |  | INCLUDED | 0 | 0 | 0 | 0 | 0 | 0 | 0 | 0
103 | 7000016524 | 70 | 420 kV GIS Equipment | 1000058226 | 85359030 |  | 18 |  | 400KV GIS-SF6 TO OIL INTERFACE MOD- TR | SET | 16 |  | INCLUDED | 0 | 0 | 0 | 0 | 0 | 0 | 0 | 0
104 | 7000016524 | 80 | 420 kV GIS Equipment | 1000058225 | 85359030 |  | 18 |  | 400KV GIS-SF6 TO OIL INTERFACE MOD- RTR | SET | 9 |  | INCLUDED | 0 | 0 | 0 | 0 | 0 | 0 | 0 | 0
105 | 7000016524 | 90 | 420 kV GIS Equipment | 1000058335 | 85359030 |  | 18 |  | 400KV GIS- SINGLE PHASE GAS INSULATED SURGE ARRESTER WITH ASSOCIATEDENCLOSURE AND INSULATOR COMPLETE IN ALL RESPECT | EA | 25 |  | INCLUDED | 0 | 0 | 0 | 0 | 0 | 0 | 0 | 0
106 | 7000016524 | 100 | 420 kV GIS Equipment | 1000032796 | 85389000 |  | 18 |  | 420KV, 3150A, 63KA SF6 TO AIR BUSHING including support structure | SET | 12 |  | INCLUDED | 0 | 0 | 0 | 0 | 0 | 0 | 0 | 0
107 | 7000016524 | 110 | 420 kV GIS Equipment | 1000004616 | 85359030 |  | 18 |  | 420kV, 3150 A, 63 kA, SF6 GIS AuxiliaryBus module for Spare Transformer as perSection-Project, Technicalspecification | SET | 1 |  | INCLUDED | 0 | 0 | 0 | 0 | 0 | 0 | 0 | 0
108 | 7000016524 | 120 | 420 kV GIS Equipment | 1000009713 | 85389000 |  | 18 |  | Controlled Switching Device for 420 kV, 3-ph Circuit Breaker | EA | 8 |  | INCLUDED | 0 | 0 | 0 | 0 | 0 | 0 | 0 | 0
109 | 7000016524 | 130 | 420 kV GIS Equipment | 1000059207 | 85359030 |  | 18 |  | 420KV, 3000A, 63KA, SINGLE PHASE, SF6 GAS INSULATED BUS DUCT (GIB)OUTSIDE GIS HALL ALONGWITH ASSOCIATED SUPPORT STRUCTURE, ETC. AS PERTECHNICAL SPECIFICATION | M | 5000 |  | INCLUDED | 0 | 0 | 0 | 0 | 0 | 0 | 0 | 0
110 | 7000016524 | 140 | 420 kV GIS Equipment | 1000059208 | 85359030 |  | 18 |  | 420KV, 3150 A, 63 KA, SF6 GIS ICT FEEDER BAY MODULE FOR IV SIDECONNECTION WITH 765KV ICT AS PER SECTION-PROJECT, TECHNICALSPECIFICATION | SET | 2 |  | INCLUDED | 0 | 0 | 0 | 0 | 0 | 0 | 0 | 0
111 | 7000016524 | 850 | 220kV GIS Equipment | 1000001690 | 85359030 |  | 18 |  | 245kV, 1600 A, 50 kA, SF6 GIS ICT feederbay module as per Section-Project,Technical specification | SET | 3 |  | INCLUDED | 0 | 0 | 0 | 0 | 0 | 0 | 0 | 0
112 | 7000016524 | 860 | 220kV GIS Equipment | 1000058224 | 85359030 |  | 18 |  | 220KV GIS-SF6 TO OIL INTERFACE MOD- TR | SET | 9 |  | INCLUDED | 0 | 0 | 0 | 0 | 0 | 0 | 0 | 0
113 | 7000016524 | 870 | 220kV GIS Equipment | 1000058303 | 85359030 |  | 18 |  | 220KV GIS- SINGLE PHASE GAS INSULATED SURGE ARRESTER WITH ASSOCIATEDENCLOSURE AND INSULATOR COMPLETE IN ALL RESPECT | EA | 9 |  | INCLUDED | 0 | 0 | 0 | 0 | 0 | 0 | 0 | 0
114 | 7000016524 | 880 | 220kV GIS Equipment | 1000001838 | 85359030 |  | 18 |  | 245 kV, 3000A, 50kA, SF6 GIS Bus barmodule as per Section-Project,Technical specification | SET | 4 |  | INCLUDED | 0 | 0 | 0 | 0 | 0 | 0 | 0 | 0
115 | 7000016524 | 890 | 220kV GIS Equipment | 1000001840 | 85359030 |  | 18 |  | 245kV, 3000 A, 50 kA, SF6 GIS Buscoupler bay module as perSection-Project, Technicalspecification | SET | 2 |  | INCLUDED | 0 | 0 | 0 | 0 | 0 | 0 | 0 | 0
116 | 7000016524 | 900 | 220kV GIS Equipment | 1000039036 | 73079210 |  | 18 |  | 245KV,3000 A, 50KA FOR 1 SECOND, SF6 GAS-INSULATED METAL ENCLOSED BUSSECTION BAY MODULE AS PER SECTION-PROJECT, TECHNICAL SPECIFICATION | EA | 2 |  | INCLUDED | 0 | 0 | 0 | 0 | 0 | 0 | 0 | 0
117 | 7000016524 | 5510 | 220kV GIS Equipment | 1000061111 | 85359030 |  | 18 |  | 245KV,1600A, 50KA,3 SINGLE PHASE, SF6 GAS INSULATED BUS DUCT (GIB)OUTSIDE GIS HALL ALONGWITH ASSOCIATED SUPPORT STRUCTURE ETC. AS PERTECHNICAL SPECIFICATION | M | 552 |  | INCLUDED | 0 | 0 | 0 | 0 | 0 | 0 | 0 | 0
118 | 7000016524 | 150 | 420 kV Outdoor Equipment | 1000020419 | 85354010 |  | 18 |  | 336kV Surge Arrester (1-phase) | EA | 12 |  | INCLUDED | 0 | 0 | 0 | 0 | 0 | 0 | 0 | 0
119 | 7000016524 | 160 | 420 kV Outdoor Equipment | 1000004401 | 85462040 |  | 18 |  | 420 kV, 1 phase Bus Post Insulator (except for Line Traps) | EA | 12 |  | INCLUDED | 0 | 0 | 0 | 0 | 0 | 0 | 0 | 0
120 | 7000016524 | 170 | 420 kV Outdoor Equipment | 1000004535 | 85359090 |  | 18 |  | 420 kV, 4400 pF Capacitive Voltage Transformer (1-Phase) | EA | 12 |  | INCLUDED | 0 | 0 | 0 | 0 | 0 | 0 | 0 | 0
121 | 7000016524 | 1220 | Testing & Mainteance Equipment | 1000024691 | 85389000 |  | 18 |  | EOT Crane for GIS Building for 400kV GIS station | SET | 1 |  | INCLUDED | 0 | 0 | 0 | 0 | 0 | 0 | 0 | 0
122 | 7000016524 | 1230 | Testing & Mainteance Equipment | 1000024690 | 85389000 |  | 18 |  | EOT Crane for GIS Building for 220kV GIS Station | SET | 1 |  | INCLUDED | 0 | 0 | 0 | 0 | 0 | 0 | 0 | 0
123 | 7000016524 | 180 | Relay and Protection panel-400kV | 1000002165 | 85371000 |  | 18 |  | 400kV Circuit Breaker Relay Panel with Auto Reclose (with Automation) | EA | 17 |  | INCLUDED | 0 | 0 | 0 | 0 | 0 | 0 | 0 | 0
124 | 7000016524 | 190 | Relay and Protection panel-400kV | 1000002145 | 85371000 |  | 18 |  | 400kV Bus Bar Protection Panel (Duplicate)-(with Automation) | SET | 1 |  | INCLUDED | 0 | 0 | 0 | 0 | 0 | 0 | 0 | 0
125 | 7000016524 | 200 | Relay and Protection panel-400kV | 1000003407 | 85371000 |  | 18 |  | 400kV Reactor Protection Panel (with Automation) | EA | 3 |  | INCLUDED | 0 | 0 | 0 | 0 | 0 | 0 | 0 | 0
126 | 7000016524 | 210 | Relay and Protection panel-400kV | 1000003398 | 85371000 |  | 18 |  | 400kV Line Protection Panel (with Automation) | EA | 4 |  | INCLUDED | 0 | 0 | 0 | 0 | 0 | 0 | 0 | 0
127 | 7000016524 | 220 | Relay and Protection panel-400kV | 1000004274 | 85371000 |  | 18 |  | 400kV Transformer Protection Panel (For both HV & MV side)-(withAutomation) | EA | 3 |  | INCLUDED | 0 | 0 | 0 | 0 | 0 | 0 | 0 | 0
128 | 7000016524 | 920 | Relay and Protection panel-220kV | 1000001166 | 85371000 |  | 18 |  | 220kV Bus Bar Protection Panel (Single)-(with Automation) | SET | 2 |  | INCLUDED | 0 | 0 | 0 | 0 | 0 | 0 | 0 | 0
129 | 7000016524 | 930 | Relay and Protection panel-220kV | 1000001170 | 85371000 |  | 18 |  | 220kV Circuit Breaker Relay Panel with Auto Reclose (with Automation) | EA | 7 |  | INCLUDED | 0 | 0 | 0 | 0 | 0 | 0 | 0 | 0
130 | 7000016524 | 1210 | Common Equipment | 1000025391 | 82032000 |  | 18 |  | Relay Test kit | EA | 1 |  | INCLUDED | 0 | 0 | 0 | 0 | 0 | 0 | 0 | 0
131 | 7000016524 | 230 | PLCC Equipment | 1000004290 | 85176210 |  | 18 |  | 400kV,3150A,0.5mH ,63kA Line Trap | EA | 8 |  | INCLUDED | 0 | 0 | 0 | 0 | 0 | 0 | 0 | 0
132 | 7000016524 | 240 | PLCC Equipment | 1000004400 | 85462040 |  | 18 |  | 420 kV ,1 phase Bus Post Insulators for Line Traps | EA | 24 |  | INCLUDED | 0 | 0 | 0 | 0 | 0 | 0 | 0 | 0
133 | 7000016524 | 250 | PLCC Equipment | 1000010014 | 85176210 |  | 18 |  | Coupling device for PLCC | SET | 4 |  | INCLUDED | 0 | 0 | 0 | 0 | 0 | 0 | 0 | 0
134 | 7000016524 | 260 | PLCC Equipment | 1000000046 | 85176210 |  | 18 |  | Carrier Equipment Analog type (for Speech+Data & Speech+Protection) | EA | 4 |  | INCLUDED | 0 | 0 | 0 | 0 | 0 | 0 | 0 | 0
135 | 7000016524 | 270 | PLCC Equipment | 1000010638 | 85176210 |  | 18 |  | Digital Protection Coupler | EA | 4 |  | INCLUDED | 0 | 0 | 0 | 0 | 0 | 0 | 0 | 0
136 | 7000016524 | 280 | PLCC Equipment | 1000036908 | 85446020 |  | 18 |  | HF CABLE 75 OHMS FOR PLCC | KM | 2 |  | INCLUDED | 0 | 0 | 0 | 0 | 0 | 0 | 0 | 0
137 | 7000016524 | 290 | PLCC Equipment | 1000017887 | 85176210 |  | 18 |  | Analog Protection Coupler for PLCC | EA | 4 |  | INCLUDED | 0 | 0 | 0 | 0 | 0 | 0 | 0 | 0
138 | 7000016524 | 300 | PLCC Equipment | 1000025769 | 85176210 |  | 18 |  | Testing & Maintenance equipment (print test kit only) for PLCC | SET | 1 |  | INCLUDED | 0 | 0 | 0 | 0 | 0 | 0 | 0 | 0
139 | 7000016524 | 310 | Substation automation system-400kV | 1000003409 | 85371000 |  | 18 |  | Augmentation of Substation automation System for 400kV Main bay as perTechnical Specification | EA | 10 |  | INCLUDED | 0 | 0 | 0 | 0 | 0 | 0 | 0 | 0
140 | 7000016524 | 320 | Substation automation system-400kV | 1000003411 | 85371000 |  | 18 |  | Augmentation of Substation automation System for 400kV Tie bay as perTechnical Specification | EA | 5 |  | INCLUDED | 0 | 0 | 0 | 0 | 0 | 0 | 0 | 0
141 | 7000016524 | 330 | Substation automation system-400kV | 1000003412 | 85371000 |  | 18 |  | Augmentation of Substation automation System for 400kV Switchable LineReactor Bay as per Technical Specification | EA | 2 |  | INCLUDED | 0 | 0 | 0 | 0 | 0 | 0 | 0 | 0
142 | 7000016524 | 940 | Substation automation system-220kV | 1000001333 | 85371000 |  | 18 |  | Augmentation of Substation automation System for 220kV bay as perTechnical Specification | EA | 7 |  | INCLUDED | 0 | 0 | 0 | 0 | 0 | 0 | 0 | 0
143 | 7000016524 | 2660 | 400kV Insulator and Hardware | 1000055991 | 72169990 |  | 18 |  | 400KV TENSION INSULATOR STRING AND ASSOCIATED HARDWARE FITTINGSWITH TURN BUCKLE SUITABLE FOR QUAD CONDUCTOR | EA | 24 |  | INCLUDED | 0 | 0 | 0 | 0 | 0 | 0 | 0 | 0
144 | 7000016524 | 2670 | 400kV Insulator and Hardware | 1000055988 | 72169990 |  | 18 |  | 400KV SUSPENSION INSULATOR STRING AND ASSOCIATED HARDWARE FITTINGSWITH THROUGH CLAMP SUITABLE FOR QUAD CONDUCTOR | EA | 12 |  | INCLUDED | 0 | 0 | 0 | 0 | 0 | 0 | 0 | 0
145 | 7000016524 | 2680 | 400kV Insulator and Hardware | 1000055984 | 72169990 |  | 18 |  | 400KV TENSION INSULATOR STRING AND ASSOCIATED HARDWARE FITTINGSWITHOUT TURN BUCKLE SUITABLE FOR QUAD CONDUCTOR | EA | 12 |  | INCLUDED | 0 | 0 | 0 | 0 | 0 | 0 | 0 | 0
146 | 7000016524 | 2690 | 400kV Insulator and Hardware | 1000055986 | 72169990 |  | 18 |  | 400KV SUSPENSION INSULATOR STRING AND ASSOCIATED HARDWARE FITTINGSWITH DROP CLAMP SUITABLE FOR QUAD CONDUCTOR | EA | 12 |  | INCLUDED | 0 | 0 | 0 | 0 | 0 | 0 | 0 | 0
147 | 7000016524 | 1250 | AC & Ventilation system | 1000022408 | 84159000 |  | 28 |  | Ventillation system for 400KV GIS Hall | SET | 1 |  | INCLUDED | 0 | 0 | 0 | 0 | 0 | 0 | 0 | 0
148 | 7000016524 | 1260 | AC & Ventilation system | 1000022406 | 84159000 |  | 28 |  | Ventillation system for 220KV GIS Hall | SET | 1 |  | INCLUDED | 0 | 0 | 0 | 0 | 0 | 0 | 0 | 0
149 | 7000016524 | 1270 | AC & Ventilation system | 1000025963 | 84151090 |  | 28 |  | Air conditioning sys-400kV GIS Hall LCC | SET | 1 |  | INCLUDED | 0 | 0 | 0 | 0 | 0 | 0 | 0 | 0
150 | 7000016524 | 1280 | AC & Ventilation system | 1000032700 | 84151090 |  | 28 |  | AIRCONDITIONING SYSTEM FOR LCR IN 245KV GIS BUILDING | SET | 1 |  | INCLUDED | 0 | 0 | 0 | 0 | 0 | 0 | 0 | 0
151 | 7000016524 | 340 | Erection Hardware-400kV | 1000011334 | 72169990 |  | 18 |  | Erection Hardware for 400kV I type layout for GIS terminationarrangement-Transformer bay as per technical specification | SET | 5 |  | INCLUDED | 0 | 0 | 0 | 0 | 0 | 0 | 0 | 0
152 | 7000016524 | 350 | Erection Hardware-400kV | 1000011333 | 72169990 |  | 18 |  | Erection Hardware for 400kV I type layout for GIS terminationarrangement-Bus Reactor bay as per technical specification | SET | 1 |  | INCLUDED | 0 | 0 | 0 | 0 | 0 | 0 | 0 | 0
153 | 7000016524 | 360 | Erection Hardware-400kV | 1000011336 | 72169990 |  | 18 |  | Erection Hardware for 400kV I type layout for GIS terminationarrangement-Line bay as per technical specification | SET | 4 |  | INCLUDED | 0 | 0 | 0 | 0 | 0 | 0 | 0 | 0
154 | 7000016524 | 370 | Erection Hardware-400kV | 1000034004 | 85389000 |  | 18 |  | ERECTION HARDWARE FOR 420KV I TYPE LAYOUT FOR GIS TERMINATIONARRANGEMENT-LINE REACTORS WITH NGR BYPASS ARRANGEMENT AS PER TECHNICALSPECIFICATION | SET | 2 |  | INCLUDED | 0 | 0 | 0 | 0 | 0 | 0 | 0 | 0
155 | 7000016524 | 950 | Erection Hardware-220kV | 1000011252 | 72169990 |  | 18 |  | Erection Hardware for 220kV DM-type layout for GIS terminationarrangement-Transformer bay as per technical specification | SET | 3 |  | INCLUDED | 0 | 0 | 0 | 0 | 0 | 0 | 0 | 0
156 | 7000016524 | 380 | 145kV Equipment | 1000000945 | 85352911 |  | 18 |  | 145kV, 1250A, 31.5KA Circuit Breakers(1-Phase) with support structure | EA | 2 |  | INCLUDED | 0 | 0 | 0 | 0 | 0 | 0 | 0 | 0
157 | 7000016524 | 390 | 145kV Equipment | 1000000956 | 85462040 |  | 18 |  | 145kV, 1 phase Bus Post Insulators | EA | 4 |  | INCLUDED | 0 | 0 | 0 | 0 | 0 | 0 | 0 | 0
158 | 7000016524 | 2700 | Main Earthmat | 1000032055 | 72159090 |  | 18 |  | 40 MM MS ROD FOR MAIN EARTHMAT | KM | 9 |  | INCLUDED | 0 | 0 | 0 | 0 | 0 | 0 | 0 | 0
159 | 7000016524 | 400 | Power and Control Cables | 1000000442 | 85446020 |  | 18 |  | 1.1kV grade Control Cables (PVCinsulated) along withlugs,glands,straight joints &accessories,etc. | LS | 1 |  | INCLUDED | 0 | 0 | 0 | 0 | 0 | 0 | 0 | 0
160 | 7000016524 | 410 | Power and Control Cables | 1000031985 | 85446020 |  | 18 |  | 1.1KV GRADE 4CX6 SQMM (PVC) POWER CABLE | KM | 45 |  | INCLUDED | 0 | 0 | 0 | 0 | 0 | 0 | 0 | 0
161 | 7000016524 | 420 | Power and Control Cables | 1000031976 | 85446020 |  | 18 |  | 1.1KV GRADE 4CX16 SQMM (PVC) POWER CABLE | KM | 12 |  | INCLUDED | 0 | 0 | 0 | 0 | 0 | 0 | 0 | 0
162 | 7000016524 | 430 | Power and Control Cables | 1000031953 | 85446020 |  | 18 |  | 1.1KV GRADE 3.5CX35 SQMM (PVC) POWER CABLE | KM | 10 |  | INCLUDED | 0 | 0 | 0 | 0 | 0 | 0 | 0 | 0
163 | 7000016524 | 440 | Power and Control Cables | 1000031957 | 85446020 |  | 18 |  | 1.1KV GRADE 3.5CX70 SQMM (PVC) POWER CABLE | KM | 5 |  | INCLUDED | 0 | 0 | 0 | 0 | 0 | 0 | 0 | 0
164 | 7000016524 | 450 | Power and Control Cables | 1000031951 | 85446090 |  | 18 |  | 1.1KV GRADE 3.5CX300 SQMM (XLPE) POWER CABLE | KM | 1 |  | INCLUDED | 0 | 0 | 0 | 0 | 0 | 0 | 0 | 0
165 | 7000016524 | 460 | Power and Control Cables | 1000031943 | 85446020 |  | 18 |  | 1.1KV GRADE 2CX6 SQMM (PVC) POWER CABLE | KM | 7 |  | INCLUDED | 0 | 0 | 0 | 0 | 0 | 0 | 0 | 0
166 | 7000016524 | 470 | 400kV Indoor Illumination | 1000049467 | 94059900 |  | 18 |  | INDOOR LIGHTNING FOR GIS BUILDING (AS PER TECHNICAL SPECIFICATION) including AHU & Relay Rooms as applicable | SET | 1 |  | INCLUDED | 0 | 0 | 0 | 0 | 0 | 0 | 0 | 0
167 | 7000016524 | 480 | 400kV Indoor Illumination | 1000025538 | 76169990 |  | 18 |  | Self Supported Aluminium Ladder as Per Technical Specification | EA | 1 |  | INCLUDED | 0 | 0 | 0 | 0 | 0 | 0 | 0 | 0
168 | 7000016524 | 490 | 400kV Indoor Illumination | 1000024515 | 76169990 |  | 18 |  | Cartwheel Mounted Aluminium Ladder as Per Technical Specification | EA | 1 |  | INCLUDED | 0 | 0 | 0 | 0 | 0 | 0 | 0 | 0
169 | 7000016524 | 840 | 220kV Indoor Illumination | 1000049467 | 94059900 |  | 18 |  | INDOOR LIGHTNING FOR GIS BUILDING (AS PER TECHNICAL SPECIFICATION) including AHU & Relay Rooms as applicable | SET | 1 |  | INCLUDED | 0 | 0 | 0 | 0 | 0 | 0 | 0 | 0
170 | 7000016524 | 500 | Illumination(Outdoor) | 1000014547 | 85371000 |  | 18 |  | Lighting Panel type ACP-2 as per technical specification | EA | 3 |  | INCLUDED | 0 | 0 | 0 | 0 | 0 | 0 | 0 | 0
171 | 7000016524 | 510 | Illumination(Outdoor) | 1000014548 | 94059900 |  | 18 |  | Lighting Panel type ACP-3 as per technical specification | EA | 1 |  | INCLUDED | 0 | 0 | 0 | 0 | 0 | 0 | 0 | 0
172 | 7000016524 | 520 | Illumination(Outdoor) | 1000038325 | 94059900 |  | 18 |  | LIGHTING FIXTURE LED LUMINAIRES TYPE FL2 AS PER TECH. SPECIFICATIONS | EA | 30 |  | INCLUDED | 0 | 0 | 0 | 0 | 0 | 0 | 0 | 0
173 | 7000016524 | 530 | Illumination(Outdoor) | 1000004952 | 94059900 |  | 18 |  | 63A, 415V : Interlocked switch socket outdoor Receptacle (type RP) asper technical specifications | EA | 2 |  | INCLUDED | 0 | 0 | 0 | 0 | 0 | 0 | 0 | 0
174 | 7000016524 | 540 | Illumination(Outdoor) | 1000001894 | 94059900 |  | 18 |  | Outdoor Power Receptacle for oilfiltration unit (250A) | EA | 2 |  | INCLUDED | 0 | 0 | 0 | 0 | 0 | 0 | 0 | 0
175 | 7000016524 | 550 | Illumination(Outdoor) | 1000038389 | 94051090 |  | 18 |  | LED STREET LIGHT LUMINAIRE TYPE SL-L1 (= 45W)AS PER TECHNICALSPECIFICATION | EA | 30 |  | INCLUDED | 0 | 0 | 0 | 0 | 0 | 0 | 0 | 0
176 | 7000016524 | 560 | Illumination(Outdoor) | 1000038397 | 94059900 |  | 18 |  | TYPE L1 STREET LIGHTING POLE OF 6 METER AS PER TECHNICALSPECIFICATION. | EA | 30 |  | INCLUDED | 0 | 0 | 0 | 0 | 0 | 0 | 0 | 0
177 | 7000016524 | 570 | Illumination(Outdoor) | 1000038387 | 94051090 |  | 18 |  | LED FLOOD LIGHT LUMINARIESTYPE FL-1 (150W) AS PER TECHNICALSPECIFICATION | EA | 20 |  | INCLUDED | 0 | 0 | 0 | 0 | 0 | 0 | 0 | 0
178 | 7000016524 | 580 | Illumination(Outdoor) | 1000038385 | 94059900 |  | 18 |  | FIRE WALL MOUNTED LED LUMINARIE TYPE FL-2 (250W) | EA | 12 |  | INCLUDED | 0 | 0 | 0 | 0 | 0 | 0 | 0 | 0
179 | 7000016524 | 590 | Fire Protection System | 1000012022 | 84241000 |  | 18 |  | 4.5 kg CO2 type Portable Fire extinguisher | EA | 12 |  | INCLUDED | 0 | 0 | 0 | 0 | 0 | 0 | 0 | 0
180 | 7000016524 | 600 | Fire Protection System | 1000012024 | 84241000 |  | 18 |  | Fire Extinguisher Dry Chemical Powder Type(5 Kg) for control room. | EA | 10 |  | INCLUDED | 0 | 0 | 0 | 0 | 0 | 0 | 0 | 0
181 | 7000016524 | 610 | Fire Protection System | 1000012010 | 85311020 |  | 18 |  | Fire Detection and Alarm System for 400kV GIS Hall | SET | 1 |  | INCLUDED | 0 | 0 | 0 | 0 | 0 | 0 | 0 | 0
182 | 7000016524 | 620 | Fire Protection System | 1000049460 | 84818090 |  | 18 |  | FIRE PROTECTION SYSTEM FOR LOCAL RELAY ROOM FOR 400KV GIS | SET | 1 |  | INCLUDED | 0 | 0 | 0 | 0 | 0 | 0 | 0 | 0
183 | 7000016524 | 630 | Fire Protection System | 1000012042 | 84248990 |  | 18 |  | HVW spray system, Hydrant system and complete U/G & O/G piping andaccessories etc. out side the pump house for 125 MVAR, 420kV, 3 phaseBus Reactor | SET | 1 |  | INCLUDED | 0 | 0 | 0 | 0 | 0 | 0 | 0 | 0
184 | 7000016524 | 640 | Fire Protection System | 1000012069 | 84248990 |  | 18 |  | HVW spray system, Hydrant system and complete U/G & O/G piping andaccessories etc. out side the pump house for 500MVA , 400KV/220/33kV, 3-phase Autotransformer | SET | 3 |  | INCLUDED | 0 | 0 | 0 | 0 | 0 | 0 | 0 | 0
185 | 7000016524 | 650 | Fire Protection System | 1000012070 | 84248990 |  | 18 |  | HVW spray system, Hydrant system and complete U/G & O/G piping andaccessories etc. out side the pump house for 63 MVAR, 420kV, 3 phaseShunt Reactor | SET | 2 |  | INCLUDED | 0 | 0 | 0 | 0 | 0 | 0 | 0 | 0
186 | 7000016524 | 660 | Fire Protection System | 1000012009 | 85311020 |  | 18 |  | Fire Detection and Alarm System for 220kV GIS Hall | SET | 1 |  | INCLUDED | 0 | 0 | 0 | 0 | 0 | 0 | 0 | 0
187 | 7000016524 | 670 | Fire Protection System | 1000049459 | 84818090 |  | 18 |  | FIRE PROTECTION SYSTEM FOR LOCAL RELAY ROOM FOR 220KV GIS | SET | 1 |  | INCLUDED | 0 | 0 | 0 | 0 | 0 | 0 | 0 | 0
188 | 7000016524 | 680 | Fire Protection System | 1000012035 | 84819090 |  | 18 |  | Hydrant system, complete U/G piping and accessories etc. outside thePump House for Fire Protection of 400/220kV GIS (New) Substation | SET | 1 |  | INCLUDED | 0 | 0 | 0 | 0 | 0 | 0 | 0 | 0
189 | 7000016524 | 690 | Steel Structure-400kV Equipment | 1000020195 | 73045930 |  | 18 |  | Fabrication, galvanising and supply ofStandard Pipe Structure - 400 kV,1-Phase, SA including nuts, bolts,all type of washers, packplates, stepbolts and gusset plates excludingfoundation bolts | EA | 12 |  | INCLUDED | 0 | 0 | 0 | 0 | 0 | 0 | 0 | 0
190 | 7000016524 | 700 | Steel Structure-400kV Equipment | 1000020193 | 73045930 |  | 18 |  | Fabrication, galvanising and supply of Standard Pipe Structure - 400kV CVT including nuts, bolts, all type of washers, packplates, stepbolts and gusset plates excluding foundation bolts | EA | 12 |  | INCLUDED | 0 | 0 | 0 | 0 | 0 | 0 | 0 | 0
191 | 7000016524 | 710 | Steel Structure-400kV Equipment | 1000020196 | 73045930 |  | 18 |  | Fabrication, galvanising and supply ofStd Pipe Structure - 400 kV, 1-Phase,BPI, (Excluding Wave Trap), includingnuts, bolts, all type of washers,packplates, step bolts and gussetplates excluding foundation bolts | EA | 24 |  | INCLUDED | 0 | 0 | 0 | 0 | 0 | 0 | 0 | 0
192 | 7000016524 | 720 | Steel Structure-400kV Equipment | 1000017568 | 73045930 |  | 18 |  | Standard Pipe Structure for 400kV BPI for WT (1- phase) | EA | 12 |  | INCLUDED | 0 | 0 | 0 | 0 | 0 | 0 | 0 | 0
193 | 7000016524 | 960 | Steel Structure-145kV Equipment | 1000029035 | 73082011 |  | 18 |  | Fabrication, galvanising and supply of Std 132 kV Support Structure1Ph BPI including nuts, bolts, all type of washers, packplates, stepboltsand gusset plates excluding foundation bolts | EA | 4 |  | INCLUDED | 0 | 0 | 0 | 0 | 0 | 0 | 0 | 0
194 | 7000016524 | 730 | Steel structure | 1000020118 | 73082011 |  | 18 |  | Fabrication, galvanising and supply of Standard 400 kV Gantry G1including nuts, bolts, all type of washers, packplates, step bolts andgusset plates excluding foundation bolts | EA | 8 |  | INCLUDED | 0 | 0 | 0 | 0 | 0 | 0 | 0 | 0
195 | 7000016524 | 740 | Steel structure | 1000020091 | 73082011 |  | 18 |  | Fabrication, galvanising and supply of Std LM (50m) includingnuts, bolts, all type of washers, packplates, step bolts and gussetplates excluding foundation bolts | EA | 3 |  | INCLUDED | 0 | 0 | 0 | 0 | 0 | 0 | 0 | 0
196 | 7000016524 | 750 | Steel structure | 1000020138 | 73082011 |  | 18 |  | Fabrication, galvanising and supply of Standard 400 kV Tower TVincluding nuts, bolts, all type of washers, packplates, step bolts andgusset plates excluding foundation bolts | EA | 3 |  | INCLUDED | 0 | 0 | 0 | 0 | 0 | 0 | 0 | 0
197 | 7000016524 | 760 | Steel structure | 1000020124 | 73082011 |  | 18 |  | Fabrication, galvanising and supply of Standard 400 kV Tower TBincluding nuts, bolts, all type of washers, packplates, step bolts andgusset plates excluding foundation bolts | EA | 6 |  | INCLUDED | 0 | 0 | 0 | 0 | 0 | 0 | 0 | 0
198 | 7000016524 | 770 | Augumentation of VMS System | 1000030433 | 85287390 |  | 18 |  | COLOR IP CAMERA, WITH PAN, TILT AND ZOOM FACILITIES, ALONGWITH ALLREQUIRED ITEMS, ACCESSORIES, LINE INTERFACE UNITS, FIBER PATCH CORDS,POWER SUPPLY UNITS, JUNCTION BOXES, CABLES, FIBER OPTIC CABLES, ETC.,AND INCLUDING INTEGRATION IN EXISTING HARDWARE AND SOFTWARE FORAUGMENTATION OF VISUAL MONITORING SYSTEM AS PER TECHNICALSPECIFICATION. | SET | 1 |  | INCLUDED | 0 | 0 | 0 | 0 | 0 | 0 | 0 | 0
199 | 7000016529 | 10 | Mandatory spares-400kV | 1000024186 | 85354010 |  | 18 |  | SPARES FOR 336KV SURGE ARRESTER | LS | 1 |  | INCLUDED | 0 | 0 | 0 | 0 | 0 | 0 | 0 | 0
200 | 7000016529 | 20 | Mandatory spares-400kV | 1000025943 | 85359090 |  | 18 |  | Spare-420kV CVT 1 | SET | 1 |  | INCLUDED | 0 | 0 | 0 | 0 | 0 | 0 | 0 | 0
201 | 7000016529 | 30 | Mandatory spares-400kV | 1000019912 | 85371000 |  | 18 |  | Relay & protection Panels (with automation) | LS | 1 |  | INCLUDED | 0 | 0 | 0 | 0 | 0 | 0 | 0 | 0
202 | 7000016529 | 40 | Mandatory spares-400kV | 1000019927 | 85389000 |  | 18 |  | Spares-Substation Automation System | LS | 1 |  | INCLUDED | 0 | 0 | 0 | 0 | 0 | 0 | 0 | 0
203 | 7000016529 | 50 | Mandatory spares-400kV | 1000019925 | 84819090 |  | 18 |  | Spares for Fire Protection System | LS | 1 |  | INCLUDED | 0 | 0 | 0 | 0 | 0 | 0 | 0 | 0
204 | 7000016529 | 60 | Mandatory spares-400kV | 1000025950 | 85176210 |  | 18 |  | Spare-PLCC | SET | 1 |  | INCLUDED | 0 | 0 | 0 | 0 | 0 | 0 | 0 | 0
205 | 7000016524 | 1640 | GIS Mandatory spares-400kV | 1000058332 | 85359030 |  | 18 |  | 400KV GIS-SF6 GAS PRESSURE RELIEF DEVICE ASSEMBLY OF EACH TYPE | EA | 2 |  | INCLUDED | 0 | 0 | 0 | 0 | 0 | 0 | 0 | 0
206 | 7000016524 | 1650 | GIS Mandatory spares-400kV | 1000049817 | 85359030 |  | 18 |  | SF6 PRESSURE GAUGE CUM SWITCH /DENSITY MONITORS AND PRESSURESWITCH AS APPLICABLE, OF EACH TYPE-400KV GIS | SET | 3 |  | INCLUDED | 0 | 0 | 0 | 0 | 0 | 0 | 0 | 0
207 | 7000016524 | 1660 | GIS Mandatory spares-400kV | 1000049753 | 85359030 |  | 18 |  | COUPLING DEVICE FOR PRESSURE GAUGE CUM SWITCH FOR CONNECTINGGAS HANDLING PLANT OF EACH TYPE-400KV GIS | SET | 2 |  | INCLUDED | 0 | 0 | 0 | 0 | 0 | 0 | 0 | 0
208 | 7000016524 | 1670 | GIS Mandatory spares-400kV | 1000049762 | 85359030 |  | 18 |  | RUBBER GASKETS, Ã‚â‚¬Å’OÃ‚â‚¬Â RINGS AND SEALS FOR SF6 GAS FOR GISENCLOSURE OF EACH TYPE-400KV GIS | SET | 3 |  | INCLUDED | 0 | 0 | 0 | 0 | 0 | 0 | 0 | 0
209 | 7000016524 | 1680 | GIS Mandatory spares-400kV | 1000058330 | 85359030 |  | 18 |  | 400KV GIS-MOLECULAR FILTER FOR SF6 GAS WITH FILTER BAGS (5 % OF TOTALWEIGHT) | SET | 1 |  | INCLUDED | 0 | 0 | 0 | 0 | 0 | 0 | 0 | 0
210 | 7000016524 | 1690 | GIS Mandatory spares-400kV | 1000049750 | 85359030 |  | 18 |  | CONTROL VALVES FOR SF6 GAS OF EACH TYPE-400KV GIS | SET | 3 |  | INCLUDED | 0 | 0 | 0 | 0 | 0 | 0 | 0 | 0
211 | 7000016524 | 1700 | GIS Mandatory spares-400kV | 1000058331 | 85359030 |  | 18 |  | 400KV GIS-SF6 GAS (5 % OF TOTAL GAS QUANTITY) | LOT | 1 |  | INCLUDED | 0 | 0 | 0 | 0 | 0 | 0 | 0 | 0
212 | 7000016524 | 1710 | GIS Mandatory spares-400kV | 1000049783 | 85359030 |  | 18 |  | LOCKING DEVICE TO KEEP THE DIS-CONNECTORS (ISOLATORS)AND EARTHING/FAST EARTHING SWITCHES IN CLOSE OR OPEN POSITION IN CASEOF REMOVAL OF THE DRIVING MECHANISM-400KV GIS | SET | 3 |  | INCLUDED | 0 | 0 | 0 | 0 | 0 | 0 | 0 | 0
213 | 7000016524 | 1720 | GIS Mandatory spares-400kV | 1000049505 | 85359030 |  | 18 |  | UHF PD SENSORS OF EACH TYPE ALONG WITH BNC CONNECTOR FOR 420KV GIS | EA | 5 |  | INCLUDED | 0 | 0 | 0 | 0 | 0 | 0 | 0 | 0
214 | 7000016524 | 1730 | GIS Mandatory spares-400kV | 1000058334 | 85359030 |  | 18 |  | 400KV GIS-SUPPORT INSULATORS (GAS THROUGH) OF EACH TYPE (COMPLETE WITHMETAL RING ETC.) ALONG WITH ASSOCIATED CONTACTS AND SHIELDS | EA | 5 |  | INCLUDED | 0 | 0 | 0 | 0 | 0 | 0 | 0 | 0
215 | 7000016524 | 1740 | GIS Mandatory spares-400kV | 1000058329 | 85359030 |  | 18 |  | 400KV GIS-GAS BARRIERS OF EACH TYPE (COMPLETE WITH METAL RING ETC.)ALONG WITH ASSOCIATED CONTACTS AND SHIELDS | EA | 5 |  | INCLUDED | 0 | 0 | 0 | 0 | 0 | 0 | 0 | 0
216 | 7000016524 | 1750 | GIS Mandatory spares-400kV | 1000058333 | 85359030 |  | 18 |  | 400KV GIS- 3150A SF6 TO AIR BUSHING COMPLETE IN ALL RESPECT | EA | 1 |  | INCLUDED | 0 | 0 | 0 | 0 | 0 | 0 | 0 | 0
217 | 7000016524 | 1760 | GIS Mandatory spares-400kV | 1000049498 | 85359030 |  | 18 |  | LCC SPARES - AUX. RELAYS, CONTACTORS,PUSH BUTTONS, SWITCHES,LAMPS,ANNUNCIATION WINDOWS, MCB, FUSES,TIMERS, TERMINAL BLOCKS ETC. OF EACHTYPE & RATING-400kV GIS | SET | 2 |  | INCLUDED | 0 | 0 | 0 | 0 | 0 | 0 | 0 | 0
218 | 7000016524 | 1770 | GIS Mandatory spares-400kV | 1000058317 | 85359030 |  | 18 |  | 400KV GIS-ONE POLE OF 3150A CIRCUIT BREAKER WITHOUT PIR WITHINTERRUPTER, MAIN CIRCUIT, ENCLOSURE AND OPERATING MECHANISM COMPLETEIN ALL RESPECT | SET | 1 |  | INCLUDED | 0 | 0 | 0 | 0 | 0 | 0 | 0 | 0
219 | 7000016524 | 1780 | GIS Mandatory spares-400kV | 1000021873 | 85389000 |  | 18 |  | Trip coil assembly with resistor for420kV GIS Circuit Breaker (asapplicable) | SET | 3 |  | INCLUDED | 0 | 0 | 0 | 0 | 0 | 0 | 0 | 0
220 | 7000016524 | 1790 | GIS Mandatory spares-400kV | 1000009208 | 85389000 |  | 18 |  | Closing coil assembly with resistor for420kV GIS Circuit Breaker (asapplicable) | SET | 3 |  | INCLUDED | 0 | 0 | 0 | 0 | 0 | 0 | 0 | 0
221 | 7000016524 | 1800 | GIS Mandatory spares-400kV | 1000058324 | 85359030 |  | 18 |  | RELAYS, POWER CONTACTORS, PUSH BUTTONS, TIMERS & MCBS ETC. (ASAPPLICABLE) OF EACH TYPE FOR 400KV GIS CIRCUIT BREAKER | SET | 1 |  | INCLUDED | 0 | 0 | 0 | 0 | 0 | 0 | 0 | 0
222 | 7000016524 | 1810 | GIS Mandatory spares-400kV | 1000007067 | 85389000 |  | 18 |  | Auxiliary switch assembly of each type for 420kV GIS Circuit Breaker | SET | 3 |  | INCLUDED | 0 | 0 | 0 | 0 | 0 | 0 | 0 | 0
223 | 7000016524 | 1820 | GIS Mandatory spares-400kV | 1000058323 | 85359030 |  | 18 |  | 400KV GIS CIRCUIT BREAKER-OPERATION COUNTER | EA | 3 |  | INCLUDED | 0 | 0 | 0 | 0 | 0 | 0 | 0 | 0
224 | 7000016524 | 1830 | GIS Mandatory spares-400kV | 1000058320 | 85359030 |  | 18 |  | 400KV GIS CIRCUIT BREAKER-HYDRAULIC OPERATING MECHANISM WITH DRIVEMOTOR (FOR HYDRAULIC OPERATED MECHANISM, IF APPLICABLE) | SET | 1 |  | INCLUDED | 0 | 0 | 0 | 0 | 0 | 0 | 0 | 0
225 | 7000016524 | 1840 | GIS Mandatory spares-400kV | 1000049759 | 85359030 |  | 18 |  | HYDRAULIC FILTER OF EACH TYPE (FOR HYDRAULIC OPERATED MECHANISM, IFPPLICABLE)-400KV GIS CIRCUIT BREKAER | SET | 1 |  | INCLUDED | 0 | 0 | 0 | 0 | 0 | 0 | 0 | 0
226 | 7000016524 | 1850 | GIS Mandatory spares-400kV | 1000058319 | 85359030 |  | 18 |  | 400KV GIS CIRCUIT BREAKER- HOSE PIPE OF EACH TYPE (AS APPLICABLE) (FORHYDRAULIC OPERATED MECHANISM, IF APPLICABLE) | SET | 1 |  | INCLUDED | 0 | 0 | 0 | 0 | 0 | 0 | 0 | 0
227 | 7000016524 | 1860 | GIS Mandatory spares-400kV | 1000058322 | 85359030 |  | 18 |  | 400KV GIS CIRCUIT BREAKER - N2 ACCUMULATOR (FOR HYDRAULIC OPERATEDMECHANISM, IF APPLICABLE) | SET | 1 |  | INCLUDED | 0 | 0 | 0 | 0 | 0 | 0 | 0 | 0
228 | 7000016524 | 1870 | GIS Mandatory spares-400kV | 1000049835 | 85359030 |  | 18 |  | VALVES OF EACH TYPE (FOR HYDRAULIC OPERATED MECHANISM, IFAPPLICABLE)-400KV GIS CIRCUIT BREKAER | SET | 1 |  | INCLUDED | 0 | 0 | 0 | 0 | 0 | 0 | 0 | 0
229 | 7000016524 | 1880 | GIS Mandatory spares-400kV | 1000049795 | 85359030 |  | 18 |  | PIPE LENGTH (COPPER & STEEL) OF EACH SIZE & TYPE (FOR HYDRAULICOPERATED MECHANISM, IF APPLICABLE)-400KV GIS CIRCUIT BREKAER | SET | 1 |  | INCLUDED | 0 | 0 | 0 | 0 | 0 | 0 | 0 | 0
230 | 7000016524 | 1890 | GIS Mandatory spares-400kV | 1000049808 | 85359030 |  | 18 |  | PRESSURE SWITCHES OF EACH TYPE (FOR HYDRAULIC OPERATED MECHANISM, IFAPPLICABLE)-400KV GIS CIRCUIT BREKAER | SET | 1 |  | INCLUDED | 0 | 0 | 0 | 0 | 0 | 0 | 0 | 0
231 | 7000016524 | 1900 | GIS Mandatory spares-400kV | 1000049805 | 85359030 |  | 18 |  | PRESSURE GAUGE WITH COUPLING DEVICE OF EACH TYPE (FOR HYDRAULICOPERATED MECHANISM, IF APPLICABLE)-400KV GIS CIRCUIT BREKAER | SET | 1 |  | INCLUDED | 0 | 0 | 0 | 0 | 0 | 0 | 0 | 0
232 | 7000016524 | 1910 | GIS Mandatory spares-400kV | 1000058321 | 85359030 |  | 18 |  | 400KV GIS CIRCUIT BREAKER-HYDRAULIC OIL (5% OF TOTAL OIL QUANTITY)(FOR HYDRAULIC OPERATED MECHANISM, IF APPLICABLE) | SET | 1 |  | INCLUDED | 0 | 0 | 0 | 0 | 0 | 0 | 0 | 0
233 | 7000016524 | 1920 | GIS Mandatory spares-400kV | 1000049799 | 85359030 |  | 18 |  | PRESSURE RELIEF DEVICE OF EACH TYPE (FOR HYDRAULIC OPERATED MECHANISM,IF APPLICABLE)-400KV GIS CIRCUIT BREKAER | SET | 1 |  | INCLUDED | 0 | 0 | 0 | 0 | 0 | 0 | 0 | 0
234 | 7000016524 | 1930 | GIS Mandatory spares-400kV | 1000058325 | 85359030 |  | 18 |  | 400KV GIS CIRCUIT BREAKER-COMPLETE SPRING OPERATING MECHANISMINCLUDING CHARGING MECHANISM ETC. (FOR SPRING OPERATED MECHANISM, IFAPPLICABLE) | SET | 1 |  | INCLUDED | 0 | 0 | 0 | 0 | 0 | 0 | 0 | 0
235 | 7000016524 | 1940 | GIS Mandatory spares-400kV | 1000058318 | 85359030 |  | 18 |  | 400KV GIS CIRCUIT BREAKER- COMPLETE HYDRAULIC-SPRING OPERATINGMECHANISM INCLUDING CHARGING MECHANISM ETC. (FOR HYDRAULIC-SPRINGOPERATED MECHANISM, IF APPLICABLE) | SET | 1 |  | INCLUDED | 0 | 0 | 0 | 0 | 0 | 0 | 0 | 0
236 | 7000016524 | 1950 | GIS Mandatory spares-400kV | 1000049495 | 85359030 |  | 18 |  | PRESSURE SWITCHES OF EACH TYPE FOR420KV GIS CIRCUIT BREAKER (ForHydraulic-Spring Operated Mechanism, ifapplicable) | SET | 1 |  | INCLUDED | 0 | 0 | 0 | 0 | 0 | 0 | 0 | 0
237 | 7000016524 | 1960 | GIS Mandatory spares-400kV | 1000049802 | 85359030 |  | 18 |  | PRESSURE GAUGE WITH COUPLING DEVICE OF EACH TYPE (FOR HYDRAULIC-SPRINGOPERATED MECHANISM, IF APPLICABLE)-400KV GIS CIRCUIT BREKAER | SET | 1 |  | INCLUDED | 0 | 0 | 0 | 0 | 0 | 0 | 0 | 0
238 | 7000016524 | 1970 | GIS Mandatory spares-400kV | 1000058374 | 85359030 |  | 18 |  | 400kV GIS- Single phase of 3150Adisconnector switch including maincircuit, enclosure, driving mechanismand support insulator etc., complete inall respect (Note 1- The contractorshall supply spare for disconnectorswitch to ensure one to one replacementof all disconnector switch supplied asmain equipment without any requirementof modification in fittings at site tocover all different types ofdisconnector switch supplied. In case,quantity of supplied dis-connectorswitch types (for one to onereplacement) are more than the quantitymentioned in BPS for spare, thecontractor shall supply theseadditional types of disconnector switchwithout any additional priceimplication to POWERGRID and quantitiesof these additional type ofdisconnector switch are deem to beincluded in the quantities mentioned inBPS for spare disconnector. Note 2 - Incase, Dis-connector Switch (DS) & EarthSwitch (ES) is provided in a sameenclosure with common operatingmechanism, then the module comprisingof Dis-connector & Earth switch insingle enclosure with common operatingmechanism is to be provided under thehead of spare Dis-connector only. Note3- In case, Dis-connector Switch (DS)&Earth Switch (ES) is provided in asame enclosure with separate operatingmechanism, then the module comprisingof Dis-connector & Earth switch insingle enclosure with separateoperating mechanism is to be providedunder the head of spare Dis-connectoronly.) | EA | 4 |  | INCLUDED | 0 | 0 | 0 | 0 | 0 | 0 | 0 | 0
239 | 7000016524 | 1980 | GIS Mandatory spares-400kV | 1000058314 | 85359030 |  | 18 |  | 400KV GIS- SINGLE PHASE MAINTENANCE EARTHING SWITCH INCLUDING MAINCIRCUIT, ENCLOSURE, DRIVING MECHANISM AND SUPPORT INSULATOR ETC.,COMPLETE IN ALL RESPECT (NOTE 1 - IN CASE, DIS-CONNECTOR SWITCH (DS) &EARTH SWITCH (ES) IS PROVIDED IN A SAME ENCLOSURE WITH COMMONOPERATING MECHANISM, THEN THE MODULE COMPRISING OF DIS-CONNECTOR &EARTH SWITCH IN SINGLE ENCLOSURE WITH COMMON OPERATING MECHANISM IS TOBE PROVIDED UNDER THE HEAD OF SPARE DIS-CONNECTOR ONLY. NOTE 2 - INCASE, DIS-CONNECTOR SWITCH (DS) & EARTH SWITCH (ES) IS PROVIDED IN ASAME ENCLOSURE WITH SEPARATE OPERATING MECHANISM, THEN THE MODULECOMPRISING OF DIS-CONNECTOR & EARTH SWITCH IN SINGLE ENCLOSURE WITHSEPARATE OPERATING MECHANISM IS TO BE PROVIDED UNDER THE HEAD OF SPAREDIS-CONNECTOR ONLY.) | EA | 2 |  | INCLUDED | 0 | 0 | 0 | 0 | 0 | 0 | 0 | 0
240 | 7000016524 | 1990 | GIS Mandatory spares-400kV | 1000058310 | 85359030 |  | 18 |  | 400KV GIS - SINGLE PHASE FAST EARTHING SWITCH INCLUDING MAIN CIRCUIT,ENCLOSURE, DRIVING MECHANISM AND SUPPORT INSULATOR ETC., COMPLETE INALL RESPECT (NOTE 1 - IN CASE, DIS-CONNECTOR SWITCH (DS) & EARTHSWITCH (ES) IS PROVIDED IN A SAME ENCLOSURE WITH COMMON OPERATINGMECHANISM, THEN THE MODULE COMPRISING OF DIS-CONNECTOR & EARTH SWITCHIN SINGLE ENCLOSURE WITH COMMON OPERATING MECHANISM IS TO BE PROVIDEDUNDER THE HEAD OF SPARE DIS-CONNECTOR ONLY. NOTE 2 - IN CASE,DIS-CONNECTOR SWITCH (DS) & EARTH SWITCH (ES) IS PROVIDED IN A SAMEENCLOSURE WITH SEPARATE OPERATING MECHANISM, THEN THE MODULECOMPRISING OF DIS-CONNECTOR & EARTH SWITCH IN SINGLE ENCLOSURE WITHSEPARATE OPERATING MECHANISM IS TO BE PROVIDED UNDER THE HEAD OF SPAREDIS-CONNECTOR ONLY.) | EA | 2 |  | INCLUDED | 0 | 0 | 0 | 0 | 0 | 0 | 0 | 0
241 | 7000016524 | 2000 | GIS Mandatory spares-400kV | 1000058305 | 85359030 |  | 18 |  | OPEN/CLOSE CONTACTOR ASSEMBLY, TIMERS, KEY INTERLOCK, INTERLOCKINGCOILS, RELAYS, PUSH BUTTONS, INDICATING LAMPS, POWER CONTACTORS,RESISTORS, FUSES, MCBS & DRIVE CONTROL CARDS ETC. (AS APPLICABLE) ONEOF EACH TYPE FOR ONE COMPLETE MOM BOX FOR 400KV GIS DISCONNECTORSWITCH | SET | 1 |  | INCLUDED | 0 | 0 | 0 | 0 | 0 | 0 | 0 | 0
242 | 7000016524 | 2010 | GIS Mandatory spares-400kV | 1000058312 | 85359030 |  | 18 |  | OPEN/CLOSE CONTACTOR ASSEMBLY, TIMERS, KEY INTERLOCK, INTERLOCKINGCOILS, RELAYS, PUSH BUTTONS, INDICATING LAMPS, POWER CONTACTORS,RESISTORS, FUSES, MCBS & DRIVE CONTROL CARDS ETC. (AS APPLICABLE) ONEOF EACH TYPE FOR ONE COMPLETE MOM BOX FOR 400KV GIS MAINTENANCE EARTHSWITCH | SET | 1 |  | INCLUDED | 0 | 0 | 0 | 0 | 0 | 0 | 0 | 0
243 | 7000016524 | 2020 | GIS Mandatory spares-400kV | 1000058308 | 85359030 |  | 18 |  | OPEN/CLOSE CONTACTOR ASSEMBLY, TIMERS, KEY INTERLOCK, INTERLOCKINGCOILS, RELAYS, PUSH BUTTONS, INDICATING LAMPS, POWER CONTACTORS,RESISTORS, FUSES, MCBS & DRIVE CONTROL CARDS ETC. (AS APPLICABLE) ONEOF EACH TYPE FOR ONE COMPLETE MOM BOX FOR 400KV GIS FAST EARTHINGSWITCH | SET | 1 |  | INCLUDED | 0 | 0 | 0 | 0 | 0 | 0 | 0 | 0
244 | 7000016524 | 2030 | GIS Mandatory spares-400kV | 1000049776 | 85359030 |  | 18 |  | LIMIT SWITCHES AND AUX. SWITCHES FOR ONE COMPLETE MOM BOX FORDISCONNECTOR-400KV GIS | SET | 2 |  | INCLUDED | 0 | 0 | 0 | 0 | 0 | 0 | 0 | 0
245 | 7000016524 | 2040 | GIS Mandatory spares-400kV | 1000049778 | 85359030 |  | 18 |  | LIMIT SWITCHES AND AUX. SWITCHES FOR ONE COMPLETE MOM BOX FORMAINTENANCE EARTHING SWITCH-400KV GIS | SET | 2 |  | INCLUDED | 0 | 0 | 0 | 0 | 0 | 0 | 0 | 0
246 | 7000016524 | 2050 | GIS Mandatory spares-400kV | 1000049777 | 85359030 |  | 18 |  | LIMIT SWITCHES AND AUX. SWITCHES FOR ONE COMPLETE MOM BOX FOR FASTEARTHING SWITCH (IF APPLICABLE)-400KV GIS | SET | 2 |  | INCLUDED | 0 | 0 | 0 | 0 | 0 | 0 | 0 | 0
247 | 7000016524 | 2060 | GIS Mandatory spares-400kV | 1000058306 | 85359030 |  | 18 |  | DRIVE MECHANISM FOR 400KV GIS DISCONNECTOR SWITCH | SET | 1 |  | INCLUDED | 0 | 0 | 0 | 0 | 0 | 0 | 0 | 0
248 | 7000016524 | 2070 | GIS Mandatory spares-400kV | 1000058313 | 85359030 |  | 18 |  | DRIVE MECHANISM FOR 400KV GIS MAINTENANCE EARTH SWITCH | SET | 1 |  | INCLUDED | 0 | 0 | 0 | 0 | 0 | 0 | 0 | 0
249 | 7000016524 | 2080 | GIS Mandatory spares-400kV | 1000058309 | 85359030 |  | 18 |  | DRIVE MECHANISM FOR 400KV GIS FAST EARTHING SWITCH | SET | 1 |  | INCLUDED | 0 | 0 | 0 | 0 | 0 | 0 | 0 | 0
250 | 7000016524 | 2090 | GIS Mandatory spares-400kV | 1000058307 | 85359030 |  | 18 |  | MOTOR FOR DRIVE MECHANISM FOR 400KV GIS DISCONNECTOR SWITCH | EA | 1 |  | INCLUDED | 0 | 0 | 0 | 0 | 0 | 0 | 0 | 0
251 | 7000016524 | 2100 | GIS Mandatory spares-400kV | 1000058315 | 85359030 |  | 18 |  | MOTOR FOR DRIVE MECHANISM FOR 400KVGIS MAINTENANCE EARTH SWITCH | EA | 1 |  | INCLUDED | 0 | 0 | 0 | 0 | 0 | 0 | 0 | 0
252 | 7000016524 | 2110 | GIS Mandatory spares-400kV | 1000058311 | 85359030 |  | 18 |  | MOTOR FOR DRIVE MECHANISM FOR 400KV GIS FAST EARTHING SWITCH | EA | 1 |  | INCLUDED | 0 | 0 | 0 | 0 | 0 | 0 | 0 | 0
253 | 7000016524 | 2120 | GIS Mandatory spares-400kV | 1000058327 | 85359030 |  | 18 |  | 400KV GIS- SINGLE PHASE OF CURRENT TRANSFORMER (3 CORES, TYPE-CTA)WITH ASSOCIATED ENCLOSURE AND PRIMARY CONDUCTOR COMPLETE IN ALLRESPECT | EA | 1 |  | INCLUDED | 0 | 0 | 0 | 0 | 0 | 0 | 0 | 0
254 | 7000016524 | 2130 | GIS Mandatory spares-400kV | 1000058326 | 85359030 |  | 18 |  | 400KV GIS- SINGLE PHASE OF CURRENT TRANSFORMER (2 CORES, TYPE-CTB)WITH ASSOCIATED ENCLOSURE AND PRIMARY CONDUCTOR COMPLETE IN ALLRESPECT | EA | 1 |  | INCLUDED | 0 | 0 | 0 | 0 | 0 | 0 | 0 | 0
255 | 7000016524 | 2140 | GIS Mandatory spares-400kV | 1000058328 | 85359030 |  | 18 |  | 400KV GIS- SINGLE PHASE VT WITH ASSOCIATED ENCLOSURE COMPLETE IN ALLRESPECT | EA | 1 |  | INCLUDED | 0 | 0 | 0 | 0 | 0 | 0 | 0 | 0
256 | 7000016524 | 2150 | GIS Mandatory spares-400kV | 1000058335 | 85359030 |  | 18 |  | 400KV GIS- SINGLE PHASE GAS INSULATED SURGE ARRESTER WITH ASSOCIATEDENCLOSURE AND INSULATOR COMPLETE IN ALL RESPECT | EA | 1 |  | INCLUDED | 0 | 0 | 0 | 0 | 0 | 0 | 0 | 0
257 | 7000016524 | 2160 | GIS Mandatory spares-400kV | 1000058336 | 85359030 |  | 18 |  | 400KV GIS- SURGE COUNTER/ MONITOR | EA | 1 |  | INCLUDED | 0 | 0 | 0 | 0 | 0 | 0 | 0 | 0
258 | 7000016529 | 70 | Mandatory spares-220kV | 1000019927 | 85389000 |  | 18 |  | Spares-Substation Automation System | LS | 1 |  | INCLUDED | 0 | 0 | 0 | 0 | 0 | 0 | 0 | 0
259 | 7000016529 | 80 | Mandatory spares-220kV | 1000019912 | 85371000 |  | 18 |  | Relay & protection Panels (with automation) | LS | 1 |  | INCLUDED | 0 | 0 | 0 | 0 | 0 | 0 | 0 | 0
260 | 7000016524 | 2170 | GIS Mandatory spares-220kV | 1000058300 | 85359030 |  | 18 |  | 220KV GIS-SF6 GAS PRESSURE RELIEF DEVICE ASSEMBLY OF EACH TYPE | EA | 2 |  | INCLUDED | 0 | 0 | 0 | 0 | 0 | 0 | 0 | 0
261 | 7000016524 | 2180 | GIS Mandatory spares-220kV | 1000049816 | 85359030 |  | 18 |  | SF6 PRESSURE GAUGE CUM SWITCH /DENSITY MONITORS AND PRESSURESWITCH AS APPLICABLE, OF EACH TYPE-220KV GIS | SET | 3 |  | INCLUDED | 0 | 0 | 0 | 0 | 0 | 0 | 0 | 0
262 | 7000016524 | 2190 | GIS Mandatory spares-220kV | 1000049752 | 85359030 |  | 18 |  | COUPLING DEVICE FOR PRESSURE GAUGE CUM SWITCH FOR CONNECTINGGAS HANDLING PLANT OF EACH TYPE-220KV GIS | SET | 2 |  | INCLUDED | 0 | 0 | 0 | 0 | 0 | 0 | 0 | 0
263 | 7000016524 | 2200 | GIS Mandatory spares-220kV | 1000049761 | 85359030 |  | 18 |  | RUBBER GASKETS, Ã‚â‚¬Å’OÃ‚â‚¬Â RINGS AND SEALS FOR SF6 GAS FOR GISENCLOSURE OF EACH TYPE-220KV GIS | SET | 3 |  | INCLUDED | 0 | 0 | 0 | 0 | 0 | 0 | 0 | 0
264 | 7000016524 | 2210 | GIS Mandatory spares-220kV | 1000058298 | 85359030 |  | 18 |  | 220KV GIS-MOLECULAR FILTER FOR SF6 GAS WITH FILTER BAGS (5 % OF TOTALWEIGHT) | SET | 1 |  | INCLUDED | 0 | 0 | 0 | 0 | 0 | 0 | 0 | 0
265 | 7000016524 | 2220 | GIS Mandatory spares-220kV | 1000049749 | 85359030 |  | 18 |  | CONTROL VALVES FOR SF6 GAS OF EACH TYPE-220KV GIS | SET | 3 |  | INCLUDED | 0 | 0 | 0 | 0 | 0 | 0 | 0 | 0
266 | 7000016524 | 2230 | GIS Mandatory spares-220kV | 1000058299 | 85359030 |  | 18 |  | 220KV GIS-SF6 GAS (5 % OF TOTAL GAS QUANTITY) | LOT | 1 |  | INCLUDED | 0 | 0 | 0 | 0 | 0 | 0 | 0 | 0
267 | 7000016524 | 2240 | GIS Mandatory spares-220kV | 1000049782 | 85359030 |  | 18 |  | LOCKING DEVICE TO KEEP THE DIS-CONNECTORS (ISOLATORS)AND EARTHING/FAST EARTHING SWITCHES (AS APPLICABLE) IN CLOSE OR OPENPOSITION IN CASE OF REMOVAL OF THE DRIVING MECHANISM-220KV GIS | SET | 3 |  | INCLUDED | 0 | 0 | 0 | 0 | 0 | 0 | 0 | 0
268 | 7000016524 | 2250 | GIS Mandatory spares-220kV | 1000049504 | 85359030 |  | 18 |  | UHF PD SENSORS OF EACH TYPE ALONG WITH BNC CONNECTOR FOR 245KV GIS | EA | 5 |  | INCLUDED | 0 | 0 | 0 | 0 | 0 | 0 | 0 | 0
269 | 7000016524 | 2260 | GIS Mandatory spares-220kV | 1000058302 | 85359030 |  | 18 |  | 220KV GIS-SUPPORT INSULATORS (GAS THROUGH) OF EACH TYPE (COMPLETE WITHMETAL RING ETC.) ALONG WITH ASSOCIATED CONTACTS AND SHIELDS | EA | 5 |  | INCLUDED | 0 | 0 | 0 | 0 | 0 | 0 | 0 | 0
270 | 7000016524 | 2270 | GIS Mandatory spares-220kV | 1000058297 | 85359030 |  | 18 |  | 220KV GIS-GAS BARRIERS OF EACH TYPE (COMPLETE WITH METAL RING ETC.)ALONG WITH ASSOCIATED CONTACTS AND SHIELDS | EA | 5 |  | INCLUDED | 0 | 0 | 0 | 0 | 0 | 0 | 0 | 0
271 | 7000016524 | 2280 | GIS Mandatory spares-220kV | 1000058301 | 85359030 |  | 18 |  | 220KV GIS- 1600A SF6 TO AIR BUSHING COMPLETE IN ALL RESPECT | EA | 1 |  | INCLUDED | 0 | 0 | 0 | 0 | 0 | 0 | 0 | 0
272 | 7000016524 | 2290 | GIS Mandatory spares-220kV | 1000049497 | 85359030 |  | 18 |  | LCC SPARES - AUX. RELAYS, CONTACTORS,PUSH BUTTONS, SWITCHES, LAMPS,ANNUNCIATION WINDOWS, MCB, FUSES,TIMERS, TERMINAL BLOCKS ETC. OF EACHTYPE & RATING-220kV GIS | SET | 2 |  | INCLUDED | 0 | 0 | 0 | 0 | 0 | 0 | 0 | 0
273 | 7000016524 | 2300 | GIS Mandatory spares-220kV | 1000058284 | 85359030 |  | 18 |  | 220KV GIS-ONE POLE OF 1600A CIRCUIT BREAKER WITH INTERRUPTER, MAINCIRCUIT, ENCLOSURE AND OPERATING MECHANISM COMPLETE IN ALL RESPECT | SET | 1 |  | INCLUDED | 0 | 0 | 0 | 0 | 0 | 0 | 0 | 0
274 | 7000016524 | 2310 | GIS Mandatory spares-220kV | 1000058285 | 85359030 |  | 18 |  | 220KV GIS-ONE POLE OF 3000A CIRCUIT BREAKER WITH INTERRUPTER, MAINCIRCUIT, ENCLOSURE AND OPERATING MECHANISM COMPLETE IN ALL RESPECT | SET | 1 |  | INCLUDED | 0 | 0 | 0 | 0 | 0 | 0 | 0 | 0
275 | 7000016524 | 2320 | GIS Mandatory spares-220kV | 1000021871 | 85389000 |  | 18 |  | Trip coil assembly with resistor for245kV GIS Circuit Breaker (asapplicable) | SET | 3 |  | INCLUDED | 0 | 0 | 0 | 0 | 0 | 0 | 0 | 0
276 | 7000016524 | 2330 | GIS Mandatory spares-220kV | 1000009185 | 85389000 |  | 18 |  | Closing coil assembly with resistor for245kV GIS Circuit Breaker (asapplicable) | SET | 3 |  | INCLUDED | 0 | 0 | 0 | 0 | 0 | 0 | 0 | 0
277 | 7000016524 | 2340 | GIS Mandatory spares-220kV | 1000058292 | 85359030 |  | 18 |  | RELAYS, POWER CONTACTORS, PUSH BUTTONS, TIMERS & MCBS ETC. (ASAPPLICABLE) OF EACH TYPE FOR 220KV GIS CIRCUIT BREAKER | SET | 1 |  | INCLUDED | 0 | 0 | 0 | 0 | 0 | 0 | 0 | 0
278 | 7000016524 | 2350 | GIS Mandatory spares-220kV | 1000007066 | 85389000 |  | 18 |  | Auxiliary switch assembly of each type for 245kV GIS Circuit Breaker | SET | 3 |  | INCLUDED | 0 | 0 | 0 | 0 | 0 | 0 | 0 | 0
279 | 7000016524 | 2360 | GIS Mandatory spares-220kV | 1000058291 | 85359030 |  | 18 |  | 220KV GIS CIRCUIT BREAKER-OPERATION COUNTER | EA | 3 |  | INCLUDED | 0 | 0 | 0 | 0 | 0 | 0 | 0 | 0
280 | 7000016524 | 2370 | GIS Mandatory spares-220kV | 1000058288 | 85359030 |  | 18 |  | 220KV GIS CIRCUIT BREAKER-HYDRAULIC OPERATING MECHANISM WITH DRIVEMOTOR (FOR HYDRAULIC OPERATED MECHANISM, IF APPLICABLE) | SET | 1 |  | INCLUDED | 0 | 0 | 0 | 0 | 0 | 0 | 0 | 0
281 | 7000016524 | 2380 | GIS Mandatory spares-220kV | 1000049758 | 85359030 |  | 18 |  | HYDRAULIC FILTER OF EACH TYPE (FOR HYDRAULIC OPERATED MECHANISM, IFPPLICABLE)-220KV GIS CIRCUIT BREKAER | SET | 1 |  | INCLUDED | 0 | 0 | 0 | 0 | 0 | 0 | 0 | 0
282 | 7000016524 | 2390 | GIS Mandatory spares-220kV | 1000058272 | 85359030 |  | 18 |  | 220KV GIS CIRCUIT BREAKER- HOSE PIPE OF EACH TYPE (AS APPLICABLE) (FORHYDRAULIC OPERATED MECHANISM, IF APPLICABLE) | SET | 1 |  | INCLUDED | 0 | 0 | 0 | 0 | 0 | 0 | 0 | 0
283 | 7000016524 | 2400 | GIS Mandatory spares-220kV | 1000058290 | 85359030 |  | 18 |  | 220KV GIS CIRCUIT BREAKER - N2 ACCUMULATOR (FOR HYDRAULIC OPERATEDMECHANISM, IF APPLICABLE) | SET | 1 |  | INCLUDED | 0 | 0 | 0 | 0 | 0 | 0 | 0 | 0
284 | 7000016524 | 2410 | GIS Mandatory spares-220kV | 1000049834 | 85359030 |  | 18 |  | VALVES OF EACH TYPE (FOR HYDRAULIC OPERATED MECHANISM, IFAPPLICABLE)-220KV GIS CIRCUIT BREKAER | SET | 1 |  | INCLUDED | 0 | 0 | 0 | 0 | 0 | 0 | 0 | 0
285 | 7000016524 | 2420 | GIS Mandatory spares-220kV | 1000049794 | 85359030 |  | 18 |  | PIPE LENGTH (COPPER & STEEL) OF EACH SIZE & TYPE (FOR HYDRAULICOPERATED MECHANISM, IF APPLICABLE)-220KV GIS CIRCUIT BREKAER | SET | 1 |  | INCLUDED | 0 | 0 | 0 | 0 | 0 | 0 | 0 | 0
286 | 7000016524 | 2430 | GIS Mandatory spares-220kV | 1000049807 | 85359030 |  | 18 |  | PRESSURE SWITCHES OF EACH TYPE (FOR HYDRAULIC OPERATED MECHANISM, IFAPPLICABLE)-220KV GIS CIRCUIT BREKAER | SET | 1 |  | INCLUDED | 0 | 0 | 0 | 0 | 0 | 0 | 0 | 0
287 | 7000016524 | 2440 | GIS Mandatory spares-220kV | 1000049804 | 85359030 |  | 18 |  | PRESSURE GAUGE WITH COUPLING DEVICE OF EACH TYPE (FOR HYDRAULICOPERATED MECHANISM, IF APPLICABLE)-220KV GIS CIRCUIT BREKAER | SET | 1 |  | INCLUDED | 0 | 0 | 0 | 0 | 0 | 0 | 0 | 0
288 | 7000016524 | 2450 | GIS Mandatory spares-220kV | 1000058289 | 85359030 |  | 18 |  | 220KV GIS CIRCUIT BREAKER-HYDRAULIC OIL (5% OF TOTAL OIL QUANTITY)(FOR HYDRAULIC OPERATED MECHANISM, IF APPLICABLE) | SET | 1 |  | INCLUDED | 0 | 0 | 0 | 0 | 0 | 0 | 0 | 0
289 | 7000016524 | 2460 | GIS Mandatory spares-220kV | 1000049798 | 85359030 |  | 18 |  | PRESSURE RELIEF DEVICE OF EACH TYPE (FOR HYDRAULIC OPERATED MECHANISM,IF APPLICABLE)-220KV GIS CIRCUIT BREKAER | SET | 1 |  | INCLUDED | 0 | 0 | 0 | 0 | 0 | 0 | 0 | 0
290 | 7000016524 | 2470 | GIS Mandatory spares-220kV | 1000058293 | 85359030 |  | 18 |  | 220KV GIS CIRCUIT BREAKER-COMPLETE SPRING OPERATING MECHANISMINCLUDING CHARGING MECHANISM ETC. (FOR SPRING OPERATED MECHANISM, IFAPPLICABLE) | SET | 1 |  | INCLUDED | 0 | 0 | 0 | 0 | 0 | 0 | 0 | 0
291 | 7000016524 | 2480 | GIS Mandatory spares-220kV | 1000058287 | 85359030 |  | 18 |  | 220KV GIS CIRCUIT BREAKER- COMPLETE HYDRAULIC-SPRING OPERATINGMECHANISM INCLUDING CHARGING MECHANISM ETC. (FOR HYDRAULIC-SPRINGOPERATED MECHANISM, IF APPLICABLE) | SET | 1 |  | INCLUDED | 0 | 0 | 0 | 0 | 0 | 0 | 0 | 0
292 | 7000016524 | 2490 | GIS Mandatory spares-220kV | 1000049797 | 85359030 |  | 18 |  | PRESSURE SWITCHES OF EACH TYPE (FOR HYDRAULIC-SPRING OPERATEDMECHANISM, IF APPLICABLE)-220KV GIS CIRCUIT BREAKER | SET | 1 |  | INCLUDED | 0 | 0 | 0 | 0 | 0 | 0 | 0 | 0
293 | 7000016524 | 2500 | GIS Mandatory spares-220kV | 1000049801 | 85359030 |  | 18 |  | PRESSURE GAUGE WITH COUPLING DEVICE OF EACH TYPE (FOR HYDRAULIC-SPRINGOPERATED MECHANISM, IF APPLICABLE)-220KV GIS CIRCUIT BREKAER | SET | 1 |  | INCLUDED | 0 | 0 | 0 | 0 | 0 | 0 | 0 | 0
294 | 7000016524 | 2510 | GIS Mandatory spares-220kV | 1000058371 | 85359030 |  | 18 |  | 220kV GIS- Three phase of 1600Adisconnector switch including maincircuit, enclosure, driving mechanismand support insulator etc., complete inall respect (Note 1- The contractorshall supply spare for disconnectorswitch to ensure one to one replacementof all disconnector switch supplied asmain equipment without any requirementof modification in fittings at site tocover all different types ofdisconnector switch supplied. In case,quantity of supplied dis-connectorswitch types (for one to onereplacement) are more than the quantitymentioned in BPS for spare, thecontractor shall supply theseadditional types of disconnector switchwithout any additional priceimplication to POWERGRID and quantitiesof these additional type ofdisconnector switch are deem to beincluded in the quantities mentioned inBPS for spare disconnector. Note 2 - Incase, Dis-connector Switch (DS) & EarthSwitch (ES) is provided in a sameenclosure with common operatingmechanism, then the module comprisingof Dis-connector & Earth switch insingle enclosure with common operatingmechanism is to be provided under thehead of spare Dis-connector only. Note3- In case, Dis-connector Switch (DS)&Earth Switch (ES) is provided in asame enclosure with separate operatingmechanism, then the module comprisingof Dis-connector & Earth switch insingle enclosure with separateoperating mechanism is to be providedunder the head of spare Dis-connectoronly.) | EA | 4 |  | INCLUDED | 0 | 0 | 0 | 0 | 0 | 0 | 0 | 0
295 | 7000016524 | 2520 | GIS Mandatory spares-220kV | 1000058373 | 85359030 |  | 18 |  | 220kV GIS- Three phase of 3000Adisconnector switch including maincircuit, enclosure, driving mechanismand support insulator etc., complete inall respect (Note 1- The contractorshall supply spare for disconnectorswitch to ensure one to one replacementof all disconnector switch supplied asmain equipment without any requirementof modification in fittings at site tocover all different types ofdisconnector switch supplied. In case,quantity of supplied dis-connectorswitch types (for one to onereplacement) are more than the quantitymentioned in BPS for spare, thecontractor shall supply theseadditional types of disconnector switchwithout any additional priceimplication to POWERGRID and quantitiesof these additional type ofdisconnector switch are deem to beincluded in the quantities mentioned inBPS for spare disconnector. Note 2 - Incase, Dis-connector Switch (DS) & EarthSwitch (ES) is provided in a sameenclosure with common operatingmechanism, then the module comprisingof Dis-connector & Earth switch insingle enclosure with common operatingmechanism is to be provided under thehead of spare Dis-connector only. Note3- In case, Dis-connector Switch (DS)&Earth Switch (ES) is provided in asame enclosure with separate operatingmechanism, then the module comprisingof Dis-connector & Earth switch insingle enclosure with separateoperating mechanism is to be providedunder the head of spare Dis-connectoronly.) | EA | 2 |  | INCLUDED | 0 | 0 | 0 | 0 | 0 | 0 | 0 | 0
296 | 7000016524 | 2530 | GIS Mandatory spares-220kV | 1000058282 | 85359030 |  | 18 |  | 220KV GIS- THREE PHASE MAINTENANCE EARTHING SWITCH INCLUDING MAINCIRCUIT, ENCLOSURE, DRIVING MECHANISM AND SUPPORT INSULATOR ETC.,COMPLETE IN ALL RESPECT (NOTE 1 - IN CASE, DIS-CONNECTOR SWITCH (DS) &EARTH SWITCH (ES) IS PROVIDED IN A SAME ENCLOSURE WITH COMMONOPERATING MECHANISM, THEN THE MODULE COMPRISING OF DIS-CONNECTOR &EARTH SWITCH IN SINGLE ENCLOSURE WITH COMMON OPERATING MECHANISM IS TOBE PROVIDED UNDER THE HEAD OF SPARE DIS-CONNECTOR ONLY. NOTE 2 - INCASE, DIS-CONNECTOR SWITCH (DS) & EARTH SWITCH (ES) IS PROVIDED IN ASAME ENCLOSURE WITH SEPARATE OPERATING MECHANISM, THEN THE MODULECOMPRISING OF DIS-CONNECTOR & EARTH SWITCH IN SINGLE ENCLOSURE WITHSEPARATE OPERATING MECHANISM IS TO BE PROVIDED UNDER THE HEAD OF SPAREDIS-CONNECTOR ONLY.) | EA | 1 |  | INCLUDED | 0 | 0 | 0 | 0 | 0 | 0 | 0 | 0
297 | 7000016524 | 2540 | GIS Mandatory spares-220kV | 1000058273 | 85359030 |  | 18 |  | OPEN/CLOSE CONTACTOR ASSEMBLY, TIMERS, KEY INTERLOCK, INTERLOCKINGCOILS, RELAYS, PUSH BUTTONS, INDICATING LAMPS, POWER CONTACTORS,RESISTORS, FUSES, MCBS & DRIVE CONTROL CARDS ETC. (AS APPLICABLE) ONEOF EACH TYPE FOR ONE COMPLETE MOM BOX FOR 220KV GIS DISCONNECTORSWITCH | SET | 1 |  | INCLUDED | 0 | 0 | 0 | 0 | 0 | 0 | 0 | 0
298 | 7000016524 | 2550 | GIS Mandatory spares-220kV | 1000058280 | 85359030 |  | 18 |  | OPEN/CLOSE CONTACTOR ASSEMBLY, TIMERS, KEY INTERLOCK, INTERLOCKINGCOILS, RELAYS, PUSH BUTTONS, INDICATING LAMPS, POWER CONTACTORS,RESISTORS, FUSES, MCBS & DRIVE CONTROL CARDS ETC. (AS APPLICABLE) ONEOF EACH TYPE FOR ONE COMPLETE MOM BOX FOR 220KV GIS MAINTENANCE EARTHSWITCH | SET | 1 |  | INCLUDED | 0 | 0 | 0 | 0 | 0 | 0 | 0 | 0
299 | 7000016524 | 2560 | GIS Mandatory spares-220kV | 1000049773 | 85359030 |  | 18 |  | LIMIT SWITCHES AND AUX. SWITCHES FOR ONE COMPLETE MOM BOX FORDISCONNECTOR-220KV GIS | SET | 2 |  | INCLUDED | 0 | 0 | 0 | 0 | 0 | 0 | 0 | 0
300 | 7000016524 | 2570 | GIS Mandatory spares-220kV | 1000049775 | 85359030 |  | 18 |  | LIMIT SWITCHES AND AUX. SWITCHES FOR ONE COMPLETE MOM BOX FORMAINTENANCE EARTHING SWITCH-220KV GIS | SET | 2 |  | INCLUDED | 0 | 0 | 0 | 0 | 0 | 0 | 0 | 0
301 | 7000016524 | 2580 | GIS Mandatory spares-220kV | 1000058274 | 85359030 |  | 18 |  | DRIVE MECHANISM FOR 220KV GIS DISCONNECTOR SWITCH | SET | 1 |  | INCLUDED | 0 | 0 | 0 | 0 | 0 | 0 | 0 | 0
302 | 7000016524 | 2590 | GIS Mandatory spares-220kV | 1000058281 | 85359030 |  | 18 |  | DRIVE MECHANISM FOR 220KV GIS MAINTENANCE EARTH SWITCH | SET | 1 |  | INCLUDED | 0 | 0 | 0 | 0 | 0 | 0 | 0 | 0
303 | 7000016524 | 2600 | GIS Mandatory spares-220kV | 1000058275 | 85359030 |  | 18 |  | MOTOR FOR DRIVE MECHANISM FOR 220KV GIS DISCONNECTOR SWITCH | EA | 1 |  | INCLUDED | 0 | 0 | 0 | 0 | 0 | 0 | 0 | 0
304 | 7000016524 | 2610 | GIS Mandatory spares-220kV | 1000058283 | 85359030 |  | 18 |  | MOTOR FOR DRIVE MECHANISM FOR 220KVGIS MAINTENANCE EARTH SWITCH | EA | 1 |  | INCLUDED | 0 | 0 | 0 | 0 | 0 | 0 | 0 | 0
305 | 7000016524 | 2620 | GIS Mandatory spares-220kV | 1000058294 | 85359030 |  | 18 |  | 220KV GIS- SINGLE PHASE OF CURRENT TRANSFORMER (4 CORES) WITHASSOCIATED ENCLOSURE AND PRIMARY CONDUCTOR COMPLETE IN ALL RESPECT | EA | 2 |  | INCLUDED | 0 | 0 | 0 | 0 | 0 | 0 | 0 | 0
306 | 7000016524 | 2630 | GIS Mandatory spares-220kV | 1000058296 | 85359030 |  | 18 |  | 220KV GIS- SINGLE PHASE VT WITH ASSOCIATED ENCLOSURE COMPLETE IN ALLRESPECT | EA | 1 |  | INCLUDED | 0 | 0 | 0 | 0 | 0 | 0 | 0 | 0
307 | 7000016524 | 2640 | GIS Mandatory spares-220kV | 1000058303 | 85359030 |  | 18 |  | 220KV GIS- SINGLE PHASE GAS INSULATED SURGE ARRESTER WITH ASSOCIATEDENCLOSURE AND INSULATOR COMPLETE IN ALL RESPECT | EA | 1 |  | INCLUDED | 0 | 0 | 0 | 0 | 0 | 0 | 0 | 0
308 | 7000016524 | 2650 | GIS Mandatory spares-220kV | 1000058304 | 85359030 |  | 18 |  | 220KV GIS- SURGE COUNTER/ MONITOR | EA | 1 |  | INCLUDED | 0 | 0 | 0 | 0 | 0 | 0 | 0 | 0
309 | 7000016524 | 1310 | Foundation bolt | 1000012369 | 73082011 |  | 18 |  | Fabrication, galvanising and supply of 56mm dia foundation boltsincluding nuts, checknuts, washers and packplates | EA | 168 |  | INCLUDED | 0 | 0 | 0 | 0 | 0 | 0 | 0 | 0
310 | 7000016524 | 1320 | Foundation bolt | 1000012366 | 73082011 |  | 18 |  | Fabrication, galvanising and supply of 28mm dia foundation boltsincluding nuts, checknuts, washers and packplates. | EA | 240 |  | INCLUDED | 0 | 0 | 0 | 0 | 0 | 0 | 0 | 0
311 | 7000016524 | 1330 | Foundation bolt | 1000028770 | 73181500 |  | 18 |  | Fabrication, galvanising and supply of24mm dia foundation bolts includingnuts, checknuts, washers andpackplates. | EA | 16 |  | INCLUDED | 0 | 0 | 0 | 0 | 0 | 0 | 0 | 0
312 | 7000016524 | 1350 | BoQ of Comm Equip Supply at Navsari New | 1000031367 | 85176260 |  | 18 |  | SDH EQUIPMENT (STM-16 MADM UPTO 5 MSP PROTECTED DIRECTIONS)-BASEEQUIPMENT (COMMON CARDS, CROSS CONNECT/CONTROL CARDS, OPTICAL BASECARDS, POWER SUPPLY CARDS, POWER CABLING, OTHER HARDWARE ANDACCESSORIES INCLUDING SUB RACKS, PATCH CORD, DDF ETC FULLY EQUIPEDEXCLUDING OPTICAL INTERFACE & TRIBUTARY CARDS | EA | 1 |  | INCLUDED | 0 | 0 | 0 | 0 | 0 | 0 | 0 | 0
313 | 7000016524 | 1360 | BoQ of Comm Equip Supply at Navsari New | 1000018706 | 85176990 |  | 18 |  | S16.1 SFP | EA | 4 |  | INCLUDED | 0 | 0 | 0 | 0 | 0 | 0 | 0 | 0
314 | 7000016524 | 1370 | BoQ of Comm Equip Supply at Navsari New | 1000019315 | 85176290 |  | 18 |  | Optical Line Interface card (to support minimum 150 kms) | EA | 2 |  | INCLUDED | 0 | 0 | 0 | 0 | 0 | 0 | 0 | 0
315 | 7000016524 | 1380 | BoQ of Comm Equip Supply at Navsari New | 1000031413 | 85176290 |  | 18 |  | OPTICAL INTERFACE/SFP-V16.2 | EA | 2 |  | INCLUDED | 0 | 0 | 0 | 0 | 0 | 0 | 0 | 0
316 | 7000016524 | 1390 | BoQ of Comm Equip Supply at Navsari New | 1000031374 | 85176290 |  | 18 |  | TRIBUTARY INTERFACE- E1 INTERFACE (MINIMUM 16 NOS.) | SET | 2 |  | INCLUDED | 0 | 0 | 0 | 0 | 0 | 0 | 0 | 0
317 | 7000016524 | 1400 | BoQ of Comm Equip Supply at Navsari New | 1000034950 | 85176990 |  | 18 |  | ETHERNET INTERFACE 10/100 BASE T WITH LAYER-2 SWITCHING (MIN 8INTERFACES PER CARD) | EA | 2 |  | INCLUDED | 0 | 0 | 0 | 0 | 0 | 0 | 0 | 0
318 | 7000016524 | 1410 | BoQ of Comm Equip Supply at Navsari New | 1000031381 | 85176290 |  | 18 |  | TRIBUTARY INTERFACE-GIGABIT ETHERNET INTERFACES 10/100 MBPS WITH LAYER-2 SWITCHING (MINIMUM 2 NOS.) | SET | 1 |  | INCLUDED | 0 | 0 | 0 | 0 | 0 | 0 | 0 | 0
319 | 7000016524 | 1420 | BoQ of Comm Equip Supply at Navsari New | 1000026228 | 85176290 |  | 18 |  | Equipment Cabinets For SDH | EA | 1 |  | INCLUDED | 0 | 0 | 0 | 0 | 0 | 0 | 0 | 0
320 | 7000016524 | 1430 | BoQ of Comm Equip Supply at Navsari New | 1000028495 | 84715000 |  | 18 |  | NMS- CRAFT TERMINAL-HARDWARE | EA | 1 |  | INCLUDED | 0 | 0 | 0 | 0 | 0 | 0 | 0 | 0
321 | 7000016524 | 1440 | BoQ of Comm Equip Supply at Navsari New | 1000028265 | 85238020 |  | 18 |  | Software for Craft Terminal | EA | 1 |  | INCLUDED | 0 | 0 | 0 | 0 | 0 | 0 | 0 | 0
322 | 7000016524 | 1450 | BoQ of Comm Equip Supply at Navsari New | 1000034998 | 85171890 |  | 18 |  | VOIP TELEPHONE INSTRUMENT WITH ONE COMMON SWITCH (MIN. 8 PORT) | EA | 2 |  | INCLUDED | 0 | 0 | 0 | 0 | 0 | 0 | 0 | 0
323 | 7000016524 | 1460 | BoQ of Comm Equip Supply at Navsari New | 1000030942 | 85447090 |  | 18 |  | 24F (DWSM) APPROACH FIBRE OPTIC CABLE INCLUDING ALL INSTALLATIONHARDWARE SET | KM | 1 |  | INCLUDED | 0 | 0 | 0 | 0 | 0 | 0 | 0 | 0
324 | 7000016524 | 1470 | BoQ of Comm Equip Supply at Navsari New | 1000023471 | 85372000 |  | 18 |  | OPGW Fibre Optic Distribution Panel (FODP): Indoor Type: 96F | EA | 1 |  | INCLUDED | 0 | 0 | 0 | 0 | 0 | 0 | 0 | 0
325 | 7000016524 | 1490 | Comm Equip Spares at 400 kV Navsari New | 1000031369 | 85176260 |  | 18 |  | SDH EQUIPMENT (STM-16 MADM UPTO 5 MSP PROTECTED DIRECTIONS)-COMMONCARDS, CROSS-CONNECT/CONTROL CARDS, OPTICAL BASE CARD, POWER SUPPLYCARDS, POWER CABLING, OTHER HARDWARE & ACCESSORIES (EACH). | SET | 1 |  | INCLUDED | 0 | 0 | 0 | 0 | 0 | 0 | 0 | 0
326 | 7000016524 | 1500 | Comm Equip Spares at 400 kV Navsari New | 1000018706 | 85176990 |  | 18 |  | S16.1 SFP | EA | 1 |  | INCLUDED | 0 | 0 | 0 | 0 | 0 | 0 | 0 | 0
327 | 7000016524 | 1510 | Comm Equip Spares at 400 kV Navsari New | 1000019315 | 85176290 |  | 18 |  | Optical Line Interface card (to support minimum 150 kms) | EA | 1 |  | INCLUDED | 0 | 0 | 0 | 0 | 0 | 0 | 0 | 0
328 | 7000016524 | 1520 | Comm Equip Spares at 400 kV Navsari New | 1000031413 | 85176290 |  | 18 |  | OPTICAL INTERFACE/SFP-V16.2 | EA | 1 |  | INCLUDED | 0 | 0 | 0 | 0 | 0 | 0 | 0 | 0
329 | 7000016524 | 1530 | Comm Equip Spares at 400 kV Navsari New | 1000031374 | 85176290 |  | 18 |  | TRIBUTARY INTERFACE- E1 INTERFACE (MINIMUM 16 NOS.) | SET | 1 |  | INCLUDED | 0 | 0 | 0 | 0 | 0 | 0 | 0 | 0
330 | 7000016524 | 1540 | Comm Equip Spares at 400 kV Navsari New | 1000034950 | 85176990 |  | 18 |  | ETHERNET INTERFACE 10/100 BASE T WITH LAYER-2 SWITCHING (MIN 8INTERFACES PER CARD) | EA | 1 |  | INCLUDED | 0 | 0 | 0 | 0 | 0 | 0 | 0 | 0
331 | 7000016524 | 1550 | Comm Equip Spares at 400 kV Navsari New | 1000031381 | 85176290 |  | 18 |  | TRIBUTARY INTERFACE-GIGABIT ETHERNET INTERFACES 10/100 MBPS WITH LAYER-2 SWITCHING (MINIMUM 2 NOS.) | SET | 1 |  | INCLUDED | 0 | 0 | 0 | 0 | 0 | 0 | 0 | 0
332 | 7000016524 | 1560 | Comm Equip Spares at 400 kV Navsari New | 1000034998 | 85171890 |  | 18 |  | VOIP TELEPHONE INSTRUMENT WITH ONE COMMON SWITCH (MIN. 8 PORT) | EA | 1 |  | INCLUDED | 0 | 0 | 0 | 0 | 0 | 0 | 0 | 0
333 | 7000016524 | 1570 | Comm Equip Spares at 400 kV Navsari New | 1000031398 | 85171890 |  | 18 |  | PRE CONNECTORIZED OPTICAL FIBER PATCH CORDS(10 MTRS) â€“ PACK OF SIXPATCH CORDS | SET | 1 |  | INCLUDED | 0 | 0 | 0 | 0 | 0 | 0 | 0 | 0
334 | 7000016524 | 1580 | Comm Equip Spares at 400 kV Navsari New | 1000030942 | 85447090 |  | 18 |  | 24F (DWSM) APPROACH FIBRE OPTIC CABLE INCLUDING ALL INSTALLATIONHARDWARE SET | KM | 1 |  | INCLUDED | 0 | 0 | 0 | 0 | 0 | 0 | 0 | 0
335 | 7000016524 | 1590 | PMU for 400/220kV Navsari GIS-supply | 1000017518 | 85364900 |  | 18 |  | PMU with GPS Clock (clock can be either internal or external) | EA | 4 |  | INCLUDED | 0 | 0 | 0 | 0 | 0 | 0 | 0 | 0
336 | 7000016524 | 1600 | PMU for 400/220kV Navsari GIS-supply | 1000022512 | 90311000 |  | 18 |  | WAMS Hardware - Time System (GPS receiver) | EA | 4 |  | INCLUDED | 0 | 0 | 0 | 0 | 0 | 0 | 0 | 0
337 | 7000016524 | 1610 | PMU for 400/220kV Navsari GIS-supply | 1000022510 | 85176290 |  | 18 |  | WAMS Hardware - Substation Grade Layer-3 LAN Switches with minimum 4 x10/100 Mbps Ethernet ports and 2 x 1 Gbps Ethernet ports | EA | 5 |  | INCLUDED | 0 | 0 | 0 | 0 | 0 | 0 | 0 | 0
338 | 7000016524 | 1620 | PMU for 400/220kV Navsari GIS-supply | 1000022487 | 85447090 |  | 18 |  | WAMS Miscellaneous - Armored Fibre Optic Cable and associatedtermination (e.g. L2 Switch) for connecting PMU panels located indifferent control room of a station | EA | 1 |  | INCLUDED | 0 | 0 | 0 | 0 | 0 | 0 | 0 | 0
III | Extn. works at 400kV Kala GIS S/S
339 | 7000016524 | 2730 | 400kV GIS EQUIPMENT | 1000032802 | 85359030 |  | 18 |  | 420KV, 4000A,63KA GIS BUSBAR MODULE EXTENSION | SET | 2 |  | INCLUDED | 0 | 0 | 0 | 0 | 0 | 0 | 0 | 0
340 | 7000016524 | 2740 | 400kV GIS EQUIPMENT | 1000004638 | 85359030 |  | 18 |  | 420 kV, 3150 A, 63 kA, SF6 GIS Linefeeder bay module(without PIR) as perSection-Project, Technicalspecification | SET | 2 |  | INCLUDED | 0 | 0 | 0 | 0 | 0 | 0 | 0 | 0
341 | 7000016524 | 2750 | 400kV GIS EQUIPMENT | 1000032796 | 85389000 |  | 18 |  | 420KV, 3150A, 63KA SF6 TO AIR BUSHING including support structure | SET | 6 |  | INCLUDED | 0 | 0 | 0 | 0 | 0 | 0 | 0 | 0
342 | 7000016524 | 2760 | 400kV GIS EQUIPMENT | 1000059207 | 85359030 |  | 18 |  | 420KV, 3000A, 63KA, SINGLE PHASE, SF6 GAS INSULATED BUS DUCT (GIB)OUTSIDE GIS HALL ALONGWITH ASSOCIATED SUPPORT STRUCTURE, ETC. AS PERTECHNICAL SPECIFICATION | M | 400 |  | INCLUDED | 0 | 0 | 0 | 0 | 0 | 0 | 0 | 0
343 | 7000016524 | 2770 | 400kV AIS Equipment | 1000020419 | 85354010 |  | 18 |  | 336kV Surge Arrester (1-phase) | EA | 6 |  | INCLUDED | 0 | 0 | 0 | 0 | 0 | 0 | 0 | 0
344 | 7000016524 | 2780 | 400kV AIS Equipment | 1000004535 | 85359090 |  | 18 |  | 420 kV, 4400 pF Capacitive Voltage Transformer (1-Phase) | EA | 6 |  | INCLUDED | 0 | 0 | 0 | 0 | 0 | 0 | 0 | 0
345 | 7000016524 | 2790 | 400kV AIS Equipment | 1000004401 | 85462040 |  | 18 |  | 420 kV, 1 phase Bus Post Insulator (except for Line Traps) | EA | 12 |  | INCLUDED | 0 | 0 | 0 | 0 | 0 | 0 | 0 | 0
346 | 7000016524 | 2800 | 400kV AIS Equipment | 1000004400 | 85462040 |  | 18 |  | 420 kV ,1 phase Bus Post Insulators for Line Traps | EA | 12 |  | INCLUDED | 0 | 0 | 0 | 0 | 0 | 0 | 0 | 0
347 | 7000016524 | 2810 | Testing & Maintenance Equipment | 1000032132 | 85389000 |  | 18 |  | SF6 GAS ANALYZER | EA | 1 |  | INCLUDED | 0 | 0 | 0 | 0 | 0 | 0 | 0 | 0
348 | 7000016524 | 2820 | Control & Relay Panel | 1000002165 | 85371000 |  | 18 |  | 400kV Circuit Breaker Relay Panel with Auto Reclose (with Automation) | EA | 2 |  | INCLUDED | 0 | 0 | 0 | 0 | 0 | 0 | 0 | 0
349 | 7000016524 | 2830 | Control & Relay Panel | 1000003398 | 85371000 |  | 18 |  | 400kV Line Protection Panel (with Automation) | EA | 2 |  | INCLUDED | 0 | 0 | 0 | 0 | 0 | 0 | 0 | 0
350 | 7000016524 | 3500 | Substation Automation System | 1000003409 | 85371000 |  | 18 |  | Augmentation of Substation automation System for 400kV Main bay as perTechnical Specification | EA | 2 |  | INCLUDED | 0 | 0 | 0 | 0 | 0 | 0 | 0 | 0
351 | 7000016524 | 3270 | Air conditioning system of LCR Room | 1000025963 | 84151090 |  | 28 |  | Air conditioning sys-400kV GIS Hall LCC | SET | 1 |  | INCLUDED | 0 | 0 | 0 | 0 | 0 | 0 | 0 | 0
352 | 7000016524 | 2840 | KALA END PLCC/DPC | 1000010014 | 85176210 |  | 18 |  | Coupling device for PLCC | SET | 2 |  | INCLUDED | 0 | 0 | 0 | 0 | 0 | 0 | 0 | 0
353 | 7000016524 | 2850 | KALA END PLCC/DPC | 1000000046 | 85176210 |  | 18 |  | Carrier Equipment Analog type (for Speech+Data & Speech+Protection) | EA | 2 |  | INCLUDED | 0 | 0 | 0 | 0 | 0 | 0 | 0 | 0
354 | 7000016524 | 2860 | KALA END PLCC/DPC | 1000017887 | 85176210 |  | 18 |  | Analog Protection Coupler for PLCC | EA | 2 |  | INCLUDED | 0 | 0 | 0 | 0 | 0 | 0 | 0 | 0
355 | 7000016524 | 2870 | KALA END PLCC/DPC | 1000010638 | 85176210 |  | 18 |  | Digital Protection Coupler | EA | 2 |  | INCLUDED | 0 | 0 | 0 | 0 | 0 | 0 | 0 | 0
356 | 7000016524 | 2880 | KALA END PLCC/DPC | 1000036908 | 85446020 |  | 18 |  | HF CABLE 75 OHMS FOR PLCC | KM | 1 |  | INCLUDED | 0 | 0 | 0 | 0 | 0 | 0 | 0 | 0
357 | 7000016524 | 2890 | KALA END PLCC/DPC | 1000004290 | 85176210 |  | 18 |  | 400kV,3150A,0.5mH ,63kA Line Trap | EA | 4 |  | INCLUDED | 0 | 0 | 0 | 0 | 0 | 0 | 0 | 0
358 | 7000016524 | 2900 | Illumination Switchyard | 1000038325 | 94059900 |  | 18 |  | LIGHTING FIXTURE LED LUMINAIRES TYPE FL2 AS PER TECH. SPECIFICATIONS | EA | 10 |  | INCLUDED | 0 | 0 | 0 | 0 | 0 | 0 | 0 | 0
359 | 7000016524 | 2910 | Illumination Switchyard | 1000014547 | 85371000 |  | 18 |  | Lighting Panel type ACP-2 as per technical specification | EA | 1 |  | INCLUDED | 0 | 0 | 0 | 0 | 0 | 0 | 0 | 0
360 | 7000016524 | 2920 | Steel Structure | 1000020138 | 73082011 |  | 18 |  | Fabrication, galvanising and supply of Standard 400 kV Tower TVincluding nuts, bolts, all type of washers, packplates, step bolts andgusset plates excluding foundation bolts | EA | 1 |  | INCLUDED | 0 | 0 | 0 | 0 | 0 | 0 | 0 | 0
361 | 7000016524 | 2930 | Steel Structure | 1000020124 | 73082011 |  | 18 |  | Fabrication, galvanising and supply of Standard 400 kV Tower TBincluding nuts, bolts, all type of washers, packplates, step bolts andgusset plates excluding foundation bolts | EA | 1 |  | INCLUDED | 0 | 0 | 0 | 0 | 0 | 0 | 0 | 0
362 | 7000016524 | 2940 | Steel Structure | 1000020195 | 73045930 |  | 18 |  | Fabrication, galvanising and supply ofStandard Pipe Structure - 400 kV,1-Phase, SA including nuts, bolts,all type of washers, packplates, stepbolts and gusset plates excludingfoundation bolts | EA | 6 |  | INCLUDED | 0 | 0 | 0 | 0 | 0 | 0 | 0 | 0
363 | 7000016524 | 2950 | Steel Structure | 1000020193 | 73045930 |  | 18 |  | Fabrication, galvanising and supply of Standard Pipe Structure - 400kV CVT including nuts, bolts, all type of washers, packplates, stepbolts and gusset plates excluding foundation bolts | EA | 6 |  | INCLUDED | 0 | 0 | 0 | 0 | 0 | 0 | 0 | 0
364 | 7000016524 | 2960 | Steel Structure | 1000020196 | 73045930 |  | 18 |  | Fabrication, galvanising and supply ofStd Pipe Structure - 400 kV, 1-Phase,BPI, (Excluding Wave Trap), includingnuts, bolts, all type of washers,packplates, step bolts and gussetplates excluding foundation bolts | EA | 12 |  | INCLUDED | 0 | 0 | 0 | 0 | 0 | 0 | 0 | 0
365 | 7000016524 | 2970 | Steel Structure | 1000017568 | 73045930 |  | 18 |  | Standard Pipe Structure for 400kV BPI for WT (1- phase) | EA | 12 |  | INCLUDED | 0 | 0 | 0 | 0 | 0 | 0 | 0 | 0
366 | 7000016524 | 2980 | Steel Structure | 1000020118 | 73082011 |  | 18 |  | Fabrication, galvanising and supply of Standard 400 kV Gantry G1including nuts, bolts, all type of washers, packplates, step bolts andgusset plates excluding foundation bolts | EA | 3 |  | INCLUDED | 0 | 0 | 0 | 0 | 0 | 0 | 0 | 0
367 | 7000016524 | 3510 | 400kV Insulator and Hardware | 1000055991 | 72169990 |  | 18 |  | 400KV TENSION INSULATOR STRING AND ASSOCIATED HARDWARE FITTINGSWITH TURN BUCKLE SUITABLE FOR QUAD CONDUCTOR | EA | 9 |  | INCLUDED | 0 | 0 | 0 | 0 | 0 | 0 | 0 | 0
368 | 7000016524 | 3520 | 400kV Insulator and Hardware | 1000055988 | 72169990 |  | 18 |  | 400KV SUSPENSION INSULATOR STRING AND ASSOCIATED HARDWARE FITTINGSWITH THROUGH CLAMP SUITABLE FOR QUAD CONDUCTOR | EA | 3 |  | INCLUDED | 0 | 0 | 0 | 0 | 0 | 0 | 0 | 0
369 | 7000016524 | 3530 | 400kV Insulator and Hardware | 1000055984 | 72169990 |  | 18 |  | 400KV TENSION INSULATOR STRING AND ASSOCIATED HARDWARE FITTINGSWITHOUT TURN BUCKLE SUITABLE FOR QUAD CONDUCTOR | EA | 3 |  | INCLUDED | 0 | 0 | 0 | 0 | 0 | 0 | 0 | 0
370 | 7000016524 | 3540 | 400kV Insulator and Hardware | 1000055986 | 72169990 |  | 18 |  | 400KV SUSPENSION INSULATOR STRING AND ASSOCIATED HARDWARE FITTINGSWITH DROP CLAMP SUITABLE FOR QUAD CONDUCTOR | EA | 6 |  | INCLUDED | 0 | 0 | 0 | 0 | 0 | 0 | 0 | 0
371 | 7000016524 | 2990 | Erection Hardware | 1000011332 | 72169990 |  | 18 |  | Erection Hardware for 400kV DM type layout for GIS terminationarrangement-Line bay as per technical specification | SET | 2 |  | INCLUDED | 0 | 0 | 0 | 0 | 0 | 0 | 0 | 0
372 | 7000016524 | 3000 | Power & Control Cables | 1000056265 | 85446020 |  | 18 |  | 1.1KV GRADE 27CX1.5 SQMM CONTROL CABLE | KM | 1 |  | INCLUDED | 0 | 0 | 0 | 0 | 0 | 0 | 0 | 0
373 | 7000016524 | 3010 | Power & Control Cables | 1000056264 | 85446020 |  | 18 |  | 1.1KV GRADE 19CX1.5 SQMM CONTROL CABLE | KM | 1 |  | INCLUDED | 0 | 0 | 0 | 0 | 0 | 0 | 0 | 0
374 | 7000016524 | 3020 | Power & Control Cables | 1000031887 | 85446020 |  | 18 |  | 1.1KV GRADE 10CX2.5 SQMM CONTROL CABLE | KM | 1 |  | INCLUDED | 0 | 0 | 0 | 0 | 0 | 0 | 0 | 0
375 | 7000016524 | 3030 | Power & Control Cables | 1000031987 | 85446020 |  | 18 |  | 1.1KV GRADE 5CX2.5 SQMM CONTROL CABLE | KM | 2 |  | INCLUDED | 0 | 0 | 0 | 0 | 0 | 0 | 0 | 0
376 | 7000016524 | 3040 | Power & Control Cables | 1000031964 | 85446020 |  | 18 |  | 1.1KV GRADE 3CX2.5 SQMM CONTROL CABLE | KM | 2 |  | INCLUDED | 0 | 0 | 0 | 0 | 0 | 0 | 0 | 0
377 | 7000016524 | 3050 | Power & Control Cables | 1000031985 | 85446020 |  | 18 |  | 1.1KV GRADE 4CX6 SQMM (PVC) POWER CABLE | KM | 4 |  | INCLUDED | 0 | 0 | 0 | 0 | 0 | 0 | 0 | 0
378 | 7000016524 | 3060 | Power & Control Cables | 1000031976 | 85446020 |  | 18 |  | 1.1KV GRADE 4CX16 SQMM (PVC) POWER CABLE | KM | 2 |  | INCLUDED | 0 | 0 | 0 | 0 | 0 | 0 | 0 | 0
379 | 7000016524 | 3070 | Power & Control Cables | 1000031953 | 85446020 |  | 18 |  | 1.1KV GRADE 3.5CX35 SQMM (PVC) POWER CABLE | KM | 1 |  | INCLUDED | 0 | 0 | 0 | 0 | 0 | 0 | 0 | 0
380 | 7000016524 | 3080 | Power & Control Cables | 1000031957 | 85446020 |  | 18 |  | 1.1KV GRADE 3.5CX70 SQMM (PVC) POWER CABLE | KM | 1 |  | INCLUDED | 0 | 0 | 0 | 0 | 0 | 0 | 0 | 0
381 | 7000016524 | 3090 | Power & Control Cables | 1000031943 | 85446020 |  | 18 |  | 1.1KV GRADE 2CX6 SQMM (PVC) POWER CABLE | KM | 2 |  | INCLUDED | 0 | 0 | 0 | 0 | 0 | 0 | 0 | 0
382 | 7000016524 | 3160 | Augumentation of VMS System | 1000030433 | 85287390 |  | 18 |  | COLOR IP CAMERA, WITH PAN, TILT AND ZOOM FACILITIES, ALONGWITH ALLREQUIRED ITEMS, ACCESSORIES, LINE INTERFACE UNITS, FIBER PATCH CORDS,POWER SUPPLY UNITS, JUNCTION BOXES, CABLES, FIBER OPTIC CABLES, ETC.,AND INCLUDING INTEGRATION IN EXISTING HARDWARE AND SOFTWARE FORAUGMENTATION OF VISUAL MONITORING SYSTEM AS PER TECHNICALSPECIFICATION. | SET | 1 |  | INCLUDED | 0 | 0 | 0 | 0 | 0 | 0 | 0 | 0
383 | 7000016524 | 3100 | Mandatory Spares | 1000024186 | 85354010 |  | 18 |  | SPARES FOR 336KV SURGE ARRESTER | LS | 1 |  | INCLUDED | 0 | 0 | 0 | 0 | 0 | 0 | 0 | 0
384 | 7000016524 | 3110 | Mandatory Spares | 1000025943 | 85359090 |  | 18 |  | Spare-420kV CVT 1 | SET | 1 |  | INCLUDED | 0 | 0 | 0 | 0 | 0 | 0 | 0 | 0
385 | 7000016524 | 3120 | Mandatory Spares | 1000019912 | 85371000 |  | 18 |  | Relay & protection Panels (with automation) | LS | 1 |  | INCLUDED | 0 | 0 | 0 | 0 | 0 | 0 | 0 | 0
386 | 7000016524 | 3130 | Mandatory Spares | 1000019927 | 85389000 |  | 18 |  | Spares-Substation Automation System | LS | 1 |  | INCLUDED | 0 | 0 | 0 | 0 | 0 | 0 | 0 | 0
387 | 7000016524 | 3140 | Mandatory Spares | 1000019213 | 85176210 |  | 18 |  | SPARES FOR PLCC | LS | 1 |  | INCLUDED | 0 | 0 | 0 | 0 | 0 | 0 | 0 | 0
388 | 7000016524 | 3150 | Mandatory Spares | 1000032670 | 85389000 |  | 18 |  | COMMON SPARES FOR BUS BAR PROTECTION | LS | 1 |  | INCLUDED | 0 | 0 | 0 | 0 | 0 | 0 | 0 | 0
389 | 7000016524 | 3550 | Mandatory Spare for GIS | 1000058332 | 85359030 |  | 18 |  | 400KV GIS-SF6 GAS PRESSURE RELIEF DEVICE ASSEMBLY OF EACH TYPE | EA | 1 |  | INCLUDED | 0 | 0 | 0 | 0 | 0 | 0 | 0 | 0
390 | 7000016524 | 3560 | Mandatory Spare for GIS | 1000049817 | 85359030 |  | 18 |  | SF6 PRESSURE GAUGE CUM SWITCH /DENSITY MONITORS AND PRESSURESWITCH AS APPLICABLE, OF EACH TYPE-400KV GIS | SET | 2 |  | INCLUDED | 0 | 0 | 0 | 0 | 0 | 0 | 0 | 0
391 | 7000016524 | 3570 | Mandatory Spare for GIS | 1000049753 | 85359030 |  | 18 |  | COUPLING DEVICE FOR PRESSURE GAUGE CUM SWITCH FOR CONNECTINGGAS HANDLING PLANT OF EACH TYPE-400KV GIS | SET | 1 |  | INCLUDED | 0 | 0 | 0 | 0 | 0 | 0 | 0 | 0
392 | 7000016524 | 3580 | Mandatory Spare for GIS | 1000049762 | 85359030 |  | 18 |  | RUBBER GASKETS, Ã‚â‚¬Å’OÃ‚â‚¬Â RINGS AND SEALS FOR SF6 GAS FOR GISENCLOSURE OF EACH TYPE-400KV GIS | SET | 2 |  | INCLUDED | 0 | 0 | 0 | 0 | 0 | 0 | 0 | 0
393 | 7000016524 | 3590 | Mandatory Spare for GIS | 1000058330 | 85359030 |  | 18 |  | 400KV GIS-MOLECULAR FILTER FOR SF6 GAS WITH FILTER BAGS (5 % OF TOTALWEIGHT) | SET | 1 |  | INCLUDED | 0 | 0 | 0 | 0 | 0 | 0 | 0 | 0
394 | 7000016524 | 3600 | Mandatory Spare for GIS | 1000049750 | 85359030 |  | 18 |  | CONTROL VALVES FOR SF6 GAS OF EACH TYPE-400KV GIS | SET | 2 |  | INCLUDED | 0 | 0 | 0 | 0 | 0 | 0 | 0 | 0
395 | 7000016524 | 3610 | Mandatory Spare for GIS | 1000058331 | 85359030 |  | 18 |  | 400KV GIS-SF6 GAS (5 % OF TOTAL GAS QUANTITY) | LOT | 1 |  | INCLUDED | 0 | 0 | 0 | 0 | 0 | 0 | 0 | 0
396 | 7000016524 | 3620 | Mandatory Spare for GIS | 1000049783 | 85359030 |  | 18 |  | LOCKING DEVICE TO KEEP THE DIS-CONNECTORS (ISOLATORS)AND EARTHING/FAST EARTHING SWITCHES IN CLOSE OR OPEN POSITION IN CASEOF REMOVAL OF THE DRIVING MECHANISM-400KV GIS | SET | 2 |  | INCLUDED | 0 | 0 | 0 | 0 | 0 | 0 | 0 | 0
397 | 7000016524 | 3630 | Mandatory Spare for GIS | 1000049505 | 85359030 |  | 18 |  | UHF PD SENSORS OF EACH TYPE ALONG WITH BNC CONNECTOR FOR 420KV GIS | EA | 3 |  | INCLUDED | 0 | 0 | 0 | 0 | 0 | 0 | 0 | 0
398 | 7000016524 | 3640 | Mandatory Spare for GIS | 1000058334 | 85359030 |  | 18 |  | 400KV GIS-SUPPORT INSULATORS (GAS THROUGH) OF EACH TYPE (COMPLETE WITHMETAL RING ETC.) ALONG WITH ASSOCIATED CONTACTS AND SHIELDS | EA | 3 |  | INCLUDED | 0 | 0 | 0 | 0 | 0 | 0 | 0 | 0
399 | 7000016524 | 3650 | Mandatory Spare for GIS | 1000058329 | 85359030 |  | 18 |  | 400KV GIS-GAS BARRIERS OF EACH TYPE (COMPLETE WITH METAL RING ETC.)ALONG WITH ASSOCIATED CONTACTS AND SHIELDS | EA | 3 |  | INCLUDED | 0 | 0 | 0 | 0 | 0 | 0 | 0 | 0
400 | 7000016524 | 3660 | Mandatory Spare for GIS | 1000058333 | 85359030 |  | 18 |  | 400KV GIS- 3150A SF6 TO AIR BUSHING COMPLETE IN ALL RESPECT | EA | 1 |  | INCLUDED | 0 | 0 | 0 | 0 | 0 | 0 | 0 | 0
401 | 7000016524 | 3670 | Mandatory Spare for GIS | 1000049498 | 85359030 |  | 18 |  | LCC SPARES - AUX. RELAYS, CONTACTORS,PUSH BUTTONS, SWITCHES,LAMPS,ANNUNCIATION WINDOWS, MCB, FUSES,TIMERS, TERMINAL BLOCKS ETC. OF EACHTYPE & RATING-400kV GIS | SET | 1 |  | INCLUDED | 0 | 0 | 0 | 0 | 0 | 0 | 0 | 0
402 | 7000016524 | 3680 | Mandatory Spare for GIS | 1000058317 | 85359030 |  | 18 |  | 400KV GIS-ONE POLE OF 3150A CIRCUIT BREAKER WITHOUT PIR WITHINTERRUPTER, MAIN CIRCUIT, ENCLOSURE AND OPERATING MECHANISM COMPLETEIN ALL RESPECT | SET | 1 |  | INCLUDED | 0 | 0 | 0 | 0 | 0 | 0 | 0 | 0
403 | 7000016524 | 3690 | Mandatory Spare for GIS | 1000021873 | 85389000 |  | 18 |  | Trip coil assembly with resistor for420kV GIS Circuit Breaker (asapplicable) | SET | 3 |  | INCLUDED | 0 | 0 | 0 | 0 | 0 | 0 | 0 | 0
404 | 7000016524 | 3700 | Mandatory Spare for GIS | 1000009208 | 85389000 |  | 18 |  | Closing coil assembly with resistor for420kV GIS Circuit Breaker (asapplicable) | SET | 3 |  | INCLUDED | 0 | 0 | 0 | 0 | 0 | 0 | 0 | 0
405 | 7000016524 | 3710 | Mandatory Spare for GIS | 1000058324 | 85359030 |  | 18 |  | RELAYS, POWER CONTACTORS, PUSH BUTTONS, TIMERS & MCBS ETC. (ASAPPLICABLE) OF EACH TYPE FOR 400KV GIS CIRCUIT BREAKER | SET | 1 |  | INCLUDED | 0 | 0 | 0 | 0 | 0 | 0 | 0 | 0
406 | 7000016524 | 3720 | Mandatory Spare for GIS | 1000007067 | 85389000 |  | 18 |  | Auxiliary switch assembly of each type for 420kV GIS Circuit Breaker | SET | 1 |  | INCLUDED | 0 | 0 | 0 | 0 | 0 | 0 | 0 | 0
407 | 7000016524 | 3730 | Mandatory Spare for GIS | 1000058323 | 85359030 |  | 18 |  | 400KV GIS CIRCUIT BREAKER-OPERATION COUNTER | EA | 1 |  | INCLUDED | 0 | 0 | 0 | 0 | 0 | 0 | 0 | 0
408 | 7000016524 | 3740 | Mandatory Spare for GIS | 1000058320 | 85359030 |  | 18 |  | 400KV GIS CIRCUIT BREAKER-HYDRAULIC OPERATING MECHANISM WITH DRIVEMOTOR (FOR HYDRAULIC OPERATED MECHANISM, IF APPLICABLE) | SET | 1 |  | INCLUDED | 0 | 0 | 0 | 0 | 0 | 0 | 0 | 0
409 | 7000016524 | 3750 | Mandatory Spare for GIS | 1000049759 | 85359030 |  | 18 |  | HYDRAULIC FILTER OF EACH TYPE (FOR HYDRAULIC OPERATED MECHANISM, IFPPLICABLE)-400KV GIS CIRCUIT BREKAER | SET | 1 |  | INCLUDED | 0 | 0 | 0 | 0 | 0 | 0 | 0 | 0
410 | 7000016524 | 3760 | Mandatory Spare for GIS | 1000058319 | 85359030 |  | 18 |  | 400KV GIS CIRCUIT BREAKER- HOSE PIPE OF EACH TYPE (AS APPLICABLE) (FORHYDRAULIC OPERATED MECHANISM, IF APPLICABLE) | SET | 1 |  | INCLUDED | 0 | 0 | 0 | 0 | 0 | 0 | 0 | 0
411 | 7000016524 | 3770 | Mandatory Spare for GIS | 1000058322 | 85359030 |  | 18 |  | 400KV GIS CIRCUIT BREAKER - N2 ACCUMULATOR (FOR HYDRAULIC OPERATEDMECHANISM, IF APPLICABLE) | SET | 1 |  | INCLUDED | 0 | 0 | 0 | 0 | 0 | 0 | 0 | 0
412 | 7000016524 | 3780 | Mandatory Spare for GIS | 1000049835 | 85359030 |  | 18 |  | VALVES OF EACH TYPE (FOR HYDRAULIC OPERATED MECHANISM, IFAPPLICABLE)-400KV GIS CIRCUIT BREKAER | SET | 1 |  | INCLUDED | 0 | 0 | 0 | 0 | 0 | 0 | 0 | 0
413 | 7000016524 | 3790 | Mandatory Spare for GIS | 1000049795 | 85359030 |  | 18 |  | PIPE LENGTH (COPPER & STEEL) OF EACH SIZE & TYPE (FOR HYDRAULICOPERATED MECHANISM, IF APPLICABLE)-400KV GIS CIRCUIT BREKAER | SET | 1 |  | INCLUDED | 0 | 0 | 0 | 0 | 0 | 0 | 0 | 0
414 | 7000016524 | 3800 | Mandatory Spare for GIS | 1000049808 | 85359030 |  | 18 |  | PRESSURE SWITCHES OF EACH TYPE (FOR HYDRAULIC OPERATED MECHANISM, IFAPPLICABLE)-400KV GIS CIRCUIT BREKAER | SET | 1 |  | INCLUDED | 0 | 0 | 0 | 0 | 0 | 0 | 0 | 0
415 | 7000016524 | 3810 | Mandatory Spare for GIS | 1000049805 | 85359030 |  | 18 |  | PRESSURE GAUGE WITH COUPLING DEVICE OF EACH TYPE (FOR HYDRAULICOPERATED MECHANISM, IF APPLICABLE)-400KV GIS CIRCUIT BREKAER | SET | 1 |  | INCLUDED | 0 | 0 | 0 | 0 | 0 | 0 | 0 | 0
416 | 7000016524 | 3820 | Mandatory Spare for GIS | 1000058321 | 85359030 |  | 18 |  | 400KV GIS CIRCUIT BREAKER-HYDRAULIC OIL (5% OF TOTAL OIL QUANTITY)(FOR HYDRAULIC OPERATED MECHANISM, IF APPLICABLE) | SET | 1 |  | INCLUDED | 0 | 0 | 0 | 0 | 0 | 0 | 0 | 0
417 | 7000016524 | 3830 | Mandatory Spare for GIS | 1000049799 | 85359030 |  | 18 |  | PRESSURE RELIEF DEVICE OF EACH TYPE (FOR HYDRAULIC OPERATED MECHANISM,IF APPLICABLE)-400KV GIS CIRCUIT BREKAER | SET | 1 |  | INCLUDED | 0 | 0 | 0 | 0 | 0 | 0 | 0 | 0
418 | 7000016524 | 3840 | Mandatory Spare for GIS | 1000058325 | 85359030 |  | 18 |  | 400KV GIS CIRCUIT BREAKER-COMPLETE SPRING OPERATING MECHANISMINCLUDING CHARGING MECHANISM ETC. (FOR SPRING OPERATED MECHANISM, IFAPPLICABLE) | SET | 1 |  | INCLUDED | 0 | 0 | 0 | 0 | 0 | 0 | 0 | 0
419 | 7000016524 | 3850 | Mandatory Spare for GIS | 1000058318 | 85359030 |  | 18 |  | 400KV GIS CIRCUIT BREAKER- COMPLETE HYDRAULIC-SPRING OPERATINGMECHANISM INCLUDING CHARGING MECHANISM ETC. (FOR HYDRAULIC-SPRINGOPERATED MECHANISM, IF APPLICABLE) | SET | 1 |  | INCLUDED | 0 | 0 | 0 | 0 | 0 | 0 | 0 | 0
420 | 7000016524 | 3860 | Mandatory Spare for GIS | 1000049495 | 85359030 |  | 18 |  | PRESSURE SWITCHES OF EACH TYPE FOR420KV GIS CIRCUIT BREAKER (ForHydraulic-Spring Operated Mechanism, ifapplicable) | SET | 1 |  | INCLUDED | 0 | 0 | 0 | 0 | 0 | 0 | 0 | 0
421 | 7000016524 | 3870 | Mandatory Spare for GIS | 1000049802 | 85359030 |  | 18 |  | PRESSURE GAUGE WITH COUPLING DEVICE OF EACH TYPE (FOR HYDRAULIC-SPRINGOPERATED MECHANISM, IF APPLICABLE)-400KV GIS CIRCUIT BREKAER | SET | 1 |  | INCLUDED | 0 | 0 | 0 | 0 | 0 | 0 | 0 | 0
422 | 7000016524 | 3880 | Mandatory Spare for GIS | 1000058374 | 85359030 |  | 18 |  | 400kV GIS- Single phase of 3150Adisconnector switch including maincircuit, enclosure, driving mechanismand support insulator etc., complete inall respect (Note 1- The contractorshall supply spare for disconnectorswitch to ensure one to one replacementof all disconnector switch supplied asmain equipment without any requirementof modification in fittings at site tocover all different types ofdisconnector switch supplied. In case,quantity of supplied dis-connectorswitch types (for one to onereplacement) are more than the quantitymentioned in BPS for spare, thecontractor shall supply theseadditional types of disconnector switchwithout any additional priceimplication to POWERGRID and quantitiesof these additional type ofdisconnector switch are deem to beincluded in the quantities mentioned inBPS for spare disconnector. Note 2 - Incase, Dis-connector Switch (DS) & EarthSwitch (ES) is provided in a sameenclosure with common operatingmechanism, then the module comprisingof Dis-connector & Earth switch insingle enclosure with common operatingmechanism is to be provided under thehead of spare Dis-connector only. Note3- In case, Dis-connector Switch (DS)&Earth Switch (ES) is provided in asame enclosure with separate operatingmechanism, then the module comprisingof Dis-connector & Earth switch insingle enclosure with separateoperating mechanism is to be providedunder the head of spare Dis-connectoronly.) | EA | 2 |  | INCLUDED | 0 | 0 | 0 | 0 | 0 | 0 | 0 | 0
423 | 7000016524 | 3890 | Mandatory Spare for GIS | 1000058314 | 85359030 |  | 18 |  | 400KV GIS- SINGLE PHASE MAINTENANCE EARTHING SWITCH INCLUDING MAINCIRCUIT, ENCLOSURE, DRIVING MECHANISM AND SUPPORT INSULATOR ETC.,COMPLETE IN ALL RESPECT (NOTE 1 - IN CASE, DIS-CONNECTOR SWITCH (DS) &EARTH SWITCH (ES) IS PROVIDED IN A SAME ENCLOSURE WITH COMMONOPERATING MECHANISM, THEN THE MODULE COMPRISING OF DIS-CONNECTOR &EARTH SWITCH IN SINGLE ENCLOSURE WITH COMMON OPERATING MECHANISM IS TOBE PROVIDED UNDER THE HEAD OF SPARE DIS-CONNECTOR ONLY. NOTE 2 - INCASE, DIS-CONNECTOR SWITCH (DS) & EARTH SWITCH (ES) IS PROVIDED IN ASAME ENCLOSURE WITH SEPARATE OPERATING MECHANISM, THEN THE MODULECOMPRISING OF DIS-CONNECTOR & EARTH SWITCH IN SINGLE ENCLOSURE WITHSEPARATE OPERATING MECHANISM IS TO BE PROVIDED UNDER THE HEAD OF SPAREDIS-CONNECTOR ONLY.) | EA | 1 |  | INCLUDED | 0 | 0 | 0 | 0 | 0 | 0 | 0 | 0
424 | 7000016524 | 3900 | Mandatory Spare for GIS | 1000058310 | 85359030 |  | 18 |  | 400KV GIS - SINGLE PHASE FAST EARTHING SWITCH INCLUDING MAIN CIRCUIT,ENCLOSURE, DRIVING MECHANISM AND SUPPORT INSULATOR ETC., COMPLETE INALL RESPECT (NOTE 1 - IN CASE, DIS-CONNECTOR SWITCH (DS) & EARTHSWITCH (ES) IS PROVIDED IN A SAME ENCLOSURE WITH COMMON OPERATINGMECHANISM, THEN THE MODULE COMPRISING OF DIS-CONNECTOR & EARTH SWITCHIN SINGLE ENCLOSURE WITH COMMON OPERATING MECHANISM IS TO BE PROVIDEDUNDER THE HEAD OF SPARE DIS-CONNECTOR ONLY. NOTE 2 - IN CASE,DIS-CONNECTOR SWITCH (DS) & EARTH SWITCH (ES) IS PROVIDED IN A SAMEENCLOSURE WITH SEPARATE OPERATING MECHANISM, THEN THE MODULECOMPRISING OF DIS-CONNECTOR & EARTH SWITCH IN SINGLE ENCLOSURE WITHSEPARATE OPERATING MECHANISM IS TO BE PROVIDED UNDER THE HEAD OF SPAREDIS-CONNECTOR ONLY.) | EA | 1 |  | INCLUDED | 0 | 0 | 0 | 0 | 0 | 0 | 0 | 0
425 | 7000016524 | 3910 | Mandatory Spare for GIS | 1000058305 | 85359030 |  | 18 |  | OPEN/CLOSE CONTACTOR ASSEMBLY, TIMERS, KEY INTERLOCK, INTERLOCKINGCOILS, RELAYS, PUSH BUTTONS, INDICATING LAMPS, POWER CONTACTORS,RESISTORS, FUSES, MCBS & DRIVE CONTROL CARDS ETC. (AS APPLICABLE) ONEOF EACH TYPE FOR ONE COMPLETE MOM BOX FOR 400KV GIS DISCONNECTORSWITCH | SET | 1 |  | INCLUDED | 0 | 0 | 0 | 0 | 0 | 0 | 0 | 0
426 | 7000016524 | 3920 | Mandatory Spare for GIS | 1000058312 | 85359030 |  | 18 |  | OPEN/CLOSE CONTACTOR ASSEMBLY, TIMERS, KEY INTERLOCK, INTERLOCKINGCOILS, RELAYS, PUSH BUTTONS, INDICATING LAMPS, POWER CONTACTORS,RESISTORS, FUSES, MCBS & DRIVE CONTROL CARDS ETC. (AS APPLICABLE) ONEOF EACH TYPE FOR ONE COMPLETE MOM BOX FOR 400KV GIS MAINTENANCE EARTHSWITCH | SET | 1 |  | INCLUDED | 0 | 0 | 0 | 0 | 0 | 0 | 0 | 0
427 | 7000016524 | 3930 | Mandatory Spare for GIS | 1000058308 | 85359030 |  | 18 |  | OPEN/CLOSE CONTACTOR ASSEMBLY, TIMERS, KEY INTERLOCK, INTERLOCKINGCOILS, RELAYS, PUSH BUTTONS, INDICATING LAMPS, POWER CONTACTORS,RESISTORS, FUSES, MCBS & DRIVE CONTROL CARDS ETC. (AS APPLICABLE) ONEOF EACH TYPE FOR ONE COMPLETE MOM BOX FOR 400KV GIS FAST EARTHINGSWITCH | SET | 1 |  | INCLUDED | 0 | 0 | 0 | 0 | 0 | 0 | 0 | 0
428 | 7000016524 | 3940 | Mandatory Spare for GIS | 1000049776 | 85359030 |  | 18 |  | LIMIT SWITCHES AND AUX. SWITCHES FOR ONE COMPLETE MOM BOX FORDISCONNECTOR-400KV GIS | SET | 1 |  | INCLUDED | 0 | 0 | 0 | 0 | 0 | 0 | 0 | 0
429 | 7000016524 | 3950 | Mandatory Spare for GIS | 1000049778 | 85359030 |  | 18 |  | LIMIT SWITCHES AND AUX. SWITCHES FOR ONE COMPLETE MOM BOX FORMAINTENANCE EARTHING SWITCH-400KV GIS | SET | 1 |  | INCLUDED | 0 | 0 | 0 | 0 | 0 | 0 | 0 | 0
430 | 7000016524 | 3960 | Mandatory Spare for GIS | 1000049777 | 85359030 |  | 18 |  | LIMIT SWITCHES AND AUX. SWITCHES FOR ONE COMPLETE MOM BOX FOR FASTEARTHING SWITCH (IF APPLICABLE)-400KV GIS | SET | 1 |  | INCLUDED | 0 | 0 | 0 | 0 | 0 | 0 | 0 | 0
431 | 7000016524 | 3970 | Mandatory Spare for GIS | 1000058306 | 85359030 |  | 18 |  | DRIVE MECHANISM FOR 400KV GIS DISCONNECTOR SWITCH | SET | 1 |  | INCLUDED | 0 | 0 | 0 | 0 | 0 | 0 | 0 | 0
432 | 7000016524 | 3980 | Mandatory Spare for GIS | 1000058313 | 85359030 |  | 18 |  | DRIVE MECHANISM FOR 400KV GIS MAINTENANCE EARTH SWITCH | SET | 1 |  | INCLUDED | 0 | 0 | 0 | 0 | 0 | 0 | 0 | 0
433 | 7000016524 | 3990 | Mandatory Spare for GIS | 1000058309 | 85359030 |  | 18 |  | DRIVE MECHANISM FOR 400KV GIS FAST EARTHING SWITCH | SET | 1 |  | INCLUDED | 0 | 0 | 0 | 0 | 0 | 0 | 0 | 0
434 | 7000016524 | 4000 | Mandatory Spare for GIS | 1000058307 | 85359030 |  | 18 |  | MOTOR FOR DRIVE MECHANISM FOR 400KV GIS DISCONNECTOR SWITCH | EA | 1 |  | INCLUDED | 0 | 0 | 0 | 0 | 0 | 0 | 0 | 0
435 | 7000016524 | 4010 | Mandatory Spare for GIS | 1000058315 | 85359030 |  | 18 |  | MOTOR FOR DRIVE MECHANISM FOR 400KVGIS MAINTENANCE EARTH SWITCH | EA | 1 |  | INCLUDED | 0 | 0 | 0 | 0 | 0 | 0 | 0 | 0
436 | 7000016524 | 4020 | Mandatory Spare for GIS | 1000058311 | 85359030 |  | 18 |  | MOTOR FOR DRIVE MECHANISM FOR 400KV GIS FAST EARTHING SWITCH | EA | 1 |  | INCLUDED | 0 | 0 | 0 | 0 | 0 | 0 | 0 | 0
437 | 7000016524 | 4030 | Mandatory Spare for GIS | 1000058327 | 85359030 |  | 18 |  | 400KV GIS- SINGLE PHASE OF CURRENT TRANSFORMER (3 CORES, TYPE-CTA)WITH ASSOCIATED ENCLOSURE AND PRIMARY CONDUCTOR COMPLETE IN ALLRESPECT | EA | 1 |  | INCLUDED | 0 | 0 | 0 | 0 | 0 | 0 | 0 | 0
438 | 7000016524 | 4040 | Mandatory Spare for GIS | 1000058326 | 85359030 |  | 18 |  | 400KV GIS- SINGLE PHASE OF CURRENT TRANSFORMER (2 CORES, TYPE-CTB)WITH ASSOCIATED ENCLOSURE AND PRIMARY CONDUCTOR COMPLETE IN ALLRESPECT | EA | 1 |  | INCLUDED | 0 | 0 | 0 | 0 | 0 | 0 | 0 | 0
439 | 7000016524 | 3290 | BoQ of Comm Equip at KALA | 1000031367 | 85176260 |  | 18 |  | SDH EQUIPMENT (STM-16 MADM UPTO 5 MSP PROTECTED DIRECTIONS)-BASEEQUIPMENT (COMMON CARDS, CROSS CONNECT/CONTROL CARDS, OPTICAL BASECARDS, POWER SUPPLY CARDS, POWER CABLING, OTHER HARDWARE ANDACCESSORIES INCLUDING SUB RACKS, PATCH CORD, DDF ETC FULLY EQUIPEDEXCLUDING OPTICAL INTERFACE & TRIBUTARY CARDS | EA | 1 |  | INCLUDED | 0 | 0 | 0 | 0 | 0 | 0 | 0 | 0
440 | 7000016524 | 3300 | BoQ of Comm Equip at KALA | 1000018706 | 85176990 |  | 18 |  | S16.1 SFP | EA | 4 |  | INCLUDED | 0 | 0 | 0 | 0 | 0 | 0 | 0 | 0
441 | 7000016524 | 3310 | BoQ of Comm Equip at KALA | 1000019315 | 85176290 |  | 18 |  | Optical Line Interface card (to support minimum 150 kms) | EA | 2 |  | INCLUDED | 0 | 0 | 0 | 0 | 0 | 0 | 0 | 0
442 | 7000016524 | 3320 | BoQ of Comm Equip at KALA | 1000031374 | 85176290 |  | 18 |  | TRIBUTARY INTERFACE- E1 INTERFACE (MINIMUM 16 NOS.) | SET | 2 |  | INCLUDED | 0 | 0 | 0 | 0 | 0 | 0 | 0 | 0
443 | 7000016524 | 3330 | BoQ of Comm Equip at KALA | 1000034950 | 85176990 |  | 18 |  | ETHERNET INTERFACE 10/100 BASE T WITH LAYER-2 SWITCHING (MIN 8INTERFACES PER CARD) | EA | 2 |  | INCLUDED | 0 | 0 | 0 | 0 | 0 | 0 | 0 | 0
444 | 7000016524 | 3340 | BoQ of Comm Equip at KALA | 1000031381 | 85176290 |  | 18 |  | TRIBUTARY INTERFACE-GIGABIT ETHERNET INTERFACES 10/100 MBPS WITH LAYER-2 SWITCHING (MINIMUM 2 NOS.) | SET | 1 |  | INCLUDED | 0 | 0 | 0 | 0 | 0 | 0 | 0 | 0
445 | 7000016524 | 3350 | BoQ of Comm Equip at KALA | 1000026228 | 85176290 |  | 18 |  | Equipment Cabinets For SDH | EA | 1 |  | INCLUDED | 0 | 0 | 0 | 0 | 0 | 0 | 0 | 0
446 | 7000016524 | 3360 | BoQ of Comm Equip at KALA | 1000034998 | 85171890 |  | 18 |  | VOIP TELEPHONE INSTRUMENT WITH ONE COMMON SWITCH (MIN. 8 PORT) | EA | 2 |  | INCLUDED | 0 | 0 | 0 | 0 | 0 | 0 | 0 | 0
447 | 7000016524 | 3370 | BoQ of Comm Equip at KALA | 1000030942 | 85447090 |  | 18 |  | 24F (DWSM) APPROACH FIBRE OPTIC CABLE INCLUDING ALL INSTALLATIONHARDWARE SET | KM | 1 |  | INCLUDED | 0 | 0 | 0 | 0 | 0 | 0 | 0 | 0
448 | 7000016524 | 3380 | BoQ of Comm Equip at KALA | 1000023471 | 85372000 |  | 18 |  | OPGW Fibre Optic Distribution Panel (FODP): Indoor Type: 96F | EA | 1 |  | INCLUDED | 0 | 0 | 0 | 0 | 0 | 0 | 0 | 0
449 | 7000016524 | 3400 | PMU for 400kV KALA-supply | 1000017518 | 85364900 |  | 18 |  | PMU with GPS Clock (clock can be either internal or external) | EA | 2 |  | INCLUDED | 0 | 0 | 0 | 0 | 0 | 0 | 0 | 0
450 | 7000016524 | 3410 | PMU for 400kV KALA-supply | 1000022512 | 90311000 |  | 18 |  | WAMS Hardware - Time System (GPS receiver) | EA | 2 |  | INCLUDED | 0 | 0 | 0 | 0 | 0 | 0 | 0 | 0
451 | 7000016524 | 3420 | PMU for 400kV KALA-supply | 1000022510 | 85176290 |  | 18 |  | WAMS Hardware - Substation Grade Layer-3 LAN Switches with minimum 4 x10/100 Mbps Ethernet ports and 2 x 1 Gbps Ethernet ports | EA | 3 |  | INCLUDED | 0 | 0 | 0 | 0 | 0 | 0 | 0 | 0
452 | 7000016524 | 3430 | PMU for 400kV KALA-supply | 1000022487 | 85447090 |  | 18 |  | WAMS Miscellaneous - Armored Fibre Optic Cable and associatedtermination (e.g. L2 Switch) for connecting PMU panels located indifferent control room of a station | EA | 1 |  | INCLUDED | 0 | 0 | 0 | 0 | 0 | 0 | 0 | 0
453 | 7000016524 | 3470 | Foundation Bolts Supply | 1000012366 | 73082011 |  | 18 |  | Fabrication, galvanising and supply of 28mm dia foundation boltsincluding nuts, checknuts, washers and packplates. | EA | 168 |  | INCLUDED | 0 | 0 | 0 | 0 | 0 | 0 | 0 | 0
454 | 7000016524 | 3480 | Foundation Bolts Supply | 1000012367 | 73082011 |  | 18 |  | Fabrication, galvanising and supply of 32mm dia foundation boltsincluding nuts, checknuts, washers and packplates | EA | 12 |  | INCLUDED | 0 | 0 | 0 | 0 | 0 | 0 | 0 | 0
455 | 7000016524 | 3490 | Foundation Bolts Supply | 1000012369 | 73082011 |  | 18 |  | Fabrication, galvanising and supply of 56mm dia foundation boltsincluding nuts, checknuts, washers and packplates | EA | 32 |  | INCLUDED | 0 | 0 | 0 | 0 | 0 | 0 | 0 | 0
IV | Extn. works at 400kV Magarwada GIS
456 | 7000016524 | 4060 | 400kV GIS EQUIPMENT | 1000032802 | 85359030 |  | 18 |  | 420KV, 4000A,63KA GIS BUSBAR MODULE EXTENSION | SET | 2 |  | INCLUDED | 0 | 0 | 0 | 0 | 0 | 0 | 0 | 0
457 | 7000016524 | 4070 | 400kV GIS EQUIPMENT | 1000004638 | 85359030 |  | 18 |  | 420 kV, 3150 A, 63 kA, SF6 GIS Linefeeder bay module(without PIR) as perSection-Project, Technicalspecification | SET | 2 |  | INCLUDED | 0 | 0 | 0 | 0 | 0 | 0 | 0 | 0
458 | 7000016524 | 4080 | 400kV GIS EQUIPMENT | 1000032796 | 85389000 |  | 18 |  | 420KV, 3150A, 63KA SF6 TO AIR BUSHING including support structure | SET | 6 |  | INCLUDED | 0 | 0 | 0 | 0 | 0 | 0 | 0 | 0
459 | 7000016524 | 4090 | 400kV GIS EQUIPMENT | 1000059207 | 85359030 |  | 18 |  | 420KV, 3000A, 63KA, SINGLE PHASE, SF6 GAS INSULATED BUS DUCT (GIB)OUTSIDE GIS HALL ALONGWITH ASSOCIATED SUPPORT STRUCTURE, ETC. AS PERTECHNICAL SPECIFICATION | M | 650 |  | INCLUDED | 0 | 0 | 0 | 0 | 0 | 0 | 0 | 0
460 | 7000016524 | 4100 | 400kV AIS Equipment | 1000020419 | 85354010 |  | 18 |  | 336kV Surge Arrester (1-phase) | EA | 6 |  | INCLUDED | 0 | 0 | 0 | 0 | 0 | 0 | 0 | 0
461 | 7000016524 | 4110 | 400kV AIS Equipment | 1000004535 | 85359090 |  | 18 |  | 420 kV, 4400 pF Capacitive Voltage Transformer (1-Phase) | EA | 6 |  | INCLUDED | 0 | 0 | 0 | 0 | 0 | 0 | 0 | 0
462 | 7000016524 | 4120 | 400kV AIS Equipment | 1000004401 | 85462040 |  | 18 |  | 420 kV, 1 phase Bus Post Insulator (except for Line Traps) | EA | 12 |  | INCLUDED | 0 | 0 | 0 | 0 | 0 | 0 | 0 | 0
463 | 7000016524 | 4130 | 400kV AIS Equipment | 1000004400 | 85462040 |  | 18 |  | 420 kV ,1 phase Bus Post Insulators for Line Traps | EA | 12 |  | INCLUDED | 0 | 0 | 0 | 0 | 0 | 0 | 0 | 0
464 | 7000016524 | 4140 | Testing & Maintenance Equipment | 1000032132 | 85389000 |  | 18 |  | SF6 GAS ANALYZER | EA | 1 |  | INCLUDED | 0 | 0 | 0 | 0 | 0 | 0 | 0 | 0
465 | 7000016524 | 4150 | Control & Relay Panel | 1000002165 | 85371000 |  | 18 |  | 400kV Circuit Breaker Relay Panel with Auto Reclose (with Automation) | EA | 2 |  | INCLUDED | 0 | 0 | 0 | 0 | 0 | 0 | 0 | 0
466 | 7000016524 | 4160 | Control & Relay Panel | 1000003398 | 85371000 |  | 18 |  | 400kV Line Protection Panel (with Automation) | EA | 2 |  | INCLUDED | 0 | 0 | 0 | 0 | 0 | 0 | 0 | 0
467 | 7000016524 | 4170 | Substation Automation System | 1000003409 | 85371000 |  | 18 |  | Augmentation of Substation automation System for 400kV Main bay as perTechnical Specification | EA | 2 |  | INCLUDED | 0 | 0 | 0 | 0 | 0 | 0 | 0 | 0
468 | 7000016524 | 4640 | LT Switchgear | 1000055451 | 85371000 |  | 18 |  | EXTENSION OF LT SWITCHGEAR AS PER TECHNICAL SPECIFICATION | SET | 1 |  | INCLUDED | 0 | 0 | 0 | 0 | 0 | 0 | 0 | 0
469 | 7000016524 | 4660 | Air conditioning &ventilation system | 1000025963 | 84151090 |  | 28 |  | Air conditioning sys-400kV GIS Hall LCC | SET | 1 |  | INCLUDED | 0 | 0 | 0 | 0 | 0 | 0 | 0 | 0
470 | 7000016524 | 4670 | Air conditioning &ventilation system | 1000022409 | 84159000 |  | 28 |  | Ventillation system for 400kV GIS Hall Ext | SET | 1 |  | INCLUDED | 0 | 0 | 0 | 0 | 0 | 0 | 0 | 0
471 | 7000016524 | 4700 | Fireprotection System | 1000012022 | 84241000 |  | 18 |  | 4.5 kg CO2 type Portable Fire extinguisher | EA | 4 |  | INCLUDED | 0 | 0 | 0 | 0 | 0 | 0 | 0 | 0
472 | 7000016524 | 4710 | Fireprotection System | 1000012024 | 84241000 |  | 18 |  | Fire Extinguisher Dry Chemical Powder Type(5 Kg) for control room. | EA | 2 |  | INCLUDED | 0 | 0 | 0 | 0 | 0 | 0 | 0 | 0
473 | 7000016524 | 4720 | Fireprotection System | 1000049460 | 84818090 |  | 18 |  | FIRE PROTECTION SYSTEM FOR LOCAL RELAY ROOM FOR 400KV GIS | SET | 1 |  | INCLUDED | 0 | 0 | 0 | 0 | 0 | 0 | 0 | 0
474 | 7000016524 | 4730 | Fireprotection System | 1000032698 | 85311020 |  | 18 |  | FIRE PROTECTION SYSTEM-400KVGIS HALL EXENSION | SET | 1 |  | INCLUDED | 0 | 0 | 0 | 0 | 0 | 0 | 0 | 0
475 | 7000016524 | 4740 | Fireprotection System | 1000012037 | 84819090 |  | 18 |  | Hydrant system, complete U/G piping and accessories etc. outside thePump House for Fire Protection of 400/220kV (Ext) Substation | SET | 1 |  | INCLUDED | 0 | 0 | 0 | 0 | 0 | 0 | 0 | 0
476 | 7000016524 | 4180 | MAGARWADA END PLCC/DPC | 1000010014 | 85176210 |  | 18 |  | Coupling device for PLCC | SET | 2 |  | INCLUDED | 0 | 0 | 0 | 0 | 0 | 0 | 0 | 0
477 | 7000016524 | 4190 | MAGARWADA END PLCC/DPC | 1000000046 | 85176210 |  | 18 |  | Carrier Equipment Analog type (for Speech+Data & Speech+Protection) | EA | 2 |  | INCLUDED | 0 | 0 | 0 | 0 | 0 | 0 | 0 | 0
478 | 7000016524 | 4200 | MAGARWADA END PLCC/DPC | 1000017887 | 85176210 |  | 18 |  | Analog Protection Coupler for PLCC | EA | 2 |  | INCLUDED | 0 | 0 | 0 | 0 | 0 | 0 | 0 | 0
479 | 7000016524 | 4210 | MAGARWADA END PLCC/DPC | 1000010638 | 85176210 |  | 18 |  | Digital Protection Coupler | EA | 2 |  | INCLUDED | 0 | 0 | 0 | 0 | 0 | 0 | 0 | 0
480 | 7000016524 | 4220 | MAGARWADA END PLCC/DPC | 1000036908 | 85446020 |  | 18 |  | HF CABLE 75 OHMS FOR PLCC | KM | 1 |  | INCLUDED | 0 | 0 | 0 | 0 | 0 | 0 | 0 | 0
481 | 7000016524 | 4230 | MAGARWADA END PLCC/DPC | 1000004290 | 85176210 |  | 18 |  | 400kV,3150A,0.5mH ,63kA Line Trap | EA | 4 |  | INCLUDED | 0 | 0 | 0 | 0 | 0 | 0 | 0 | 0
482 | 7000016524 | 4240 | Illumination Switchyard | 1000038325 | 94059900 |  | 18 |  | LIGHTING FIXTURE LED LUMINAIRES TYPE FL2 AS PER TECH. SPECIFICATIONS | EA | 10 |  | INCLUDED | 0 | 0 | 0 | 0 | 0 | 0 | 0 | 0
483 | 7000016524 | 4250 | Illumination Switchyard | 1000014547 | 85371000 |  | 18 |  | Lighting Panel type ACP-2 as per technical specification | EA | 1 |  | INCLUDED | 0 | 0 | 0 | 0 | 0 | 0 | 0 | 0
484 | 7000016524 | 4260 | Illumination Indoor | 1000049467 | 94059900 |  | 18 |  | INDOOR LIGHTNING FOR GIS BUILDING (AS PER TECHNICAL SPECIFICATION) including AHU & Relay Rooms as applicable | SET | 1 |  | INCLUDED | 0 | 0 | 0 | 0 | 0 | 0 | 0 | 0
485 | 7000016524 | 4270 | Steel Structure | 1000020138 | 73082011 |  | 18 |  | Fabrication, galvanising and supply of Standard 400 kV Tower TVincluding nuts, bolts, all type of washers, packplates, step bolts andgusset plates excluding foundation bolts | EA | 1 |  | INCLUDED | 0 | 0 | 0 | 0 | 0 | 0 | 0 | 0
486 | 7000016524 | 4280 | Steel Structure | 1000020124 | 73082011 |  | 18 |  | Fabrication, galvanising and supply of Standard 400 kV Tower TBincluding nuts, bolts, all type of washers, packplates, step bolts andgusset plates excluding foundation bolts | EA | 1 |  | INCLUDED | 0 | 0 | 0 | 0 | 0 | 0 | 0 | 0
487 | 7000016524 | 4290 | Steel Structure | 1000020195 | 73045930 |  | 18 |  | Fabrication, galvanising and supply ofStandard Pipe Structure - 400 kV,1-Phase, SA including nuts, bolts,all type of washers, packplates, stepbolts and gusset plates excludingfoundation bolts | EA | 6 |  | INCLUDED | 0 | 0 | 0 | 0 | 0 | 0 | 0 | 0
488 | 7000016524 | 4300 | Steel Structure | 1000020193 | 73045930 |  | 18 |  | Fabrication, galvanising and supply of Standard Pipe Structure - 400kV CVT including nuts, bolts, all type of washers, packplates, stepbolts and gusset plates excluding foundation bolts | EA | 6 |  | INCLUDED | 0 | 0 | 0 | 0 | 0 | 0 | 0 | 0
489 | 7000016524 | 4310 | Steel Structure | 1000020196 | 73045930 |  | 18 |  | Fabrication, galvanising and supply ofStd Pipe Structure - 400 kV, 1-Phase,BPI, (Excluding Wave Trap), includingnuts, bolts, all type of washers,packplates, step bolts and gussetplates excluding foundation bolts | EA | 12 |  | INCLUDED | 0 | 0 | 0 | 0 | 0 | 0 | 0 | 0
490 | 7000016524 | 4320 | Steel Structure | 1000017568 | 73045930 |  | 18 |  | Standard Pipe Structure for 400kV BPI for WT (1- phase) | EA | 12 |  | INCLUDED | 0 | 0 | 0 | 0 | 0 | 0 | 0 | 0
491 | 7000016524 | 4330 | Steel Structure | 1000020118 | 73082011 |  | 18 |  | Fabrication, galvanising and supply of Standard 400 kV Gantry G1including nuts, bolts, all type of washers, packplates, step bolts andgusset plates excluding foundation bolts | EA | 3 |  | INCLUDED | 0 | 0 | 0 | 0 | 0 | 0 | 0 | 0
492 | 7000016524 | 4960 | 400kV Insulator and Hardware | 1000055991 | 72169990 |  | 18 |  | 400KV TENSION INSULATOR STRING AND ASSOCIATED HARDWARE FITTINGSWITH TURN BUCKLE SUITABLE FOR QUAD CONDUCTOR | EA | 9 |  | INCLUDED | 0 | 0 | 0 | 0 | 0 | 0 | 0 | 0
493 | 7000016524 | 4970 | 400kV Insulator and Hardware | 1000055988 | 72169990 |  | 18 |  | 400KV SUSPENSION INSULATOR STRING AND ASSOCIATED HARDWARE FITTINGSWITH THROUGH CLAMP SUITABLE FOR QUAD CONDUCTOR | EA | 3 |  | INCLUDED | 0 | 0 | 0 | 0 | 0 | 0 | 0 | 0
494 | 7000016524 | 4980 | 400kV Insulator and Hardware | 1000055984 | 72169990 |  | 18 |  | 400KV TENSION INSULATOR STRING AND ASSOCIATED HARDWARE FITTINGSWITHOUT TURN BUCKLE SUITABLE FOR QUAD CONDUCTOR | EA | 3 |  | INCLUDED | 0 | 0 | 0 | 0 | 0 | 0 | 0 | 0
495 | 7000016524 | 4990 | 400kV Insulator and Hardware | 1000055986 | 72169990 |  | 18 |  | 400KV SUSPENSION INSULATOR STRING AND ASSOCIATED HARDWARE FITTINGSWITH DROP CLAMP SUITABLE FOR QUAD CONDUCTOR | EA | 6 |  | INCLUDED | 0 | 0 | 0 | 0 | 0 | 0 | 0 | 0
496 | 7000016524 | 4340 | Erection Hardware | 1000011332 | 72169990 |  | 18 |  | Erection Hardware for 400kV DM type layout for GIS terminationarrangement-Line bay as per technical specification | SET | 2 |  | INCLUDED | 0 | 0 | 0 | 0 | 0 | 0 | 0 | 0
497 | 7000016524 | 4350 | Power & Control Cables | 1000056265 | 85446020 |  | 18 |  | 1.1KV GRADE 27CX1.5 SQMM CONTROL CABLE | KM | 1 |  | INCLUDED | 0 | 0 | 0 | 0 | 0 | 0 | 0 | 0
498 | 7000016524 | 4360 | Power & Control Cables | 1000056264 | 85446020 |  | 18 |  | 1.1KV GRADE 19CX1.5 SQMM CONTROL CABLE | KM | 1 |  | INCLUDED | 0 | 0 | 0 | 0 | 0 | 0 | 0 | 0
499 | 7000016524 | 4370 | Power & Control Cables | 1000031887 | 85446020 |  | 18 |  | 1.1KV GRADE 10CX2.5 SQMM CONTROL CABLE | KM | 1 |  | INCLUDED | 0 | 0 | 0 | 0 | 0 | 0 | 0 | 0
500 | 7000016524 | 4380 | Power & Control Cables | 1000031987 | 85446020 |  | 18 |  | 1.1KV GRADE 5CX2.5 SQMM CONTROL CABLE | KM | 2 |  | INCLUDED | 0 | 0 | 0 | 0 | 0 | 0 | 0 | 0
501 | 7000016524 | 4390 | Power & Control Cables | 1000031964 | 85446020 |  | 18 |  | 1.1KV GRADE 3CX2.5 SQMM CONTROL CABLE | KM | 2 |  | INCLUDED | 0 | 0 | 0 | 0 | 0 | 0 | 0 | 0
502 | 7000016524 | 4400 | Power & Control Cables | 1000031985 | 85446020 |  | 18 |  | 1.1KV GRADE 4CX6 SQMM (PVC) POWER CABLE | KM | 4 |  | INCLUDED | 0 | 0 | 0 | 0 | 0 | 0 | 0 | 0
503 | 7000016524 | 4410 | Power & Control Cables | 1000031976 | 85446020 |  | 18 |  | 1.1KV GRADE 4CX16 SQMM (PVC) POWER CABLE | KM | 2 |  | INCLUDED | 0 | 0 | 0 | 0 | 0 | 0 | 0 | 0
504 | 7000016524 | 4420 | Power & Control Cables | 1000031953 | 85446020 |  | 18 |  | 1.1KV GRADE 3.5CX35 SQMM (PVC) POWER CABLE | KM | 1 |  | INCLUDED | 0 | 0 | 0 | 0 | 0 | 0 | 0 | 0
505 | 7000016524 | 4430 | Power & Control Cables | 1000031957 | 85446020 |  | 18 |  | 1.1KV GRADE 3.5CX70 SQMM (PVC) POWER CABLE | KM | 1 |  | INCLUDED | 0 | 0 | 0 | 0 | 0 | 0 | 0 | 0
506 | 7000016524 | 4440 | Power & Control Cables | 1000032050 | 85446020 |  | 18 |  | 4PAIR, 0.5SQMM SCREENED CABLE | KM | 1 |  | INCLUDED | 0 | 0 | 0 | 0 | 0 | 0 | 0 | 0
507 | 7000016524 | 4450 | Power & Control Cables | 1000031943 | 85446020 |  | 18 |  | 1.1KV GRADE 2CX6 SQMM (PVC) POWER CABLE | KM | 2 |  | INCLUDED | 0 | 0 | 0 | 0 | 0 | 0 | 0 | 0
508 | 7000016524 | 4460 | Augumentation of VMS System | 1000030433 | 85287390 |  | 18 |  | COLOR IP CAMERA, WITH PAN, TILT AND ZOOM FACILITIES, ALONGWITH ALLREQUIRED ITEMS, ACCESSORIES, LINE INTERFACE UNITS, FIBER PATCH CORDS,POWER SUPPLY UNITS, JUNCTION BOXES, CABLES, FIBER OPTIC CABLES, ETC.,AND INCLUDING INTEGRATION IN EXISTING HARDWARE AND SOFTWARE FORAUGMENTATION OF VISUAL MONITORING SYSTEM AS PER TECHNICALSPECIFICATION. | SET | 1 |  | INCLUDED | 0 | 0 | 0 | 0 | 0 | 0 | 0 | 0
509 | 7000016524 | 4470 | Mandatory Spares | 1000024186 | 85354010 |  | 18 |  | SPARES FOR 336KV SURGE ARRESTER | LS | 1 |  | INCLUDED | 0 | 0 | 0 | 0 | 0 | 0 | 0 | 0
510 | 7000016524 | 4480 | Mandatory Spares | 1000025943 | 85359090 |  | 18 |  | Spare-420kV CVT 1 | SET | 1 |  | INCLUDED | 0 | 0 | 0 | 0 | 0 | 0 | 0 | 0
511 | 7000016524 | 4490 | Mandatory Spares | 1000019912 | 85371000 |  | 18 |  | Relay & protection Panels (with automation) | LS | 1 |  | INCLUDED | 0 | 0 | 0 | 0 | 0 | 0 | 0 | 0
512 | 7000016524 | 4500 | Mandatory Spares | 1000019927 | 85389000 |  | 18 |  | Spares-Substation Automation System | LS | 1 |  | INCLUDED | 0 | 0 | 0 | 0 | 0 | 0 | 0 | 0
513 | 7000016524 | 4510 | Mandatory Spares | 1000019213 | 85176210 |  | 18 |  | SPARES FOR PLCC | LS | 1 |  | INCLUDED | 0 | 0 | 0 | 0 | 0 | 0 | 0 | 0
514 | 7000016524 | 4520 | Mandatory Spares | 1000032670 | 85389000 |  | 18 |  | COMMON SPARES FOR BUS BAR PROTECTION | LS | 1 |  | INCLUDED | 0 | 0 | 0 | 0 | 0 | 0 | 0 | 0
515 | 7000016524 | 5010 | Mandatory Spare for GIS | 1000058332 | 85359030 |  | 18 |  | 400KV GIS-SF6 GAS PRESSURE RELIEF DEVICE ASSEMBLY OF EACH TYPE | EA | 1 |  | INCLUDED | 0 | 0 | 0 | 0 | 0 | 0 | 0 | 0
516 | 7000016524 | 5020 | Mandatory Spare for GIS | 1000049817 | 85359030 |  | 18 |  | SF6 PRESSURE GAUGE CUM SWITCH /DENSITY MONITORS AND PRESSURESWITCH AS APPLICABLE, OF EACH TYPE-400KV GIS | SET | 2 |  | INCLUDED | 0 | 0 | 0 | 0 | 0 | 0 | 0 | 0
517 | 7000016524 | 5030 | Mandatory Spare for GIS | 1000049753 | 85359030 |  | 18 |  | COUPLING DEVICE FOR PRESSURE GAUGE CUM SWITCH FOR CONNECTINGGAS HANDLING PLANT OF EACH TYPE-400KV GIS | SET | 1 |  | INCLUDED | 0 | 0 | 0 | 0 | 0 | 0 | 0 | 0
518 | 7000016524 | 5040 | Mandatory Spare for GIS | 1000049762 | 85359030 |  | 18 |  | RUBBER GASKETS, Ã‚â‚¬Å’OÃ‚â‚¬Â RINGS AND SEALS FOR SF6 GAS FOR GISENCLOSURE OF EACH TYPE-400KV GIS | SET | 2 |  | INCLUDED | 0 | 0 | 0 | 0 | 0 | 0 | 0 | 0
519 | 7000016524 | 5050 | Mandatory Spare for GIS | 1000058330 | 85359030 |  | 18 |  | 400KV GIS-MOLECULAR FILTER FOR SF6 GAS WITH FILTER BAGS (5 % OF TOTALWEIGHT) | SET | 1 |  | INCLUDED | 0 | 0 | 0 | 0 | 0 | 0 | 0 | 0
520 | 7000016524 | 5060 | Mandatory Spare for GIS | 1000049750 | 85359030 |  | 18 |  | CONTROL VALVES FOR SF6 GAS OF EACH TYPE-400KV GIS | SET | 2 |  | INCLUDED | 0 | 0 | 0 | 0 | 0 | 0 | 0 | 0
521 | 7000016524 | 5070 | Mandatory Spare for GIS | 1000058331 | 85359030 |  | 18 |  | 400KV GIS-SF6 GAS (5 % OF TOTAL GAS QUANTITY) | LOT | 1 |  | INCLUDED | 0 | 0 | 0 | 0 | 0 | 0 | 0 | 0
522 | 7000016524 | 5080 | Mandatory Spare for GIS | 1000049783 | 85359030 |  | 18 |  | LOCKING DEVICE TO KEEP THE DIS-CONNECTORS (ISOLATORS)AND EARTHING/FAST EARTHING SWITCHES IN CLOSE OR OPEN POSITION IN CASEOF REMOVAL OF THE DRIVING MECHANISM-400KV GIS | SET | 2 |  | INCLUDED | 0 | 0 | 0 | 0 | 0 | 0 | 0 | 0
523 | 7000016524 | 5090 | Mandatory Spare for GIS | 1000049505 | 85359030 |  | 18 |  | UHF PD SENSORS OF EACH TYPE ALONG WITH BNC CONNECTOR FOR 420KV GIS | EA | 3 |  | INCLUDED | 0 | 0 | 0 | 0 | 0 | 0 | 0 | 0
524 | 7000016524 | 5100 | Mandatory Spare for GIS | 1000058334 | 85359030 |  | 18 |  | 400KV GIS-SUPPORT INSULATORS (GAS THROUGH) OF EACH TYPE (COMPLETE WITHMETAL RING ETC.) ALONG WITH ASSOCIATED CONTACTS AND SHIELDS | EA | 3 |  | INCLUDED | 0 | 0 | 0 | 0 | 0 | 0 | 0 | 0
525 | 7000016524 | 5110 | Mandatory Spare for GIS | 1000058329 | 85359030 |  | 18 |  | 400KV GIS-GAS BARRIERS OF EACH TYPE (COMPLETE WITH METAL RING ETC.)ALONG WITH ASSOCIATED CONTACTS AND SHIELDS | EA | 3 |  | INCLUDED | 0 | 0 | 0 | 0 | 0 | 0 | 0 | 0
526 | 7000016524 | 5120 | Mandatory Spare for GIS | 1000058333 | 85359030 |  | 18 |  | 400KV GIS- 3150A SF6 TO AIR BUSHING COMPLETE IN ALL RESPECT | EA | 1 |  | INCLUDED | 0 | 0 | 0 | 0 | 0 | 0 | 0 | 0
527 | 7000016524 | 5130 | Mandatory Spare for GIS | 1000049498 | 85359030 |  | 18 |  | LCC SPARES - AUX. RELAYS, CONTACTORS,PUSH BUTTONS, SWITCHES,LAMPS,ANNUNCIATION WINDOWS, MCB, FUSES,TIMERS, TERMINAL BLOCKS ETC. OF EACHTYPE & RATING-400kV GIS | SET | 1 |  | INCLUDED | 0 | 0 | 0 | 0 | 0 | 0 | 0 | 0
528 | 7000016524 | 5140 | Mandatory Spare for GIS | 1000058317 | 85359030 |  | 18 |  | 400KV GIS-ONE POLE OF 3150A CIRCUIT BREAKER WITHOUT PIR WITHINTERRUPTER, MAIN CIRCUIT, ENCLOSURE AND OPERATING MECHANISM COMPLETEIN ALL RESPECT | SET | 1 |  | INCLUDED | 0 | 0 | 0 | 0 | 0 | 0 | 0 | 0
529 | 7000016524 | 5150 | Mandatory Spare for GIS | 1000021873 | 85389000 |  | 18 |  | Trip coil assembly with resistor for420kV GIS Circuit Breaker (asapplicable) | SET | 3 |  | INCLUDED | 0 | 0 | 0 | 0 | 0 | 0 | 0 | 0
530 | 7000016524 | 5160 | Mandatory Spare for GIS | 1000009208 | 85389000 |  | 18 |  | Closing coil assembly with resistor for420kV GIS Circuit Breaker (asapplicable) | SET | 3 |  | INCLUDED | 0 | 0 | 0 | 0 | 0 | 0 | 0 | 0
531 | 7000016524 | 5170 | Mandatory Spare for GIS | 1000058324 | 85359030 |  | 18 |  | RELAYS, POWER CONTACTORS, PUSH BUTTONS, TIMERS & MCBS ETC. (ASAPPLICABLE) OF EACH TYPE FOR 400KV GIS CIRCUIT BREAKER | SET | 1 |  | INCLUDED | 0 | 0 | 0 | 0 | 0 | 0 | 0 | 0
532 | 7000016524 | 5180 | Mandatory Spare for GIS | 1000007067 | 85389000 |  | 18 |  | Auxiliary switch assembly of each type for 420kV GIS Circuit Breaker | SET | 1 |  | INCLUDED | 0 | 0 | 0 | 0 | 0 | 0 | 0 | 0
533 | 7000016524 | 5190 | Mandatory Spare for GIS | 1000058323 | 85359030 |  | 18 |  | 400KV GIS CIRCUIT BREAKER-OPERATION COUNTER | EA | 1 |  | INCLUDED | 0 | 0 | 0 | 0 | 0 | 0 | 0 | 0
534 | 7000016524 | 5200 | Mandatory Spare for GIS | 1000058320 | 85359030 |  | 18 |  | 400KV GIS CIRCUIT BREAKER-HYDRAULIC OPERATING MECHANISM WITH DRIVEMOTOR (FOR HYDRAULIC OPERATED MECHANISM, IF APPLICABLE) | SET | 1 |  | INCLUDED | 0 | 0 | 0 | 0 | 0 | 0 | 0 | 0
535 | 7000016524 | 5210 | Mandatory Spare for GIS | 1000049759 | 85359030 |  | 18 |  | HYDRAULIC FILTER OF EACH TYPE (FOR HYDRAULIC OPERATED MECHANISM, IFPPLICABLE)-400KV GIS CIRCUIT BREKAER | SET | 1 |  | INCLUDED | 0 | 0 | 0 | 0 | 0 | 0 | 0 | 0
536 | 7000016524 | 5220 | Mandatory Spare for GIS | 1000058319 | 85359030 |  | 18 |  | 400KV GIS CIRCUIT BREAKER- HOSE PIPE OF EACH TYPE (AS APPLICABLE) (FORHYDRAULIC OPERATED MECHANISM, IF APPLICABLE) | SET | 1 |  | INCLUDED | 0 | 0 | 0 | 0 | 0 | 0 | 0 | 0
537 | 7000016524 | 5230 | Mandatory Spare for GIS | 1000058322 | 85359030 |  | 18 |  | 400KV GIS CIRCUIT BREAKER - N2 ACCUMULATOR (FOR HYDRAULIC OPERATEDMECHANISM, IF APPLICABLE) | SET | 1 |  | INCLUDED | 0 | 0 | 0 | 0 | 0 | 0 | 0 | 0
538 | 7000016524 | 5240 | Mandatory Spare for GIS | 1000049835 | 85359030 |  | 18 |  | VALVES OF EACH TYPE (FOR HYDRAULIC OPERATED MECHANISM, IFAPPLICABLE)-400KV GIS CIRCUIT BREKAER | SET | 1 |  | INCLUDED | 0 | 0 | 0 | 0 | 0 | 0 | 0 | 0
539 | 7000016524 | 5250 | Mandatory Spare for GIS | 1000049795 | 85359030 |  | 18 |  | PIPE LENGTH (COPPER & STEEL) OF EACH SIZE & TYPE (FOR HYDRAULICOPERATED MECHANISM, IF APPLICABLE)-400KV GIS CIRCUIT BREKAER | SET | 1 |  | INCLUDED | 0 | 0 | 0 | 0 | 0 | 0 | 0 | 0
540 | 7000016524 | 5260 | Mandatory Spare for GIS | 1000049808 | 85359030 |  | 18 |  | PRESSURE SWITCHES OF EACH TYPE (FOR HYDRAULIC OPERATED MECHANISM, IFAPPLICABLE)-400KV GIS CIRCUIT BREKAER | SET | 1 |  | INCLUDED | 0 | 0 | 0 | 0 | 0 | 0 | 0 | 0
541 | 7000016524 | 5270 | Mandatory Spare for GIS | 1000049805 | 85359030 |  | 18 |  | PRESSURE GAUGE WITH COUPLING DEVICE OF EACH TYPE (FOR HYDRAULICOPERATED MECHANISM, IF APPLICABLE)-400KV GIS CIRCUIT BREKAER | SET | 1 |  | INCLUDED | 0 | 0 | 0 | 0 | 0 | 0 | 0 | 0
542 | 7000016524 | 5280 | Mandatory Spare for GIS | 1000058321 | 85359030 |  | 18 |  | 400KV GIS CIRCUIT BREAKER-HYDRAULIC OIL (5% OF TOTAL OIL QUANTITY)(FOR HYDRAULIC OPERATED MECHANISM, IF APPLICABLE) | SET | 1 |  | INCLUDED | 0 | 0 | 0 | 0 | 0 | 0 | 0 | 0
543 | 7000016524 | 5290 | Mandatory Spare for GIS | 1000049799 | 85359030 |  | 18 |  | PRESSURE RELIEF DEVICE OF EACH TYPE (FOR HYDRAULIC OPERATED MECHANISM,IF APPLICABLE)-400KV GIS CIRCUIT BREKAER | SET | 1 |  | INCLUDED | 0 | 0 | 0 | 0 | 0 | 0 | 0 | 0
544 | 7000016524 | 5300 | Mandatory Spare for GIS | 1000058325 | 85359030 |  | 18 |  | 400KV GIS CIRCUIT BREAKER-COMPLETE SPRING OPERATING MECHANISMINCLUDING CHARGING MECHANISM ETC. (FOR SPRING OPERATED MECHANISM, IFAPPLICABLE) | SET | 1 |  | INCLUDED | 0 | 0 | 0 | 0 | 0 | 0 | 0 | 0
545 | 7000016524 | 5310 | Mandatory Spare for GIS | 1000058318 | 85359030 |  | 18 |  | 400KV GIS CIRCUIT BREAKER- COMPLETE HYDRAULIC-SPRING OPERATINGMECHANISM INCLUDING CHARGING MECHANISM ETC. (FOR HYDRAULIC-SPRINGOPERATED MECHANISM, IF APPLICABLE) | SET | 1 |  | INCLUDED | 0 | 0 | 0 | 0 | 0 | 0 | 0 | 0
546 | 7000016524 | 5320 | Mandatory Spare for GIS | 1000049495 | 85359030 |  | 18 |  | PRESSURE SWITCHES OF EACH TYPE FOR420KV GIS CIRCUIT BREAKER (ForHydraulic-Spring Operated Mechanism, ifapplicable) | SET | 1 |  | INCLUDED | 0 | 0 | 0 | 0 | 0 | 0 | 0 | 0
547 | 7000016524 | 5330 | Mandatory Spare for GIS | 1000049802 | 85359030 |  | 18 |  | PRESSURE GAUGE WITH COUPLING DEVICE OF EACH TYPE (FOR HYDRAULIC-SPRINGOPERATED MECHANISM, IF APPLICABLE)-400KV GIS CIRCUIT BREKAER | SET | 1 |  | INCLUDED | 0 | 0 | 0 | 0 | 0 | 0 | 0 | 0
548 | 7000016524 | 5340 | Mandatory Spare for GIS | 1000058374 | 85359030 |  | 18 |  | 400kV GIS- Single phase of 3150Adisconnector switch including maincircuit, enclosure, driving mechanismand support insulator etc., complete inall respect (Note 1- The contractorshall supply spare for disconnectorswitch to ensure one to one replacementof all disconnector switch supplied asmain equipment without any requirementof modification in fittings at site tocover all different types ofdisconnector switch supplied. In case,quantity of supplied dis-connectorswitch types (for one to onereplacement) are more than the quantitymentioned in BPS for spare, thecontractor shall supply theseadditional types of disconnector switchwithout any additional priceimplication to POWERGRID and quantitiesof these additional type ofdisconnector switch are deem to beincluded in the quantities mentioned inBPS for spare disconnector. Note 2 - Incase, Dis-connector Switch (DS) & EarthSwitch (ES) is provided in a sameenclosure with common operatingmechanism, then the module comprisingof Dis-connector & Earth switch insingle enclosure with common operatingmechanism is to be provided under thehead of spare Dis-connector only. Note3- In case, Dis-connector Switch (DS)&Earth Switch (ES) is provided in asame enclosure with separate operatingmechanism, then the module comprisingof Dis-connector & Earth switch insingle enclosure with separateoperating mechanism is to be providedunder the head of spare Dis-connectoronly.) | EA | 2 |  | INCLUDED | 0 | 0 | 0 | 0 | 0 | 0 | 0 | 0
549 | 7000016524 | 5350 | Mandatory Spare for GIS | 1000058314 | 85359030 |  | 18 |  | 400KV GIS- SINGLE PHASE MAINTENANCE EARTHING SWITCH INCLUDING MAINCIRCUIT, ENCLOSURE, DRIVING MECHANISM AND SUPPORT INSULATOR ETC.,COMPLETE IN ALL RESPECT (NOTE 1 - IN CASE, DIS-CONNECTOR SWITCH (DS) &EARTH SWITCH (ES) IS PROVIDED IN A SAME ENCLOSURE WITH COMMONOPERATING MECHANISM, THEN THE MODULE COMPRISING OF DIS-CONNECTOR &EARTH SWITCH IN SINGLE ENCLOSURE WITH COMMON OPERATING MECHANISM IS TOBE PROVIDED UNDER THE HEAD OF SPARE DIS-CONNECTOR ONLY. NOTE 2 - INCASE, DIS-CONNECTOR SWITCH (DS) & EARTH SWITCH (ES) IS PROVIDED IN ASAME ENCLOSURE WITH SEPARATE OPERATING MECHANISM, THEN THE MODULECOMPRISING OF DIS-CONNECTOR & EARTH SWITCH IN SINGLE ENCLOSURE WITHSEPARATE OPERATING MECHANISM IS TO BE PROVIDED UNDER THE HEAD OF SPAREDIS-CONNECTOR ONLY.) | EA | 1 |  | INCLUDED | 0 | 0 | 0 | 0 | 0 | 0 | 0 | 0
550 | 7000016524 | 5360 | Mandatory Spare for GIS | 1000058310 | 85359030 |  | 18 |  | 400KV GIS - SINGLE PHASE FAST EARTHING SWITCH INCLUDING MAIN CIRCUIT,ENCLOSURE, DRIVING MECHANISM AND SUPPORT INSULATOR ETC., COMPLETE INALL RESPECT (NOTE 1 - IN CASE, DIS-CONNECTOR SWITCH (DS) & EARTHSWITCH (ES) IS PROVIDED IN A SAME ENCLOSURE WITH COMMON OPERATINGMECHANISM, THEN THE MODULE COMPRISING OF DIS-CONNECTOR & EARTH SWITCHIN SINGLE ENCLOSURE WITH COMMON OPERATING MECHANISM IS TO BE PROVIDEDUNDER THE HEAD OF SPARE DIS-CONNECTOR ONLY. NOTE 2 - IN CASE,DIS-CONNECTOR SWITCH (DS) & EARTH SWITCH (ES) IS PROVIDED IN A SAMEENCLOSURE WITH SEPARATE OPERATING MECHANISM, THEN THE MODULECOMPRISING OF DIS-CONNECTOR & EARTH SWITCH IN SINGLE ENCLOSURE WITHSEPARATE OPERATING MECHANISM IS TO BE PROVIDED UNDER THE HEAD OF SPAREDIS-CONNECTOR ONLY.) | EA | 1 |  | INCLUDED | 0 | 0 | 0 | 0 | 0 | 0 | 0 | 0
551 | 7000016524 | 5370 | Mandatory Spare for GIS | 1000058305 | 85359030 |  | 18 |  | OPEN/CLOSE CONTACTOR ASSEMBLY, TIMERS, KEY INTERLOCK, INTERLOCKINGCOILS, RELAYS, PUSH BUTTONS, INDICATING LAMPS, POWER CONTACTORS,RESISTORS, FUSES, MCBS & DRIVE CONTROL CARDS ETC. (AS APPLICABLE) ONEOF EACH TYPE FOR ONE COMPLETE MOM BOX FOR 400KV GIS DISCONNECTORSWITCH | SET | 1 |  | INCLUDED | 0 | 0 | 0 | 0 | 0 | 0 | 0 | 0
552 | 7000016524 | 5380 | Mandatory Spare for GIS | 1000058312 | 85359030 |  | 18 |  | OPEN/CLOSE CONTACTOR ASSEMBLY, TIMERS, KEY INTERLOCK, INTERLOCKINGCOILS, RELAYS, PUSH BUTTONS, INDICATING LAMPS, POWER CONTACTORS,RESISTORS, FUSES, MCBS & DRIVE CONTROL CARDS ETC. (AS APPLICABLE) ONEOF EACH TYPE FOR ONE COMPLETE MOM BOX FOR 400KV GIS MAINTENANCE EARTHSWITCH | SET | 1 |  | INCLUDED | 0 | 0 | 0 | 0 | 0 | 0 | 0 | 0
553 | 7000016524 | 5390 | Mandatory Spare for GIS | 1000058308 | 85359030 |  | 18 |  | OPEN/CLOSE CONTACTOR ASSEMBLY, TIMERS, KEY INTERLOCK, INTERLOCKINGCOILS, RELAYS, PUSH BUTTONS, INDICATING LAMPS, POWER CONTACTORS,RESISTORS, FUSES, MCBS & DRIVE CONTROL CARDS ETC. (AS APPLICABLE) ONEOF EACH TYPE FOR ONE COMPLETE MOM BOX FOR 400KV GIS FAST EARTHINGSWITCH | SET | 1 |  | INCLUDED | 0 | 0 | 0 | 0 | 0 | 0 | 0 | 0
554 | 7000016524 | 5400 | Mandatory Spare for GIS | 1000049776 | 85359030 |  | 18 |  | LIMIT SWITCHES AND AUX. SWITCHES FOR ONE COMPLETE MOM BOX FORDISCONNECTOR-400KV GIS | SET | 1 |  | INCLUDED | 0 | 0 | 0 | 0 | 0 | 0 | 0 | 0
555 | 7000016524 | 5410 | Mandatory Spare for GIS | 1000049778 | 85359030 |  | 18 |  | LIMIT SWITCHES AND AUX. SWITCHES FOR ONE COMPLETE MOM BOX FORMAINTENANCE EARTHING SWITCH-400KV GIS | SET | 1 |  | INCLUDED | 0 | 0 | 0 | 0 | 0 | 0 | 0 | 0
556 | 7000016524 | 5420 | Mandatory Spare for GIS | 1000049777 | 85359030 |  | 18 |  | LIMIT SWITCHES AND AUX. SWITCHES FOR ONE COMPLETE MOM BOX FOR FASTEARTHING SWITCH (IF APPLICABLE)-400KV GIS | SET | 1 |  | INCLUDED | 0 | 0 | 0 | 0 | 0 | 0 | 0 | 0
557 | 7000016524 | 5430 | Mandatory Spare for GIS | 1000058306 | 85359030 |  | 18 |  | DRIVE MECHANISM FOR 400KV GIS DISCONNECTOR SWITCH | SET | 1 |  | INCLUDED | 0 | 0 | 0 | 0 | 0 | 0 | 0 | 0
558 | 7000016524 | 5440 | Mandatory Spare for GIS | 1000058313 | 85359030 |  | 18 |  | DRIVE MECHANISM FOR 400KV GIS MAINTENANCE EARTH SWITCH | SET | 1 |  | INCLUDED | 0 | 0 | 0 | 0 | 0 | 0 | 0 | 0
559 | 7000016524 | 5450 | Mandatory Spare for GIS | 1000058309 | 85359030 |  | 18 |  | DRIVE MECHANISM FOR 400KV GIS FAST EARTHING SWITCH | SET | 1 |  | INCLUDED | 0 | 0 | 0 | 0 | 0 | 0 | 0 | 0
560 | 7000016524 | 5460 | Mandatory Spare for GIS | 1000058307 | 85359030 |  | 18 |  | MOTOR FOR DRIVE MECHANISM FOR 400KV GIS DISCONNECTOR SWITCH | EA | 1 |  | INCLUDED | 0 | 0 | 0 | 0 | 0 | 0 | 0 | 0
561 | 7000016524 | 5470 | Mandatory Spare for GIS | 1000058315 | 85359030 |  | 18 |  | MOTOR FOR DRIVE MECHANISM FOR 400KVGIS MAINTENANCE EARTH SWITCH | EA | 1 |  | INCLUDED | 0 | 0 | 0 | 0 | 0 | 0 | 0 | 0
562 | 7000016524 | 5480 | Mandatory Spare for GIS | 1000058311 | 85359030 |  | 18 |  | MOTOR FOR DRIVE MECHANISM FOR 400KV GIS FAST EARTHING SWITCH | EA | 1 |  | INCLUDED | 0 | 0 | 0 | 0 | 0 | 0 | 0 | 0
563 | 7000016524 | 5490 | Mandatory Spare for GIS | 1000058327 | 85359030 |  | 18 |  | 400KV GIS- SINGLE PHASE OF CURRENT TRANSFORMER (3 CORES, TYPE-CTA)WITH ASSOCIATED ENCLOSURE AND PRIMARY CONDUCTOR COMPLETE IN ALLRESPECT | EA | 1 |  | INCLUDED | 0 | 0 | 0 | 0 | 0 | 0 | 0 | 0
564 | 7000016524 | 5500 | Mandatory Spare for GIS | 1000058326 | 85359030 |  | 18 |  | 400KV GIS- SINGLE PHASE OF CURRENT TRANSFORMER (2 CORES, TYPE-CTB)WITH ASSOCIATED ENCLOSURE AND PRIMARY CONDUCTOR COMPLETE IN ALLRESPECT | EA | 1 |  | INCLUDED | 0 | 0 | 0 | 0 | 0 | 0 | 0 | 0
565 | 7000016524 | 4750 | BoQ of Comm Equip at MAGARWADA | 1000031367 | 85176260 |  | 18 |  | SDH EQUIPMENT (STM-16 MADM UPTO 5 MSP PROTECTED DIRECTIONS)-BASEEQUIPMENT (COMMON CARDS, CROSS CONNECT/CONTROL CARDS, OPTICAL BASECARDS, POWER SUPPLY CARDS, POWER CABLING, OTHER HARDWARE ANDACCESSORIES INCLUDING SUB RACKS, PATCH CORD, DDF ETC FULLY EQUIPEDEXCLUDING OPTICAL INTERFACE & TRIBUTARY CARDS | EA | 1 |  | INCLUDED | 0 | 0 | 0 | 0 | 0 | 0 | 0 | 0
566 | 7000016524 | 4760 | BoQ of Comm Equip at MAGARWADA | 1000018706 | 85176990 |  | 18 |  | S16.1 SFP | EA | 4 |  | INCLUDED | 0 | 0 | 0 | 0 | 0 | 0 | 0 | 0
567 | 7000016524 | 4770 | BoQ of Comm Equip at MAGARWADA | 1000031413 | 85176290 |  | 18 |  | OPTICAL INTERFACE/SFP-V16.2 | EA | 2 |  | INCLUDED | 0 | 0 | 0 | 0 | 0 | 0 | 0 | 0
568 | 7000016524 | 4780 | BoQ of Comm Equip at MAGARWADA | 1000031374 | 85176290 |  | 18 |  | TRIBUTARY INTERFACE- E1 INTERFACE (MINIMUM 16 NOS.) | SET | 2 |  | INCLUDED | 0 | 0 | 0 | 0 | 0 | 0 | 0 | 0
569 | 7000016524 | 4790 | BoQ of Comm Equip at MAGARWADA | 1000034950 | 85176990 |  | 18 |  | ETHERNET INTERFACE 10/100 BASE T WITH LAYER-2 SWITCHING (MIN 8INTERFACES PER CARD) | EA | 2 |  | INCLUDED | 0 | 0 | 0 | 0 | 0 | 0 | 0 | 0
570 | 7000016524 | 4800 | BoQ of Comm Equip at MAGARWADA | 1000031381 | 85176290 |  | 18 |  | TRIBUTARY INTERFACE-GIGABIT ETHERNET INTERFACES 10/100 MBPS WITH LAYER-2 SWITCHING (MINIMUM 2 NOS.) | SET | 1 |  | INCLUDED | 0 | 0 | 0 | 0 | 0 | 0 | 0 | 0
571 | 7000016524 | 4810 | BoQ of Comm Equip at MAGARWADA | 1000026228 | 85176290 |  | 18 |  | Equipment Cabinets For SDH | EA | 1 |  | INCLUDED | 0 | 0 | 0 | 0 | 0 | 0 | 0 | 0
572 | 7000016524 | 4820 | BoQ of Comm Equip at MAGARWADA | 1000034998 | 85171890 |  | 18 |  | VOIP TELEPHONE INSTRUMENT WITH ONE COMMON SWITCH (MIN. 8 PORT) | EA | 2 |  | INCLUDED | 0 | 0 | 0 | 0 | 0 | 0 | 0 | 0
573 | 7000016524 | 4830 | BoQ of Comm Equip at MAGARWADA | 1000030942 | 85447090 |  | 18 |  | 24F (DWSM) APPROACH FIBRE OPTIC CABLE INCLUDING ALL INSTALLATIONHARDWARE SET | KM | 1 |  | INCLUDED | 0 | 0 | 0 | 0 | 0 | 0 | 0 | 0
574 | 7000016524 | 4840 | BoQ of Comm Equip at MAGARWADA | 1000023471 | 85372000 |  | 18 |  | OPGW Fibre Optic Distribution Panel (FODP): Indoor Type: 96F | EA | 1 |  | INCLUDED | 0 | 0 | 0 | 0 | 0 | 0 | 0 | 0
575 | 7000016524 | 4860 | PMU for 400kV MAGARWADA-supply | 1000017518 | 85364900 |  | 18 |  | PMU with GPS Clock (clock can be either internal or external) | EA | 2 |  | INCLUDED | 0 | 0 | 0 | 0 | 0 | 0 | 0 | 0
576 | 7000016524 | 4870 | PMU for 400kV MAGARWADA-supply | 1000022512 | 90311000 |  | 18 |  | WAMS Hardware - Time System (GPS receiver) | EA | 2 |  | INCLUDED | 0 | 0 | 0 | 0 | 0 | 0 | 0 | 0
577 | 7000016524 | 4880 | PMU for 400kV MAGARWADA-supply | 1000022510 | 85176290 |  | 18 |  | WAMS Hardware - Substation Grade Layer-3 LAN Switches with minimum 4 x10/100 Mbps Ethernet ports and 2 x 1 Gbps Ethernet ports | EA | 3 |  | INCLUDED | 0 | 0 | 0 | 0 | 0 | 0 | 0 | 0
578 | 7000016524 | 4890 | PMU for 400kV MAGARWADA-supply | 1000022487 | 85447090 |  | 18 |  | WAMS Miscellaneous - Armored Fibre Optic Cable and associatedtermination (e.g. L2 Switch) for connecting PMU panels located indifferent control room of a station | EA | 1 |  | INCLUDED | 0 | 0 | 0 | 0 | 0 | 0 | 0 | 0
579 | 7000016524 | 4930 | Foundation Bolts Supply | 1000012366 | 73082011 |  | 18 |  | Fabrication, galvanising and supply of 28mm dia foundation boltsincluding nuts, checknuts, washers and packplates. | EA | 192 |  | INCLUDED | 0 | 0 | 0 | 0 | 0 | 0 | 0 | 0
580 | 7000016524 | 4940 | Foundation Bolts Supply | 1000012367 | 73082011 |  | 18 |  | Fabrication, galvanising and supply of 32mm dia foundation boltsincluding nuts, checknuts, washers and packplates | EA | 12 |  | INCLUDED | 0 | 0 | 0 | 0 | 0 | 0 | 0 | 0
581 | 7000016524 | 4950 | Foundation Bolts Supply | 1000012370 | 73082011 |  | 18 |  | Fabrication, galvanising and supply of 63mm dia foundation boltsincluding nuts, checknuts, washers and packplates | EA | 28 |  | INCLUDED | 0 | 0 | 0 | 0 | 0 | 0 | 0 | 0
V | Bay Extn at 400kV Navsari (New)
582 | 7000016525 | 10 | 400kV GIS Equipment | 1000004505 | 85359030 |  | 18 |  | 420kV, 3150 A, 63 kA, SF6 GIS Tie baymodule(without PIR) as perSection-Project, Technicalspecification | SET | 1 |  | INCLUDED | 0 | 0 | 0 | 0 | 0 | 0 | 0 | 0
583 | 7000016525 | 20 | 400kV GIS Equipment | 1000004637 | 85359030 |  | 18 |  | 420kV, 3150 A, 63 kA, SF6 GIS ICT feederbay module as per Section-Project,Technical specification | SET | 1 |  | INCLUDED | 0 | 0 | 0 | 0 | 0 | 0 | 0 | 0
584 | 7000016525 | 30 | 400kV GIS Equipment | 1000058226 | 85359030 |  | 18 |  | 400KV GIS-SF6 TO OIL INTERFACE MOD- TR | SET | 3 |  | INCLUDED | 0 | 0 | 0 | 0 | 0 | 0 | 0 | 0
585 | 7000016525 | 40 | 400kV GIS Equipment | 1000058335 | 85359030 |  | 18 |  | 400KV GIS- SINGLE PHASE GAS INSULATED SURGE ARRESTER WITH ASSOCIATEDENCLOSURE AND INSULATOR COMPLETE IN ALL RESPECT | EA | 6 |  | INCLUDED | 0 | 0 | 0 | 0 | 0 | 0 | 0 | 0
586 | 7000016525 | 50 | 400kV GIS Equipment | 1000009713 | 85389000 |  | 18 |  | Controlled Switching Device for 420 kV, 3-ph Circuit Breaker | EA | 2 |  | INCLUDED | 0 | 0 | 0 | 0 | 0 | 0 | 0 | 0
587 | 7000016525 | 60 | 400kV GIS Equipment | 1000059208 | 85359030 |  | 18 |  | 420KV, 3150 A, 63 KA, SF6 GIS ICT FEEDER BAY MODULE FOR IV SIDECONNECTION WITH 765KV ICT AS PER SECTION-PROJECT, TECHNICALSPECIFICATION | SET | 1 |  | INCLUDED | 0 | 0 | 0 | 0 | 0 | 0 | 0 | 0
588 | 7000016525 | 70 | 400kV GIS Equipment | 1000059207 | 85359030 |  | 18 |  | 420KV, 3000A, 63KA, SINGLE PHASE, SF6 GAS INSULATED BUS DUCT (GIB)OUTSIDE GIS HALL ALONGWITH ASSOCIATED SUPPORT STRUCTURE, ETC. AS PERTECHNICAL SPECIFICATION | M | 500 |  | INCLUDED | 0 | 0 | 0 | 0 | 0 | 0 | 0 | 0
589 | 7000016525 | 80 | 400kV Control & Relay Panel | 1000002165 | 85371000 |  | 18 |  | 400kV Circuit Breaker Relay Panel with Auto Reclose (with Automation) | EA | 3 |  | INCLUDED | 0 | 0 | 0 | 0 | 0 | 0 | 0 | 0
590 | 7000016525 | 90 | Substation automation system | 1000003409 | 85371000 |  | 18 |  | Augmentation of Substation automation System for 400kV Main bay as perTechnical Specification | EA | 2 |  | INCLUDED | 0 | 0 | 0 | 0 | 0 | 0 | 0 | 0
591 | 7000016525 | 100 | Substation automation system | 1000003411 | 85371000 |  | 18 |  | Augmentation of Substation automation System for 400kV Tie bay as perTechnical Specification | EA | 1 |  | INCLUDED | 0 | 0 | 0 | 0 | 0 | 0 | 0 | 0
592 | 7000016525 | 110 | Erection Hardware | 1000011334 | 72169990 |  | 18 |  | Erection Hardware for 400kV I type layout for GIS terminationarrangement-Transformer bay as per technical specification | SET | 1 |  | INCLUDED | 0 | 0 | 0 | 0 | 0 | 0 | 0 | 0
593 | 7000016525 | 120 | Power and Control Cables | 1000000442 | 85446020 |  | 18 |  | 1.1kV grade Control Cables (PVCinsulated) along withlugs,glands,straight joints &accessories,etc. | LS | 1 |  | INCLUDED | 0 | 0 | 0 | 0 | 0 | 0 | 0 | 0
594 | 7000016525 | 130 | Power and Control Cables | 1000031985 | 85446020 |  | 18 |  | 1.1KV GRADE 4CX6 SQMM (PVC) POWER CABLE | KM | 10 |  | INCLUDED | 0 | 0 | 0 | 0 | 0 | 0 | 0 | 0
595 | 7000016525 | 140 | Power and Control Cables | 1000031976 | 85446020 |  | 18 |  | 1.1KV GRADE 4CX16 SQMM (PVC) POWER CABLE | KM | 2 |  | INCLUDED | 0 | 0 | 0 | 0 | 0 | 0 | 0 | 0
596 | 7000016525 | 150 | Power and Control Cables | 1000031943 | 85446020 |  | 18 |  | 1.1KV GRADE 2CX6 SQMM (PVC) POWER CABLE | KM | 1 |  | INCLUDED | 0 | 0 | 0 | 0 | 0 | 0 | 0 | 0
597 | 7000016525 | 160 | Power and Control Cables | 1000031953 | 85446020 |  | 18 |  | 1.1KV GRADE 3.5CX35 SQMM (PVC) POWER CABLE | KM | 1 |  | INCLUDED | 0 | 0 | 0 | 0 | 0 | 0 | 0 | 0
Total Ex-Works Price | [12 empty] | 0 |  | 0 |  | 0 | 0 | 0 | 0 | 0
Total Type Test charges as per Schedule-7 | [12 empty] | 0 | [6 empty] | 0 | 0
Total Ex-Works Price including Type Test charges | [12 empty] | 0
# In case the bidder leaves the cell for confirmation of the HSN code and/or GST rate “blank”, the HSN code and corresponding GST rate indicated by the Employer shall be deemed to be the one confirmed by the Bidder.
| Date | [7 empty] | Printed Name
| Place | [7 empty] | Designation
Click for Sch-2

## Sch-2
5002002195/GIS-INCLUDING/DOM/A02-CC CS -3 | [8 empty] | Schedule - 2
400kV GIS Substation Package SS-85 for: (i) (a) Establishment of Digital 400/220kV Navsari (New) (South Gujrat) GIS S/S (b) Extension works at 400kV Kala GIS S/S (c) Extension works at 400kV Magarwada GIS S/S under Transmission Network Expansion in Gujarat to increase its ATS from ISTS: Part B. (ii) 400kV GIS ICT bay extension under augmentation of transformation capacity at Navsari(New) 765/400kV GIS S/S under Transmission Network Expansion in Gujarat associated with integration of RE projects from Khavda potential RE Zone. (iii) 08 Nos 220kV GIS Feeder Bays at Navasri (New) as Deposit Work of GETCO.
(SCHEDULE OF RATES AND PRICES)
BIDDER:
0 | [6 empty] | To:
Bidder’s Name and Address (Sole Bidder) : | [6 empty] | Contract Services
Name : | [6 empty] | Power Grid Corporation of India Ltd.,
Address : | [6 empty] | "Saudamini", Plot No.-2
Sector-29,
Gurgaon (Haryana) - 122001
Local Transportation, In-transit Insurance, Loading and Unloading
(All Prices are in Indian Rupees)
SI. No. | PR No | PR Line Item No | Activity Description | Material Code | Description | Unit | Quantity | Unit Freight, In-transit Insurance, loading & Unloading Charges | Total Freight, In-transit Insurance, loading & Unloading Charges
1 | 2 | 3 | 4 | 5 | 6 | 7 | 8 | 9 | 10 = 8 X 9
I | 220kV GIS Line Feeders at Navsari-GETCO
1 | 7000016526 | 10 | 220 KV GIS Equipments | 1000001691 | 245kV, 1600 A, 50 kA, SF6 GIS Linefeeder bay module as perSection-Project, Technicalspecification | SET | 8 |  | INCLUDED
2 | 7000016527 | 50 | 220 KV GIS Equipments | 1000061111 | 245KV,1600A, 50KA,3 SINGLE PHASE, SF6 GAS INSULATED BUS DUCT (GIB)OUTSIDE GIS HALL ALONGWITH ASSOCIATED SUPPORT STRUCTURE ETC. AS PERTECHNICAL SPECIFICATION | M | 2040 |  | INCLUDED
3 | 7000016526 | 30 | 220 KV GIS Equipments | 1000029503 | 245kV, 1600A, 50kA Single phase SF6 to Air Bushing | EA | 24 |  | INCLUDED
4 | 7000016526 | 40 | 220kV AIS Equipment | 1000001772 | 245 kV, 4400pf Capacitive Voltage Transformer (1- Phase) | EA | 8 |  | INCLUDED
5 | 7000016526 | 50 | 220kV AIS Equipment | 1000020417 | 216kV Surge Arrester (1-phase) | EA | 24 |  | INCLUDED
6 | 7000016526 | 60 | 220kV AIS Equipment | 1000001695 | 245 kV, 1 phase Bus Post Insulator (except for Line Traps) | EA | 24 |  | INCLUDED
7 | 7000016526 | 70 | 220kV AIS Equipment | 1000001694 | 245 kV ,1 phase Bus Post Insulators for Line Traps | EA | 6 |  | INCLUDED
8 | 7000016526 | 80 | Relay & Protection Panel | 1000001330 | 220kV Line Protection Panel (with Automation) | EA | 8 |  | INCLUDED
9 | 7000016526 | 90 | Relay & Protection Panel | 1000001170 | 220kV Circuit Breaker Relay Panel with Auto Reclose (with Automation) | EA | 8 |  | INCLUDED
10 | 7000016526 | 100 | Relay & Protection Panel | 1000026235 | Line Current Differential Relay | SET | 12 |  | INCLUDED
11 | 7000016526 | 1110 | Substation automation system-220kV | 1000001333 | Augmentation of Substation automation System for 220kV bay as perTechnical Specification | EA | 8 |  | INCLUDED
12 | 7000016526 | 110 | Common Equipment | 1000025391 | Relay Test kit | EA | 1 |  | INCLUDED
13 | 7000016526 | 120 | PLCC Equipment | 1000001568 | 220kV,1600A,0.5mH ,50kA Line Trap | EA | 2 |  | INCLUDED
14 | 7000016526 | 130 | PLCC Equipment | 1000036908 | HF CABLE 75 OHMS FOR PLCC | KM | 0.5 |  | INCLUDED
15 | 7000016526 | 930 | Air conditioning system | 1000032700 | AIRCONDITIONING SYSTEM FOR LCR IN 245KV GIS BUILDING | SET | 1 |  | INCLUDED
16 | 7000016526 | 950 | Fire protection System | 1000012022 | 4.5 kg CO2 type Portable Fire extinguisher | EA | 2 |  | INCLUDED
17 | 7000016526 | 960 | Fire protection System | 1000012024 | Fire Extinguisher Dry Chemical Powder Type(5 Kg) for control room. | EA | 1 |  | INCLUDED
18 | 7000016526 | 970 | Fire protection System | 1000059214 | FIRE PROTECTION SYSTEM FOR PANEL ROOM AS PER TS | SET | 1 |  | INCLUDED
19 | 7000016526 | 890 | 220kV Insulator and Hardware | 1000055983 | 220KV TENSION INSULATOR STRING AND ASSOCIATED HARDWARE FITTINGS WITHTURN BUCKLE SUITABLE FOR TWIN CONDUCTOR | EA | 36 |  | INCLUDED
20 | 7000016526 | 900 | 220kV Insulator and Hardware | 1000055977 | 220KV SUSPENSION INSULATOR STRING AND ASSOCIATED HARDWARE FITTINGSWITH THROUGH CLAMP SUITABLE FOR TWIN CONDUCTOR | EA | 12 |  | INCLUDED
21 | 7000016526 | 910 | 220kV Insulator and Hardware | 1000055980 | 220KV TENSION INSULATOR STRING AND ASSOCIATED HARDWARE FITTINGSWITHOUT TURN BUCKLE SUITABLE FOR TWIN CONDUCTOR | EA | 12 |  | INCLUDED
22 | 7000016526 | 920 | 220kV Insulator and Hardware | 1000055975 | 220KV SUSPENSION INSULATOR STRING AND ASSOCIATED HARDWARE FITTINGSWITH DROP CLAMP SUITABLE FOR TWIN CONDUCTOR | EA | 24 |  | INCLUDED
23 | 7000016526 | 140 | Erection Hardware-220kV | 1000011246 | Erection Hardware for 220kV DM-type layout for GIS terminationarrangement-Line bay as per technical specification | SET | 8 |  | INCLUDED
24 | 7000016526 | 150 | Power and Control Cables | 1000000442 | 1.1kV grade Control Cables (PVCinsulated) along withlugs,glands,straight joints &accessories,etc. | LS | 1 |  | INCLUDED
25 | 7000016526 | 160 | Power and Control Cables | 1000031985 | 1.1KV GRADE 4CX6 SQMM (PVC) POWER CABLE | KM | 25 |  | INCLUDED
26 | 7000016526 | 170 | Power and Control Cables | 1000031976 | 1.1KV GRADE 4CX16 SQMM (PVC) POWER CABLE | KM | 6 |  | INCLUDED
27 | 7000016526 | 180 | Power and Control Cables | 1000031953 | 1.1KV GRADE 3.5CX35 SQMM (PVC) POWER CABLE | KM | 3 |  | INCLUDED
28 | 7000016526 | 190 | Power and Control Cables | 1000031957 | 1.1KV GRADE 3.5CX70 SQMM (PVC) POWER CABLE | KM | 1 |  | INCLUDED
29 | 7000016526 | 200 | Power and Control Cables | 1000031943 | 1.1KV GRADE 2CX6 SQMM (PVC) POWER CABLE | KM | 6 |  | INCLUDED
30 | 7000016526 | 940 | Illumination-Indoor | 1000059215 | INDOOR ILLUMINATION OF PANEL ROOM AS PER TS | SET | 1 |  | INCLUDED
31 | 7000016526 | 210 | Illumination(Outdoor) | 1000014547 | Lighting Panel type ACP-2 as per technical specification | EA | 2 |  | INCLUDED
32 | 7000016526 | 220 | Illumination(Outdoor) | 1000038325 | LIGHTING FIXTURE LED LUMINAIRES TYPE FL2 AS PER TECH. SPECIFICATIONS | EA | 10 |  | INCLUDED
33 | 7000016526 | 230 | Illumination(Outdoor) | 1000038387 | LED FLOOD LIGHT LUMINARIESTYPE FL-1 (150W) AS PER TECHNICALSPECIFICATION | EA | 10 |  | INCLUDED
34 | 7000016526 | 240 | Steel Structure-220kV Equipment | 1000017562 | Standard Pipe Structure for 220kV BPI (excluding wave trap) | EA | 24 |  | INCLUDED
35 | 7000016526 | 250 | Steel Structure-220kV Equipment | 1000020188 | Fabrication, galvanising and supply of Standard Pipe Structure - 220kV CVT including nuts, bolts, all type of washers, packplates, stepbolts and gusset plates excluding foundation bolts | EA | 8 |  | INCLUDED
36 | 7000016526 | 260 | Steel Structure-220kV Equipment | 1000020190 | Fabrication, galvanising and supply of Standard Pipe Structure - 220kV SA including nuts, bolts, all type of washers, packplates, stepbolts and gusset plates excluding foundation bolts | EA | 24 |  | INCLUDED
37 | 7000016526 | 270 | Steel Structure-220kV Equipment | 1000017563 | Standard Pipe Structure for 220kV BPI for WT (1- phase) | EA | 6 |  | INCLUDED
38 | 7000016526 | 280 | Steel structure | 1000029974 | CHP 220KV STANDARD TOWERS AND BEAMS | EA | 5 |  | INCLUDED
39 | 7000016526 | 290 | Steel structure | 1000029973 | CGP 220KV STANDARD TOWERS AND BEAMS | EA | 5 |  | INCLUDED
40 | 7000016526 | 300 | Steel structure | 1000033706 | FABRICATION, GALVANISING AND SUPPLY OF 220 KV BEAM B1 INCLUDING NUTS,BOLTS, ALL TYPE OF WASHERS, PACKPLATES, STEP BOLTS AND GUSSET PLATES | EA | 12 |  | INCLUDED
41 | 7000016527 | 10 | Mandatory spares-220kV | 1000025934 | Spare-245kV CVT | SET | 1 |  | INCLUDED
42 | 7000016527 | 20 | Mandatory spares-220kV | 1000025930 | Spare-216kV Surge Arrester | SET | 1 |  | INCLUDED
43 | 7000016527 | 30 | Mandatory spares-220kV | 1000019912 | Relay & protection Panels (with automation) | LS | 1 |  | INCLUDED
44 | 7000016527 | 40 | Mandatory spares-220kV | 1000019927 | Spares-Substation Automation System | LS | 1 |  | INCLUDED
45 | 7000016526 | 350 | GIS Mandatory spares-220kV | 1000058300 | 220KV GIS-SF6 GAS PRESSURE RELIEF DEVICE ASSEMBLY OF EACH TYPE | EA | 1 |  | INCLUDED
46 | 7000016526 | 360 | GIS Mandatory spares-220kV | 1000049816 | SF6 PRESSURE GAUGE CUM SWITCH /DENSITY MONITORS AND PRESSURESWITCH AS APPLICABLE, OF EACH TYPE-220KV GIS | SET | 2 |  | INCLUDED
47 | 7000016526 | 370 | GIS Mandatory spares-220kV | 1000049752 | COUPLING DEVICE FOR PRESSURE GAUGE CUM SWITCH FOR CONNECTINGGAS HANDLING PLANT OF EACH TYPE-220KV GIS | SET | 1 |  | INCLUDED
48 | 7000016526 | 380 | GIS Mandatory spares-220kV | 1000049761 | RUBBER GASKETS, Ã‚â‚¬Å’OÃ‚â‚¬Â RINGS AND SEALS FOR SF6 GAS FOR GISENCLOSURE OF EACH TYPE-220KV GIS | SET | 2 |  | INCLUDED
49 | 7000016526 | 390 | GIS Mandatory spares-220kV | 1000058298 | 220KV GIS-MOLECULAR FILTER FOR SF6 GAS WITH FILTER BAGS (5 % OF TOTALWEIGHT) | SET | 1 |  | INCLUDED
50 | 7000016526 | 400 | GIS Mandatory spares-220kV | 1000049749 | CONTROL VALVES FOR SF6 GAS OF EACH TYPE-220KV GIS | SET | 2 |  | INCLUDED
51 | 7000016526 | 410 | GIS Mandatory spares-220kV | 1000058299 | 220KV GIS-SF6 GAS (5 % OF TOTAL GAS QUANTITY) | LOT | 1 |  | INCLUDED
52 | 7000016526 | 420 | GIS Mandatory spares-220kV | 1000049782 | LOCKING DEVICE TO KEEP THE DIS-CONNECTORS (ISOLATORS)AND EARTHING/FAST EARTHING SWITCHES (AS APPLICABLE) IN CLOSE OR OPENPOSITION IN CASE OF REMOVAL OF THE DRIVING MECHANISM-220KV GIS | SET | 2 |  | INCLUDED
53 | 7000016526 | 430 | GIS Mandatory spares-220kV | 1000049504 | UHF PD SENSORS OF EACH TYPE ALONG WITH BNC CONNECTOR FOR 245KV GIS | EA | 3 |  | INCLUDED
54 | 7000016526 | 440 | GIS Mandatory spares-220kV | 1000058302 | 220KV GIS-SUPPORT INSULATORS (GAS THROUGH) OF EACH TYPE (COMPLETE WITHMETAL RING ETC.) ALONG WITH ASSOCIATED CONTACTS AND SHIELDS | EA | 3 |  | INCLUDED
55 | 7000016526 | 450 | GIS Mandatory spares-220kV | 1000058297 | 220KV GIS-GAS BARRIERS OF EACH TYPE (COMPLETE WITH METAL RING ETC.)ALONG WITH ASSOCIATED CONTACTS AND SHIELDS | EA | 3 |  | INCLUDED
56 | 7000016526 | 460 | GIS Mandatory spares-220kV | 1000058301 | 220KV GIS- 1600A SF6 TO AIR BUSHING COMPLETE IN ALL RESPECT | EA | 1 |  | INCLUDED
57 | 7000016526 | 470 | GIS Mandatory spares-220kV | 1000049497 | LCC SPARES - AUX. RELAYS, CONTACTORS,PUSH BUTTONS, SWITCHES, LAMPS,ANNUNCIATION WINDOWS, MCB, FUSES,TIMERS, TERMINAL BLOCKS ETC. OF EACHTYPE & RATING-220kV GIS | SET | 1 |  | INCLUDED
58 | 7000016526 | 480 | GIS Mandatory spares-220kV | 1000058284 | 220KV GIS-ONE POLE OF 1600A CIRCUIT BREAKER WITH INTERRUPTER, MAINCIRCUIT, ENCLOSURE AND OPERATING MECHANISM COMPLETE IN ALL RESPECT | SET | 1 |  | INCLUDED
59 | 7000016526 | 490 | GIS Mandatory spares-220kV | 1000021871 | Trip coil assembly with resistor for245kV GIS Circuit Breaker (asapplicable) | SET | 3 |  | INCLUDED
60 | 7000016526 | 500 | GIS Mandatory spares-220kV | 1000009185 | Closing coil assembly with resistor for245kV GIS Circuit Breaker (asapplicable) | SET | 3 |  | INCLUDED
61 | 7000016526 | 510 | GIS Mandatory spares-220kV | 1000058292 | RELAYS, POWER CONTACTORS, PUSH BUTTONS, TIMERS & MCBS ETC. (ASAPPLICABLE) OF EACH TYPE FOR 220KV GIS CIRCUIT BREAKER | SET | 1 |  | INCLUDED
62 | 7000016526 | 520 | GIS Mandatory spares-220kV | 1000007066 | Auxiliary switch assembly of each type for 245kV GIS Circuit Breaker | SET | 3 |  | INCLUDED
63 | 7000016526 | 530 | GIS Mandatory spares-220kV | 1000058291 | 220KV GIS CIRCUIT BREAKER-OPERATION COUNTER | EA | 3 |  | INCLUDED
64 | 7000016526 | 540 | GIS Mandatory spares-220kV | 1000058288 | 220KV GIS CIRCUIT BREAKER-HYDRAULIC OPERATING MECHANISM WITH DRIVEMOTOR (FOR HYDRAULIC OPERATED MECHANISM, IF APPLICABLE) | SET | 1 |  | INCLUDED
65 | 7000016526 | 550 | GIS Mandatory spares-220kV | 1000049758 | HYDRAULIC FILTER OF EACH TYPE (FOR HYDRAULIC OPERATED MECHANISM, IFPPLICABLE)-220KV GIS CIRCUIT BREKAER | SET | 1 |  | INCLUDED
66 | 7000016526 | 560 | GIS Mandatory spares-220kV | 1000058272 | 220KV GIS CIRCUIT BREAKER- HOSE PIPE OF EACH TYPE (AS APPLICABLE) (FORHYDRAULIC OPERATED MECHANISM, IF APPLICABLE) | SET | 1 |  | INCLUDED
67 | 7000016526 | 570 | GIS Mandatory spares-220kV | 1000058290 | 220KV GIS CIRCUIT BREAKER - N2 ACCUMULATOR (FOR HYDRAULIC OPERATEDMECHANISM, IF APPLICABLE) | SET | 1 |  | INCLUDED
68 | 7000016526 | 580 | GIS Mandatory spares-220kV | 1000049834 | VALVES OF EACH TYPE (FOR HYDRAULIC OPERATED MECHANISM, IFAPPLICABLE)-220KV GIS CIRCUIT BREKAER | SET | 1 |  | INCLUDED
69 | 7000016526 | 590 | GIS Mandatory spares-220kV | 1000049794 | PIPE LENGTH (COPPER & STEEL) OF EACH SIZE & TYPE (FOR HYDRAULICOPERATED MECHANISM, IF APPLICABLE)-220KV GIS CIRCUIT BREKAER | SET | 1 |  | INCLUDED
70 | 7000016526 | 600 | GIS Mandatory spares-220kV | 1000049807 | PRESSURE SWITCHES OF EACH TYPE (FOR HYDRAULIC OPERATED MECHANISM, IFAPPLICABLE)-220KV GIS CIRCUIT BREKAER | SET | 1 |  | INCLUDED
71 | 7000016526 | 610 | GIS Mandatory spares-220kV | 1000049804 | PRESSURE GAUGE WITH COUPLING DEVICE OF EACH TYPE (FOR HYDRAULICOPERATED MECHANISM, IF APPLICABLE)-220KV GIS CIRCUIT BREKAER | SET | 1 |  | INCLUDED
72 | 7000016526 | 620 | GIS Mandatory spares-220kV | 1000058289 | 220KV GIS CIRCUIT BREAKER-HYDRAULIC OIL (5% OF TOTAL OIL QUANTITY)(FOR HYDRAULIC OPERATED MECHANISM, IF APPLICABLE) | SET | 1 |  | INCLUDED
73 | 7000016526 | 630 | GIS Mandatory spares-220kV | 1000049798 | PRESSURE RELIEF DEVICE OF EACH TYPE (FOR HYDRAULIC OPERATED MECHANISM,IF APPLICABLE)-220KV GIS CIRCUIT BREKAER | SET | 1 |  | INCLUDED
74 | 7000016526 | 640 | GIS Mandatory spares-220kV | 1000058293 | 220KV GIS CIRCUIT BREAKER-COMPLETE SPRING OPERATING MECHANISMINCLUDING CHARGING MECHANISM ETC. (FOR SPRING OPERATED MECHANISM, IFAPPLICABLE) | SET | 1 |  | INCLUDED
75 | 7000016526 | 650 | GIS Mandatory spares-220kV | 1000058287 | 220KV GIS CIRCUIT BREAKER- COMPLETE HYDRAULIC-SPRING OPERATINGMECHANISM INCLUDING CHARGING MECHANISM ETC. (FOR HYDRAULIC-SPRINGOPERATED MECHANISM, IF APPLICABLE) | SET | 1 |  | INCLUDED
76 | 7000016526 | 830 | GIS Mandatory spares-220kV | 1000049801 | PRESSURE GAUGE WITH COUPLING DEVICE OF EACH TYPE (FOR HYDRAULIC-SPRINGOPERATED MECHANISM, IF APPLICABLE)-220KV GIS CIRCUIT BREKAER | SET | 1 |  | INCLUDED
77 | 7000016526 | 820 | GIS Mandatory spares-220kV | 1000049797 | PRESSURE SWITCHES OF EACH TYPE (FOR HYDRAULIC-SPRING OPERATEDMECHANISM, IF APPLICABLE)-220KV GIS CIRCUIT BREAKER | SET | 1 |  | INCLUDED
78 | 7000016526 | 660 | GIS Mandatory spares-220kV | 1000058371 | 220kV GIS- Three phase of 1600Adisconnector switch including maincircuit, enclosure, driving mechanismand support insulator etc., complete inall respect (Note 1- The contractorshall supply spare for disconnectorswitch to ensure one to one replacementof all disconnector switch supplied asmain equipment without any requirementof modification in fittings at site tocover all different types ofdisconnector switch supplied. In case,quantity of supplied dis-connectorswitch types (for one to onereplacement) are more than the quantitymentioned in BPS for spare, thecontractor shall supply theseadditional types of disconnector switchwithout any additional priceimplication to POWERGRID and quantitiesof these additional type ofdisconnector switch are deem to beincluded in the quantities mentioned inBPS for spare disconnector. Note 2 - Incase, Dis-connector Switch (DS) & EarthSwitch (ES) is provided in a sameenclosure with common operatingmechanism, then the module comprisingof Dis-connector & Earth switch insingle enclosure with common operatingmechanism is to be provided under thehead of spare Dis-connector only. Note3- In case, Dis-connector Switch (DS)&Earth Switch (ES) is provided in asame enclosure with separate operatingmechanism, then the module comprisingof Dis-connector & Earth switch insingle enclosure with separateoperating mechanism is to be providedunder the head of spare Dis-connectoronly.) | EA | 2 |  | INCLUDED
79 | 7000016526 | 670 | GIS Mandatory spares-220kV | 1000058282 | 220KV GIS- THREE PHASE MAINTENANCE EARTHING SWITCH INCLUDING MAINCIRCUIT, ENCLOSURE, DRIVING MECHANISM AND SUPPORT INSULATOR ETC.,COMPLETE IN ALL RESPECT (NOTE 1 - IN CASE, DIS-CONNECTOR SWITCH (DS) &EARTH SWITCH (ES) IS PROVIDED IN A SAME ENCLOSURE WITH COMMONOPERATING MECHANISM, THEN THE MODULE COMPRISING OF DIS-CONNECTOR &EARTH SWITCH IN SINGLE ENCLOSURE WITH COMMON OPERATING MECHANISM IS TOBE PROVIDED UNDER THE HEAD OF SPARE DIS-CONNECTOR ONLY. NOTE 2 - INCASE, DIS-CONNECTOR SWITCH (DS) & EARTH SWITCH (ES) IS PROVIDED IN ASAME ENCLOSURE WITH SEPARATE OPERATING MECHANISM, THEN THE MODULECOMPRISING OF DIS-CONNECTOR & EARTH SWITCH IN SINGLE ENCLOSURE WITHSEPARATE OPERATING MECHANISM IS TO BE PROVIDED UNDER THE HEAD OF SPAREDIS-CONNECTOR ONLY.) | EA | 1 |  | INCLUDED
80 | 7000016526 | 680 | GIS Mandatory spares-220kV | 1000058278 | 220KV GIS - THREE PHASE FAST EARTHING SWITCH INCLUDING MAIN CIRCUIT,ENCLOSURE, DRIVING MECHANISM AND SUPPORT INSULATOR ETC., COMPLETE INALL RESPECT (NOTE 1 - IN CASE, DIS-CONNECTOR SWITCH (DS) & EARTHSWITCH (ES) IS PROVIDED IN A SAME ENCLOSURE WITH COMMON OPERATINGMECHANISM, THEN THE MODULE COMPRISING OF DIS-CONNECTOR & EARTH SWITCHIN SINGLE ENCLOSURE WITH COMMON OPERATING MECHANISM IS TO BE PROVIDEDUNDER THE HEAD OF SPARE DIS-CONNECTOR ONLY. NOTE 2 - IN CASE,DIS-CONNECTOR SWITCH (DS) & EARTH SWITCH (ES) IS PROVIDED IN A SAMEENCLOSURE WITH SEPARATE OPERATING MECHANISM, THEN THE MODULECOMPRISING OF DIS-CONNECTOR & EARTH SWITCH IN SINGLE ENCLOSURE WITHSEPARATE OPERATING MECHANISM IS TO BE PROVIDED UNDER THE HEAD OF SPAREDIS-CONNECTOR ONLY.) | EA | 1 |  | INCLUDED
81 | 7000016526 | 690 | GIS Mandatory spares-220kV | 1000058273 | OPEN/CLOSE CONTACTOR ASSEMBLY, TIMERS, KEY INTERLOCK, INTERLOCKINGCOILS, RELAYS, PUSH BUTTONS, INDICATING LAMPS, POWER CONTACTORS,RESISTORS, FUSES, MCBS & DRIVE CONTROL CARDS ETC. (AS APPLICABLE) ONEOF EACH TYPE FOR ONE COMPLETE MOM BOX FOR 220KV GIS DISCONNECTORSWITCH | SET | 1 |  | INCLUDED
82 | 7000016526 | 700 | GIS Mandatory spares-220kV | 1000058280 | OPEN/CLOSE CONTACTOR ASSEMBLY, TIMERS, KEY INTERLOCK, INTERLOCKINGCOILS, RELAYS, PUSH BUTTONS, INDICATING LAMPS, POWER CONTACTORS,RESISTORS, FUSES, MCBS & DRIVE CONTROL CARDS ETC. (AS APPLICABLE) ONEOF EACH TYPE FOR ONE COMPLETE MOM BOX FOR 220KV GIS MAINTENANCE EARTHSWITCH | SET | 1 |  | INCLUDED
83 | 7000016526 | 710 | GIS Mandatory spares-220kV | 1000058276 | OPEN/CLOSE CONTACTOR ASSEMBLY, TIMERS, KEY INTERLOCK, INTERLOCKINGCOILS, RELAYS, PUSH BUTTONS, INDICATING LAMPS, POWER CONTACTORS,RESISTORS, FUSES, MCBS & DRIVE CONTROL CARDS ETC. (AS APPLICABLE) ONEOF EACH TYPE FOR ONE COMPLETE MOM BOX FOR 220KV GIS FAST EARTHINGSWITCH | SET | 1 |  | INCLUDED
84 | 7000016526 | 720 | GIS Mandatory spares-220kV | 1000049773 | LIMIT SWITCHES AND AUX. SWITCHES FOR ONE COMPLETE MOM BOX FORDISCONNECTOR-220KV GIS | SET | 1 |  | INCLUDED
85 | 7000016526 | 730 | GIS Mandatory spares-220kV | 1000049775 | LIMIT SWITCHES AND AUX. SWITCHES FOR ONE COMPLETE MOM BOX FORMAINTENANCE EARTHING SWITCH-220KV GIS | SET | 1 |  | INCLUDED
86 | 7000016526 | 740 | GIS Mandatory spares-220kV | 1000049774 | LIMIT SWITCHES AND AUX. SWITCHES FOR ONE COMPLETE MOM BOX FOR FASTEARTHING SWITCH (IF APPLICABLE)-220KV GIS | SET | 1 |  | INCLUDED
87 | 7000016526 | 750 | GIS Mandatory spares-220kV | 1000058274 | DRIVE MECHANISM FOR 220KV GIS DISCONNECTOR SWITCH | SET | 1 |  | INCLUDED
88 | 7000016526 | 760 | GIS Mandatory spares-220kV | 1000058281 | DRIVE MECHANISM FOR 220KV GIS MAINTENANCE EARTH SWITCH | SET | 1 |  | INCLUDED
89 | 7000016526 | 770 | GIS Mandatory spares-220kV | 1000058277 | DRIVE MECHANISM FOR 220KV GIS FAST EARTHING SWITCH | SET | 1 |  | INCLUDED
90 | 7000016526 | 780 | GIS Mandatory spares-220kV | 1000058275 | MOTOR FOR DRIVE MECHANISM FOR 220KV GIS DISCONNECTOR SWITCH | EA | 1 |  | INCLUDED
91 | 7000016526 | 790 | GIS Mandatory spares-220kV | 1000058283 | MOTOR FOR DRIVE MECHANISM FOR 220KVGIS MAINTENANCE EARTH SWITCH | EA | 1 |  | INCLUDED
92 | 7000016526 | 800 | GIS Mandatory spares-220kV | 1000058279 | MOTOR FOR DRIVE MECHANISM FOR 220KV GIS FAST EARTHING SWITCH | EA | 1 |  | INCLUDED
93 | 7000016526 | 810 | GIS Mandatory spares-220kV | 1000058294 | 220KV GIS- SINGLE PHASE OF CURRENT TRANSFORMER (4 CORES) WITHASSOCIATED ENCLOSURE AND PRIMARY CONDUCTOR COMPLETE IN ALL RESPECT | EA | 1 |  | INCLUDED
94 | 7000016526 | 860 | Foundation bolt | 1000012371 | Fabrication, galvanising and supply of 80mm dia foundation boltsincluding nuts, checknuts, washers and packplates | EA | 60 |  | INCLUDED
95 | 7000016526 | 870 | Foundation bolt | 1000012368 | Fabrication, galvanising and supply of 40mm dia foundation boltsincluding nuts, checknuts, washers and packplates. | EA | 80 |  | INCLUDED
96 | 7000016526 | 880 | Foundation bolt | 1000012366 | Fabrication, galvanising and supply of 28mm dia foundation boltsincluding nuts, checknuts, washers and packplates. | EA | 260 |  | INCLUDED
II | Estab of 400/220kV GIS Navsari(N) SS
97 | 7000016524 | 10 | 420 kV GIS Equipment | 1000004632 | 420kV, 3150 A, 63 kA, SF6 GIS BusReactor bay module as perSection-Project, Technicalspecification | SET | 1 |  | INCLUDED
98 | 7000016524 | 20 | 420 kV GIS Equipment | 1000004533 | 420kV, 4000 A, 63 kA, SF6 GIS Bus barmodule as per Section-Project,Technical specification | SET | 2 |  | INCLUDED
99 | 7000016524 | 30 | 420 kV GIS Equipment | 1000004505 | 420kV, 3150 A, 63 kA, SF6 GIS Tie baymodule(without PIR) as perSection-Project, Technicalspecification | SET | 5 |  | INCLUDED
100 | 7000016524 | 40 | 420 kV GIS Equipment | 1000004637 | 420kV, 3150 A, 63 kA, SF6 GIS ICT feederbay module as per Section-Project,Technical specification | SET | 3 |  | INCLUDED
101 | 7000016524 | 50 | 420 kV GIS Equipment | 1000004638 | 420 kV, 3150 A, 63 kA, SF6 GIS Linefeeder bay module(without PIR) as perSection-Project, Technicalspecification | SET | 4 |  | INCLUDED
102 | 7000016524 | 60 | 420 kV GIS Equipment | 1000055351 | 420KV, 3150 A, 63 KA, SF6 GIS SWITCHABLE LINE REACTOR BAY MODULE ASPER SECTION-PROJECT, TECHNICAL SPECIFICATION | SET | 2 |  | INCLUDED
103 | 7000016524 | 70 | 420 kV GIS Equipment | 1000058226 | 400KV GIS-SF6 TO OIL INTERFACE MOD- TR | SET | 16 |  | INCLUDED
104 | 7000016524 | 80 | 420 kV GIS Equipment | 1000058225 | 400KV GIS-SF6 TO OIL INTERFACE MOD- RTR | SET | 9 |  | INCLUDED
105 | 7000016524 | 90 | 420 kV GIS Equipment | 1000058335 | 400KV GIS- SINGLE PHASE GAS INSULATED SURGE ARRESTER WITH ASSOCIATEDENCLOSURE AND INSULATOR COMPLETE IN ALL RESPECT | EA | 25 |  | INCLUDED
106 | 7000016524 | 100 | 420 kV GIS Equipment | 1000032796 | 420KV, 3150A, 63KA SF6 TO AIR BUSHING including support structure | SET | 12 |  | INCLUDED
107 | 7000016524 | 110 | 420 kV GIS Equipment | 1000004616 | 420kV, 3150 A, 63 kA, SF6 GIS AuxiliaryBus module for Spare Transformer as perSection-Project, Technicalspecification | SET | 1 |  | INCLUDED
108 | 7000016524 | 120 | 420 kV GIS Equipment | 1000009713 | Controlled Switching Device for 420 kV, 3-ph Circuit Breaker | EA | 8 |  | INCLUDED
109 | 7000016524 | 130 | 420 kV GIS Equipment | 1000059207 | 420KV, 3000A, 63KA, SINGLE PHASE, SF6 GAS INSULATED BUS DUCT (GIB)OUTSIDE GIS HALL ALONGWITH ASSOCIATED SUPPORT STRUCTURE, ETC. AS PERTECHNICAL SPECIFICATION | M | 5000 |  | INCLUDED
110 | 7000016524 | 140 | 420 kV GIS Equipment | 1000059208 | 420KV, 3150 A, 63 KA, SF6 GIS ICT FEEDER BAY MODULE FOR IV SIDECONNECTION WITH 765KV ICT AS PER SECTION-PROJECT, TECHNICALSPECIFICATION | SET | 2 |  | INCLUDED
111 | 7000016524 | 850 | 220kV GIS Equipment | 1000001690 | 245kV, 1600 A, 50 kA, SF6 GIS ICT feederbay module as per Section-Project,Technical specification | SET | 3 |  | INCLUDED
112 | 7000016524 | 860 | 220kV GIS Equipment | 1000058224 | 220KV GIS-SF6 TO OIL INTERFACE MOD- TR | SET | 9 |  | INCLUDED
113 | 7000016524 | 870 | 220kV GIS Equipment | 1000058303 | 220KV GIS- SINGLE PHASE GAS INSULATED SURGE ARRESTER WITH ASSOCIATEDENCLOSURE AND INSULATOR COMPLETE IN ALL RESPECT | EA | 9 |  | INCLUDED
114 | 7000016524 | 880 | 220kV GIS Equipment | 1000001838 | 245 kV, 3000A, 50kA, SF6 GIS Bus barmodule as per Section-Project,Technical specification | SET | 4 |  | INCLUDED
115 | 7000016524 | 890 | 220kV GIS Equipment | 1000001840 | 245kV, 3000 A, 50 kA, SF6 GIS Buscoupler bay module as perSection-Project, Technicalspecification | SET | 2 |  | INCLUDED
116 | 7000016524 | 900 | 220kV GIS Equipment | 1000039036 | 245KV,3000 A, 50KA FOR 1 SECOND, SF6 GAS-INSULATED METAL ENCLOSED BUSSECTION BAY MODULE AS PER SECTION-PROJECT, TECHNICAL SPECIFICATION | EA | 2 |  | INCLUDED
117 | 7000016524 | 5510 | 220kV GIS Equipment | 1000061111 | 245KV,1600A, 50KA,3 SINGLE PHASE, SF6 GAS INSULATED BUS DUCT (GIB)OUTSIDE GIS HALL ALONGWITH ASSOCIATED SUPPORT STRUCTURE ETC. AS PERTECHNICAL SPECIFICATION | M | 552 |  | INCLUDED
118 | 7000016524 | 150 | 420 kV Outdoor Equipment | 1000020419 | 336kV Surge Arrester (1-phase) | EA | 12 |  | INCLUDED
119 | 7000016524 | 160 | 420 kV Outdoor Equipment | 1000004401 | 420 kV, 1 phase Bus Post Insulator (except for Line Traps) | EA | 12 |  | INCLUDED
120 | 7000016524 | 170 | 420 kV Outdoor Equipment | 1000004535 | 420 kV, 4400 pF Capacitive Voltage Transformer (1-Phase) | EA | 12 |  | INCLUDED
121 | 7000016524 | 1220 | Testing & Mainteance Equipment | 1000024691 | EOT Crane for GIS Building for 400kV GIS station | SET | 1 |  | INCLUDED
122 | 7000016524 | 1230 | Testing & Mainteance Equipment | 1000024690 | EOT Crane for GIS Building for 220kV GIS Station | SET | 1 |  | INCLUDED
123 | 7000016524 | 180 | Relay and Protection panel-400kV | 1000002165 | 400kV Circuit Breaker Relay Panel with Auto Reclose (with Automation) | EA | 17 |  | INCLUDED
124 | 7000016524 | 190 | Relay and Protection panel-400kV | 1000002145 | 400kV Bus Bar Protection Panel (Duplicate)-(with Automation) | SET | 1 |  | INCLUDED
125 | 7000016524 | 200 | Relay and Protection panel-400kV | 1000003407 | 400kV Reactor Protection Panel (with Automation) | EA | 3 |  | INCLUDED
126 | 7000016524 | 210 | Relay and Protection panel-400kV | 1000003398 | 400kV Line Protection Panel (with Automation) | EA | 4 |  | INCLUDED
127 | 7000016524 | 220 | Relay and Protection panel-400kV | 1000004274 | 400kV Transformer Protection Panel (For both HV & MV side)-(withAutomation) | EA | 3 |  | INCLUDED
128 | 7000016524 | 920 | Relay and Protection panel-220kV | 1000001166 | 220kV Bus Bar Protection Panel (Single)-(with Automation) | SET | 2 |  | INCLUDED
129 | 7000016524 | 930 | Relay and Protection panel-220kV | 1000001170 | 220kV Circuit Breaker Relay Panel with Auto Reclose (with Automation) | EA | 7 |  | INCLUDED
130 | 7000016524 | 1210 | Common Equipment | 1000025391 | Relay Test kit | EA | 1 |  | INCLUDED
131 | 7000016524 | 230 | PLCC Equipment | 1000004290 | 400kV,3150A,0.5mH ,63kA Line Trap | EA | 8 |  | INCLUDED
132 | 7000016524 | 240 | PLCC Equipment | 1000004400 | 420 kV ,1 phase Bus Post Insulators for Line Traps | EA | 24 |  | INCLUDED
133 | 7000016524 | 250 | PLCC Equipment | 1000010014 | Coupling device for PLCC | SET | 4 |  | INCLUDED
134 | 7000016524 | 260 | PLCC Equipment | 1000000046 | Carrier Equipment Analog type (for Speech+Data & Speech+Protection) | EA | 4 |  | INCLUDED
135 | 7000016524 | 270 | PLCC Equipment | 1000010638 | Digital Protection Coupler | EA | 4 |  | INCLUDED
136 | 7000016524 | 280 | PLCC Equipment | 1000036908 | HF CABLE 75 OHMS FOR PLCC | KM | 2 |  | INCLUDED
137 | 7000016524 | 290 | PLCC Equipment | 1000017887 | Analog Protection Coupler for PLCC | EA | 4 |  | INCLUDED
138 | 7000016524 | 300 | PLCC Equipment | 1000025769 | Testing & Maintenance equipment (print test kit only) for PLCC | SET | 1 |  | INCLUDED
139 | 7000016524 | 310 | Substation automation system-400kV | 1000003409 | Augmentation of Substation automation System for 400kV Main bay as perTechnical Specification | EA | 10 |  | INCLUDED
140 | 7000016524 | 320 | Substation automation system-400kV | 1000003411 | Augmentation of Substation automation System for 400kV Tie bay as perTechnical Specification | EA | 5 |  | INCLUDED
141 | 7000016524 | 330 | Substation automation system-400kV | 1000003412 | Augmentation of Substation automation System for 400kV Switchable LineReactor Bay as per Technical Specification | EA | 2 |  | INCLUDED
142 | 7000016524 | 940 | Substation automation system-220kV | 1000001333 | Augmentation of Substation automation System for 220kV bay as perTechnical Specification | EA | 7 |  | INCLUDED
143 | 7000016524 | 2660 | 400kV Insulator and Hardware | 1000055991 | 400KV TENSION INSULATOR STRING AND ASSOCIATED HARDWARE FITTINGSWITH TURN BUCKLE SUITABLE FOR QUAD CONDUCTOR | EA | 24 |  | INCLUDED
144 | 7000016524 | 2670 | 400kV Insulator and Hardware | 1000055988 | 400KV SUSPENSION INSULATOR STRING AND ASSOCIATED HARDWARE FITTINGSWITH THROUGH CLAMP SUITABLE FOR QUAD CONDUCTOR | EA | 12 |  | INCLUDED
145 | 7000016524 | 2680 | 400kV Insulator and Hardware | 1000055984 | 400KV TENSION INSULATOR STRING AND ASSOCIATED HARDWARE FITTINGSWITHOUT TURN BUCKLE SUITABLE FOR QUAD CONDUCTOR | EA | 12 |  | INCLUDED
146 | 7000016524 | 2690 | 400kV Insulator and Hardware | 1000055986 | 400KV SUSPENSION INSULATOR STRING AND ASSOCIATED HARDWARE FITTINGSWITH DROP CLAMP SUITABLE FOR QUAD CONDUCTOR | EA | 12 |  | INCLUDED
147 | 7000016524 | 1250 | AC & Ventilation system | 1000022408 | Ventillation system for 400KV GIS Hall | SET | 1 |  | INCLUDED
148 | 7000016524 | 1260 | AC & Ventilation system | 1000022406 | Ventillation system for 220KV GIS Hall | SET | 1 |  | INCLUDED
149 | 7000016524 | 1270 | AC & Ventilation system | 1000025963 | Air conditioning sys-400kV GIS Hall LCC | SET | 1 |  | INCLUDED
150 | 7000016524 | 1280 | AC & Ventilation system | 1000032700 | AIRCONDITIONING SYSTEM FOR LCR IN 245KV GIS BUILDING | SET | 1 |  | INCLUDED
151 | 7000016524 | 340 | Erection Hardware-400kV | 1000011334 | Erection Hardware for 400kV I type layout for GIS terminationarrangement-Transformer bay as per technical specification | SET | 5 |  | INCLUDED
152 | 7000016524 | 350 | Erection Hardware-400kV | 1000011333 | Erection Hardware for 400kV I type layout for GIS terminationarrangement-Bus Reactor bay as per technical specification | SET | 1 |  | INCLUDED
153 | 7000016524 | 360 | Erection Hardware-400kV | 1000011336 | Erection Hardware for 400kV I type layout for GIS terminationarrangement-Line bay as per technical specification | SET | 4 |  | INCLUDED
154 | 7000016524 | 370 | Erection Hardware-400kV | 1000034004 | ERECTION HARDWARE FOR 420KV I TYPE LAYOUT FOR GIS TERMINATIONARRANGEMENT-LINE REACTORS WITH NGR BYPASS ARRANGEMENT AS PER TECHNICALSPECIFICATION | SET | 2 |  | INCLUDED
155 | 7000016524 | 950 | Erection Hardware-220kV | 1000011252 | Erection Hardware for 220kV DM-type layout for GIS terminationarrangement-Transformer bay as per technical specification | SET | 3 |  | INCLUDED
156 | 7000016524 | 380 | 145kV Equipment | 1000000945 | 145kV, 1250A, 31.5KA Circuit Breakers(1-Phase) with support structure | EA | 2 |  | INCLUDED
157 | 7000016524 | 390 | 145kV Equipment | 1000000956 | 145kV, 1 phase Bus Post Insulators | EA | 4 |  | INCLUDED
158 | 7000016524 | 2700 | Main Earthmat | 1000032055 | 40 MM MS ROD FOR MAIN EARTHMAT | KM | 9 |  | INCLUDED
159 | 7000016524 | 400 | Power and Control Cables | 1000000442 | 1.1kV grade Control Cables (PVCinsulated) along withlugs,glands,straight joints &accessories,etc. | LS | 1 |  | INCLUDED
160 | 7000016524 | 410 | Power and Control Cables | 1000031985 | 1.1KV GRADE 4CX6 SQMM (PVC) POWER CABLE | KM | 45 |  | INCLUDED
161 | 7000016524 | 420 | Power and Control Cables | 1000031976 | 1.1KV GRADE 4CX16 SQMM (PVC) POWER CABLE | KM | 12 |  | INCLUDED
162 | 7000016524 | 430 | Power and Control Cables | 1000031953 | 1.1KV GRADE 3.5CX35 SQMM (PVC) POWER CABLE | KM | 10 |  | INCLUDED
163 | 7000016524 | 440 | Power and Control Cables | 1000031957 | 1.1KV GRADE 3.5CX70 SQMM (PVC) POWER CABLE | KM | 5 |  | INCLUDED
164 | 7000016524 | 450 | Power and Control Cables | 1000031951 | 1.1KV GRADE 3.5CX300 SQMM (XLPE) POWER CABLE | KM | 1 |  | INCLUDED
165 | 7000016524 | 460 | Power and Control Cables | 1000031943 | 1.1KV GRADE 2CX6 SQMM (PVC) POWER CABLE | KM | 7 |  | INCLUDED
166 | 7000016524 | 470 | 400kV Indoor Illumination | 1000049467 | INDOOR LIGHTNING FOR GIS BUILDING (AS PER TECHNICAL SPECIFICATION) including AHU & Relay Rooms as applicable | SET | 1 |  | INCLUDED
167 | 7000016524 | 480 | 400kV Indoor Illumination | 1000025538 | Self Supported Aluminium Ladder as Per Technical Specification | EA | 1 |  | INCLUDED
168 | 7000016524 | 490 | 400kV Indoor Illumination | 1000024515 | Cartwheel Mounted Aluminium Ladder as Per Technical Specification | EA | 1 |  | INCLUDED
169 | 7000016524 | 840 | 220kV Indoor Illumination | 1000049467 | INDOOR LIGHTNING FOR GIS BUILDING (AS PER TECHNICAL SPECIFICATION) including AHU & Relay Rooms as applicable | SET | 1 |  | INCLUDED
170 | 7000016524 | 500 | Illumination(Outdoor) | 1000014547 | Lighting Panel type ACP-2 as per technical specification | EA | 3 |  | INCLUDED
171 | 7000016524 | 510 | Illumination(Outdoor) | 1000014548 | Lighting Panel type ACP-3 as per technical specification | EA | 1 |  | INCLUDED
172 | 7000016524 | 520 | Illumination(Outdoor) | 1000038325 | LIGHTING FIXTURE LED LUMINAIRES TYPE FL2 AS PER TECH. SPECIFICATIONS | EA | 30 |  | INCLUDED
173 | 7000016524 | 530 | Illumination(Outdoor) | 1000004952 | 63A, 415V : Interlocked switch socket outdoor Receptacle (type RP) asper technical specifications | EA | 2 |  | INCLUDED
174 | 7000016524 | 540 | Illumination(Outdoor) | 1000001894 | Outdoor Power Receptacle for oilfiltration unit (250A) | EA | 2 |  | INCLUDED
175 | 7000016524 | 550 | Illumination(Outdoor) | 1000038389 | LED STREET LIGHT LUMINAIRE TYPE SL-L1 (= 45W)AS PER TECHNICALSPECIFICATION | EA | 30 |  | INCLUDED
176 | 7000016524 | 560 | Illumination(Outdoor) | 1000038397 | TYPE L1 STREET LIGHTING POLE OF 6 METER AS PER TECHNICALSPECIFICATION. | EA | 30 |  | INCLUDED
177 | 7000016524 | 570 | Illumination(Outdoor) | 1000038387 | LED FLOOD LIGHT LUMINARIESTYPE FL-1 (150W) AS PER TECHNICALSPECIFICATION | EA | 20 |  | INCLUDED
178 | 7000016524 | 580 | Illumination(Outdoor) | 1000038385 | FIRE WALL MOUNTED LED LUMINARIE TYPE FL-2 (250W) | EA | 12 |  | INCLUDED
179 | 7000016524 | 590 | Fire Protection System | 1000012022 | 4.5 kg CO2 type Portable Fire extinguisher | EA | 12 |  | INCLUDED
180 | 7000016524 | 600 | Fire Protection System | 1000012024 | Fire Extinguisher Dry Chemical Powder Type(5 Kg) for control room. | EA | 10 |  | INCLUDED
181 | 7000016524 | 610 | Fire Protection System | 1000012010 | Fire Detection and Alarm System for 400kV GIS Hall | SET | 1 |  | INCLUDED
182 | 7000016524 | 620 | Fire Protection System | 1000049460 | FIRE PROTECTION SYSTEM FOR LOCAL RELAY ROOM FOR 400KV GIS | SET | 1 |  | INCLUDED
183 | 7000016524 | 630 | Fire Protection System | 1000012042 | HVW spray system, Hydrant system and complete U/G & O/G piping andaccessories etc. out side the pump house for 125 MVAR, 420kV, 3 phaseBus Reactor | SET | 1 |  | INCLUDED
184 | 7000016524 | 640 | Fire Protection System | 1000012069 | HVW spray system, Hydrant system and complete U/G & O/G piping andaccessories etc. out side the pump house for 500MVA , 400KV/220/33kV, 3-phase Autotransformer | SET | 3 |  | INCLUDED
185 | 7000016524 | 650 | Fire Protection System | 1000012070 | HVW spray system, Hydrant system and complete U/G & O/G piping andaccessories etc. out side the pump house for 63 MVAR, 420kV, 3 phaseShunt Reactor | SET | 2 |  | INCLUDED
186 | 7000016524 | 660 | Fire Protection System | 1000012009 | Fire Detection and Alarm System for 220kV GIS Hall | SET | 1 |  | INCLUDED
187 | 7000016524 | 670 | Fire Protection System | 1000049459 | FIRE PROTECTION SYSTEM FOR LOCAL RELAY ROOM FOR 220KV GIS | SET | 1 |  | INCLUDED
188 | 7000016524 | 680 | Fire Protection System | 1000012035 | Hydrant system, complete U/G piping and accessories etc. outside thePump House for Fire Protection of 400/220kV GIS (New) Substation | SET | 1 |  | INCLUDED
189 | 7000016524 | 690 | Steel Structure-400kV Equipment | 1000020195 | Fabrication, galvanising and supply ofStandard Pipe Structure - 400 kV,1-Phase, SA including nuts, bolts,all type of washers, packplates, stepbolts and gusset plates excludingfoundation bolts | EA | 12 |  | INCLUDED
190 | 7000016524 | 700 | Steel Structure-400kV Equipment | 1000020193 | Fabrication, galvanising and supply of Standard Pipe Structure - 400kV CVT including nuts, bolts, all type of washers, packplates, stepbolts and gusset plates excluding foundation bolts | EA | 12 |  | INCLUDED
191 | 7000016524 | 710 | Steel Structure-400kV Equipment | 1000020196 | Fabrication, galvanising and supply ofStd Pipe Structure - 400 kV, 1-Phase,BPI, (Excluding Wave Trap), includingnuts, bolts, all type of washers,packplates, step bolts and gussetplates excluding foundation bolts | EA | 24 |  | INCLUDED
192 | 7000016524 | 720 | Steel Structure-400kV Equipment | 1000017568 | Standard Pipe Structure for 400kV BPI for WT (1- phase) | EA | 12 |  | INCLUDED
193 | 7000016524 | 960 | Steel Structure-145kV Equipment | 1000029035 | Fabrication, galvanising and supply of Std 132 kV Support Structure1Ph BPI including nuts, bolts, all type of washers, packplates, stepboltsand gusset plates excluding foundation bolts | EA | 4 |  | INCLUDED
194 | 7000016524 | 730 | Steel structure | 1000020118 | Fabrication, galvanising and supply of Standard 400 kV Gantry G1including nuts, bolts, all type of washers, packplates, step bolts andgusset plates excluding foundation bolts | EA | 8 |  | INCLUDED
195 | 7000016524 | 740 | Steel structure | 1000020091 | Fabrication, galvanising and supply of Std LM (50m) includingnuts, bolts, all type of washers, packplates, step bolts and gussetplates excluding foundation bolts | EA | 3 |  | INCLUDED
196 | 7000016524 | 750 | Steel structure | 1000020138 | Fabrication, galvanising and supply of Standard 400 kV Tower TVincluding nuts, bolts, all type of washers, packplates, step bolts andgusset plates excluding foundation bolts | EA | 3 |  | INCLUDED
197 | 7000016524 | 760 | Steel structure | 1000020124 | Fabrication, galvanising and supply of Standard 400 kV Tower TBincluding nuts, bolts, all type of washers, packplates, step bolts andgusset plates excluding foundation bolts | EA | 6 |  | INCLUDED
198 | 7000016524 | 770 | Augumentation of VMS System | 1000030433 | COLOR IP CAMERA, WITH PAN, TILT AND ZOOM FACILITIES, ALONGWITH ALLREQUIRED ITEMS, ACCESSORIES, LINE INTERFACE UNITS, FIBER PATCH CORDS,POWER SUPPLY UNITS, JUNCTION BOXES, CABLES, FIBER OPTIC CABLES, ETC.,AND INCLUDING INTEGRATION IN EXISTING HARDWARE AND SOFTWARE FORAUGMENTATION OF VISUAL MONITORING SYSTEM AS PER TECHNICALSPECIFICATION. | SET | 1 |  | INCLUDED
199 | 7000016529 | 10 | Mandatory spares-400kV | 1000024186 | SPARES FOR 336KV SURGE ARRESTER | LS | 1 |  | INCLUDED
200 | 7000016529 | 20 | Mandatory spares-400kV | 1000025943 | Spare-420kV CVT 1 | SET | 1 |  | INCLUDED
201 | 7000016529 | 30 | Mandatory spares-400kV | 1000019912 | Relay & protection Panels (with automation) | LS | 1 |  | INCLUDED
202 | 7000016529 | 40 | Mandatory spares-400kV | 1000019927 | Spares-Substation Automation System | LS | 1 |  | INCLUDED
203 | 7000016529 | 50 | Mandatory spares-400kV | 1000019925 | Spares for Fire Protection System | LS | 1 |  | INCLUDED
204 | 7000016529 | 60 | Mandatory spares-400kV | 1000025950 | Spare-PLCC | SET | 1 |  | INCLUDED
205 | 7000016524 | 1640 | GIS Mandatory spares-400kV | 1000058332 | 400KV GIS-SF6 GAS PRESSURE RELIEF DEVICE ASSEMBLY OF EACH TYPE | EA | 2 |  | INCLUDED
206 | 7000016524 | 1650 | GIS Mandatory spares-400kV | 1000049817 | SF6 PRESSURE GAUGE CUM SWITCH /DENSITY MONITORS AND PRESSURESWITCH AS APPLICABLE, OF EACH TYPE-400KV GIS | SET | 3 |  | INCLUDED
207 | 7000016524 | 1660 | GIS Mandatory spares-400kV | 1000049753 | COUPLING DEVICE FOR PRESSURE GAUGE CUM SWITCH FOR CONNECTINGGAS HANDLING PLANT OF EACH TYPE-400KV GIS | SET | 2 |  | INCLUDED
208 | 7000016524 | 1670 | GIS Mandatory spares-400kV | 1000049762 | RUBBER GASKETS, Ã‚â‚¬Å’OÃ‚â‚¬Â RINGS AND SEALS FOR SF6 GAS FOR GISENCLOSURE OF EACH TYPE-400KV GIS | SET | 3 |  | INCLUDED
209 | 7000016524 | 1680 | GIS Mandatory spares-400kV | 1000058330 | 400KV GIS-MOLECULAR FILTER FOR SF6 GAS WITH FILTER BAGS (5 % OF TOTALWEIGHT) | SET | 1 |  | INCLUDED
210 | 7000016524 | 1690 | GIS Mandatory spares-400kV | 1000049750 | CONTROL VALVES FOR SF6 GAS OF EACH TYPE-400KV GIS | SET | 3 |  | INCLUDED
211 | 7000016524 | 1700 | GIS Mandatory spares-400kV | 1000058331 | 400KV GIS-SF6 GAS (5 % OF TOTAL GAS QUANTITY) | LOT | 1 |  | INCLUDED
212 | 7000016524 | 1710 | GIS Mandatory spares-400kV | 1000049783 | LOCKING DEVICE TO KEEP THE DIS-CONNECTORS (ISOLATORS)AND EARTHING/FAST EARTHING SWITCHES IN CLOSE OR OPEN POSITION IN CASEOF REMOVAL OF THE DRIVING MECHANISM-400KV GIS | SET | 3 |  | INCLUDED
213 | 7000016524 | 1720 | GIS Mandatory spares-400kV | 1000049505 | UHF PD SENSORS OF EACH TYPE ALONG WITH BNC CONNECTOR FOR 420KV GIS | EA | 5 |  | INCLUDED
214 | 7000016524 | 1730 | GIS Mandatory spares-400kV | 1000058334 | 400KV GIS-SUPPORT INSULATORS (GAS THROUGH) OF EACH TYPE (COMPLETE WITHMETAL RING ETC.) ALONG WITH ASSOCIATED CONTACTS AND SHIELDS | EA | 5 |  | INCLUDED
215 | 7000016524 | 1740 | GIS Mandatory spares-400kV | 1000058329 | 400KV GIS-GAS BARRIERS OF EACH TYPE (COMPLETE WITH METAL RING ETC.)ALONG WITH ASSOCIATED CONTACTS AND SHIELDS | EA | 5 |  | INCLUDED
216 | 7000016524 | 1750 | GIS Mandatory spares-400kV | 1000058333 | 400KV GIS- 3150A SF6 TO AIR BUSHING COMPLETE IN ALL RESPECT | EA | 1 |  | INCLUDED
217 | 7000016524 | 1760 | GIS Mandatory spares-400kV | 1000049498 | LCC SPARES - AUX. RELAYS, CONTACTORS,PUSH BUTTONS, SWITCHES,LAMPS,ANNUNCIATION WINDOWS, MCB, FUSES,TIMERS, TERMINAL BLOCKS ETC. OF EACHTYPE & RATING-400kV GIS | SET | 2 |  | INCLUDED
218 | 7000016524 | 1770 | GIS Mandatory spares-400kV | 1000058317 | 400KV GIS-ONE POLE OF 3150A CIRCUIT BREAKER WITHOUT PIR WITHINTERRUPTER, MAIN CIRCUIT, ENCLOSURE AND OPERATING MECHANISM COMPLETEIN ALL RESPECT | SET | 1 |  | INCLUDED
219 | 7000016524 | 1780 | GIS Mandatory spares-400kV | 1000021873 | Trip coil assembly with resistor for420kV GIS Circuit Breaker (asapplicable) | SET | 3 |  | INCLUDED
220 | 7000016524 | 1790 | GIS Mandatory spares-400kV | 1000009208 | Closing coil assembly with resistor for420kV GIS Circuit Breaker (asapplicable) | SET | 3 |  | INCLUDED
221 | 7000016524 | 1800 | GIS Mandatory spares-400kV | 1000058324 | RELAYS, POWER CONTACTORS, PUSH BUTTONS, TIMERS & MCBS ETC. (ASAPPLICABLE) OF EACH TYPE FOR 400KV GIS CIRCUIT BREAKER | SET | 1 |  | INCLUDED
222 | 7000016524 | 1810 | GIS Mandatory spares-400kV | 1000007067 | Auxiliary switch assembly of each type for 420kV GIS Circuit Breaker | SET | 3 |  | INCLUDED
223 | 7000016524 | 1820 | GIS Mandatory spares-400kV | 1000058323 | 400KV GIS CIRCUIT BREAKER-OPERATION COUNTER | EA | 3 |  | INCLUDED
224 | 7000016524 | 1830 | GIS Mandatory spares-400kV | 1000058320 | 400KV GIS CIRCUIT BREAKER-HYDRAULIC OPERATING MECHANISM WITH DRIVEMOTOR (FOR HYDRAULIC OPERATED MECHANISM, IF APPLICABLE) | SET | 1 |  | INCLUDED
225 | 7000016524 | 1840 | GIS Mandatory spares-400kV | 1000049759 | HYDRAULIC FILTER OF EACH TYPE (FOR HYDRAULIC OPERATED MECHANISM, IFPPLICABLE)-400KV GIS CIRCUIT BREKAER | SET | 1 |  | INCLUDED
226 | 7000016524 | 1850 | GIS Mandatory spares-400kV | 1000058319 | 400KV GIS CIRCUIT BREAKER- HOSE PIPE OF EACH TYPE (AS APPLICABLE) (FORHYDRAULIC OPERATED MECHANISM, IF APPLICABLE) | SET | 1 |  | INCLUDED
227 | 7000016524 | 1860 | GIS Mandatory spares-400kV | 1000058322 | 400KV GIS CIRCUIT BREAKER - N2 ACCUMULATOR (FOR HYDRAULIC OPERATEDMECHANISM, IF APPLICABLE) | SET | 1 |  | INCLUDED
228 | 7000016524 | 1870 | GIS Mandatory spares-400kV | 1000049835 | VALVES OF EACH TYPE (FOR HYDRAULIC OPERATED MECHANISM, IFAPPLICABLE)-400KV GIS CIRCUIT BREKAER | SET | 1 |  | INCLUDED
229 | 7000016524 | 1880 | GIS Mandatory spares-400kV | 1000049795 | PIPE LENGTH (COPPER & STEEL) OF EACH SIZE & TYPE (FOR HYDRAULICOPERATED MECHANISM, IF APPLICABLE)-400KV GIS CIRCUIT BREKAER | SET | 1 |  | INCLUDED
230 | 7000016524 | 1890 | GIS Mandatory spares-400kV | 1000049808 | PRESSURE SWITCHES OF EACH TYPE (FOR HYDRAULIC OPERATED MECHANISM, IFAPPLICABLE)-400KV GIS CIRCUIT BREKAER | SET | 1 |  | INCLUDED
231 | 7000016524 | 1900 | GIS Mandatory spares-400kV | 1000049805 | PRESSURE GAUGE WITH COUPLING DEVICE OF EACH TYPE (FOR HYDRAULICOPERATED MECHANISM, IF APPLICABLE)-400KV GIS CIRCUIT BREKAER | SET | 1 |  | INCLUDED
232 | 7000016524 | 1910 | GIS Mandatory spares-400kV | 1000058321 | 400KV GIS CIRCUIT BREAKER-HYDRAULIC OIL (5% OF TOTAL OIL QUANTITY)(FOR HYDRAULIC OPERATED MECHANISM, IF APPLICABLE) | SET | 1 |  | INCLUDED
233 | 7000016524 | 1920 | GIS Mandatory spares-400kV | 1000049799 | PRESSURE RELIEF DEVICE OF EACH TYPE (FOR HYDRAULIC OPERATED MECHANISM,IF APPLICABLE)-400KV GIS CIRCUIT BREKAER | SET | 1 |  | INCLUDED
234 | 7000016524 | 1930 | GIS Mandatory spares-400kV | 1000058325 | 400KV GIS CIRCUIT BREAKER-COMPLETE SPRING OPERATING MECHANISMINCLUDING CHARGING MECHANISM ETC. (FOR SPRING OPERATED MECHANISM, IFAPPLICABLE) | SET | 1 |  | INCLUDED
235 | 7000016524 | 1940 | GIS Mandatory spares-400kV | 1000058318 | 400KV GIS CIRCUIT BREAKER- COMPLETE HYDRAULIC-SPRING OPERATINGMECHANISM INCLUDING CHARGING MECHANISM ETC. (FOR HYDRAULIC-SPRINGOPERATED MECHANISM, IF APPLICABLE) | SET | 1 |  | INCLUDED
236 | 7000016524 | 1950 | GIS Mandatory spares-400kV | 1000049495 | PRESSURE SWITCHES OF EACH TYPE FOR420KV GIS CIRCUIT BREAKER (ForHydraulic-Spring Operated Mechanism, ifapplicable) | SET | 1 |  | INCLUDED
237 | 7000016524 | 1960 | GIS Mandatory spares-400kV | 1000049802 | PRESSURE GAUGE WITH COUPLING DEVICE OF EACH TYPE (FOR HYDRAULIC-SPRINGOPERATED MECHANISM, IF APPLICABLE)-400KV GIS CIRCUIT BREKAER | SET | 1 |  | INCLUDED
238 | 7000016524 | 1970 | GIS Mandatory spares-400kV | 1000058374 | 400kV GIS- Single phase of 3150Adisconnector switch including maincircuit, enclosure, driving mechanismand support insulator etc., complete inall respect (Note 1- The contractorshall supply spare for disconnectorswitch to ensure one to one replacementof all disconnector switch supplied asmain equipment without any requirementof modification in fittings at site tocover all different types ofdisconnector switch supplied. In case,quantity of supplied dis-connectorswitch types (for one to onereplacement) are more than the quantitymentioned in BPS for spare, thecontractor shall supply theseadditional types of disconnector switchwithout any additional priceimplication to POWERGRID and quantitiesof these additional type ofdisconnector switch are deem to beincluded in the quantities mentioned inBPS for spare disconnector. Note 2 - Incase, Dis-connector Switch (DS) & EarthSwitch (ES) is provided in a sameenclosure with common operatingmechanism, then the module comprisingof Dis-connector & Earth switch insingle enclosure with common operatingmechanism is to be provided under thehead of spare Dis-connector only. Note3- In case, Dis-connector Switch (DS)&Earth Switch (ES) is provided in asame enclosure with separate operatingmechanism, then the module comprisingof Dis-connector & Earth switch insingle enclosure with separateoperating mechanism is to be providedunder the head of spare Dis-connectoronly.) | EA | 4 |  | INCLUDED
239 | 7000016524 | 1980 | GIS Mandatory spares-400kV | 1000058314 | 400KV GIS- SINGLE PHASE MAINTENANCE EARTHING SWITCH INCLUDING MAINCIRCUIT, ENCLOSURE, DRIVING MECHANISM AND SUPPORT INSULATOR ETC.,COMPLETE IN ALL RESPECT (NOTE 1 - IN CASE, DIS-CONNECTOR SWITCH (DS) &EARTH SWITCH (ES) IS PROVIDED IN A SAME ENCLOSURE WITH COMMONOPERATING MECHANISM, THEN THE MODULE COMPRISING OF DIS-CONNECTOR &EARTH SWITCH IN SINGLE ENCLOSURE WITH COMMON OPERATING MECHANISM IS TOBE PROVIDED UNDER THE HEAD OF SPARE DIS-CONNECTOR ONLY. NOTE 2 - INCASE, DIS-CONNECTOR SWITCH (DS) & EARTH SWITCH (ES) IS PROVIDED IN ASAME ENCLOSURE WITH SEPARATE OPERATING MECHANISM, THEN THE MODULECOMPRISING OF DIS-CONNECTOR & EARTH SWITCH IN SINGLE ENCLOSURE WITHSEPARATE OPERATING MECHANISM IS TO BE PROVIDED UNDER THE HEAD OF SPAREDIS-CONNECTOR ONLY.) | EA | 2 |  | INCLUDED
240 | 7000016524 | 1990 | GIS Mandatory spares-400kV | 1000058310 | 400KV GIS - SINGLE PHASE FAST EARTHING SWITCH INCLUDING MAIN CIRCUIT,ENCLOSURE, DRIVING MECHANISM AND SUPPORT INSULATOR ETC., COMPLETE INALL RESPECT (NOTE 1 - IN CASE, DIS-CONNECTOR SWITCH (DS) & EARTHSWITCH (ES) IS PROVIDED IN A SAME ENCLOSURE WITH COMMON OPERATINGMECHANISM, THEN THE MODULE COMPRISING OF DIS-CONNECTOR & EARTH SWITCHIN SINGLE ENCLOSURE WITH COMMON OPERATING MECHANISM IS TO BE PROVIDEDUNDER THE HEAD OF SPARE DIS-CONNECTOR ONLY. NOTE 2 - IN CASE,DIS-CONNECTOR SWITCH (DS) & EARTH SWITCH (ES) IS PROVIDED IN A SAMEENCLOSURE WITH SEPARATE OPERATING MECHANISM, THEN THE MODULECOMPRISING OF DIS-CONNECTOR & EARTH SWITCH IN SINGLE ENCLOSURE WITHSEPARATE OPERATING MECHANISM IS TO BE PROVIDED UNDER THE HEAD OF SPAREDIS-CONNECTOR ONLY.) | EA | 2 |  | INCLUDED
241 | 7000016524 | 2000 | GIS Mandatory spares-400kV | 1000058305 | OPEN/CLOSE CONTACTOR ASSEMBLY, TIMERS, KEY INTERLOCK, INTERLOCKINGCOILS, RELAYS, PUSH BUTTONS, INDICATING LAMPS, POWER CONTACTORS,RESISTORS, FUSES, MCBS & DRIVE CONTROL CARDS ETC. (AS APPLICABLE) ONEOF EACH TYPE FOR ONE COMPLETE MOM BOX FOR 400KV GIS DISCONNECTORSWITCH | SET | 1 |  | INCLUDED
242 | 7000016524 | 2010 | GIS Mandatory spares-400kV | 1000058312 | OPEN/CLOSE CONTACTOR ASSEMBLY, TIMERS, KEY INTERLOCK, INTERLOCKINGCOILS, RELAYS, PUSH BUTTONS, INDICATING LAMPS, POWER CONTACTORS,RESISTORS, FUSES, MCBS & DRIVE CONTROL CARDS ETC. (AS APPLICABLE) ONEOF EACH TYPE FOR ONE COMPLETE MOM BOX FOR 400KV GIS MAINTENANCE EARTHSWITCH | SET | 1 |  | INCLUDED
243 | 7000016524 | 2020 | GIS Mandatory spares-400kV | 1000058308 | OPEN/CLOSE CONTACTOR ASSEMBLY, TIMERS, KEY INTERLOCK, INTERLOCKINGCOILS, RELAYS, PUSH BUTTONS, INDICATING LAMPS, POWER CONTACTORS,RESISTORS, FUSES, MCBS & DRIVE CONTROL CARDS ETC. (AS APPLICABLE) ONEOF EACH TYPE FOR ONE COMPLETE MOM BOX FOR 400KV GIS FAST EARTHINGSWITCH | SET | 1 |  | INCLUDED
244 | 7000016524 | 2030 | GIS Mandatory spares-400kV | 1000049776 | LIMIT SWITCHES AND AUX. SWITCHES FOR ONE COMPLETE MOM BOX FORDISCONNECTOR-400KV GIS | SET | 2 |  | INCLUDED
245 | 7000016524 | 2040 | GIS Mandatory spares-400kV | 1000049778 | LIMIT SWITCHES AND AUX. SWITCHES FOR ONE COMPLETE MOM BOX FORMAINTENANCE EARTHING SWITCH-400KV GIS | SET | 2 |  | INCLUDED
246 | 7000016524 | 2050 | GIS Mandatory spares-400kV | 1000049777 | LIMIT SWITCHES AND AUX. SWITCHES FOR ONE COMPLETE MOM BOX FOR FASTEARTHING SWITCH (IF APPLICABLE)-400KV GIS | SET | 2 |  | INCLUDED
247 | 7000016524 | 2060 | GIS Mandatory spares-400kV | 1000058306 | DRIVE MECHANISM FOR 400KV GIS DISCONNECTOR SWITCH | SET | 1 |  | INCLUDED
248 | 7000016524 | 2070 | GIS Mandatory spares-400kV | 1000058313 | DRIVE MECHANISM FOR 400KV GIS MAINTENANCE EARTH SWITCH | SET | 1 |  | INCLUDED
249 | 7000016524 | 2080 | GIS Mandatory spares-400kV | 1000058309 | DRIVE MECHANISM FOR 400KV GIS FAST EARTHING SWITCH | SET | 1 |  | INCLUDED
250 | 7000016524 | 2090 | GIS Mandatory spares-400kV | 1000058307 | MOTOR FOR DRIVE MECHANISM FOR 400KV GIS DISCONNECTOR SWITCH | EA | 1 |  | INCLUDED
251 | 7000016524 | 2100 | GIS Mandatory spares-400kV | 1000058315 | MOTOR FOR DRIVE MECHANISM FOR 400KVGIS MAINTENANCE EARTH SWITCH | EA | 1 |  | INCLUDED
252 | 7000016524 | 2110 | GIS Mandatory spares-400kV | 1000058311 | MOTOR FOR DRIVE MECHANISM FOR 400KV GIS FAST EARTHING SWITCH | EA | 1 |  | INCLUDED
253 | 7000016524 | 2120 | GIS Mandatory spares-400kV | 1000058327 | 400KV GIS- SINGLE PHASE OF CURRENT TRANSFORMER (3 CORES, TYPE-CTA)WITH ASSOCIATED ENCLOSURE AND PRIMARY CONDUCTOR COMPLETE IN ALLRESPECT | EA | 1 |  | INCLUDED
254 | 7000016524 | 2130 | GIS Mandatory spares-400kV | 1000058326 | 400KV GIS- SINGLE PHASE OF CURRENT TRANSFORMER (2 CORES, TYPE-CTB)WITH ASSOCIATED ENCLOSURE AND PRIMARY CONDUCTOR COMPLETE IN ALLRESPECT | EA | 1 |  | INCLUDED
255 | 7000016524 | 2140 | GIS Mandatory spares-400kV | 1000058328 | 400KV GIS- SINGLE PHASE VT WITH ASSOCIATED ENCLOSURE COMPLETE IN ALLRESPECT | EA | 1 |  | INCLUDED
256 | 7000016524 | 2150 | GIS Mandatory spares-400kV | 1000058335 | 400KV GIS- SINGLE PHASE GAS INSULATED SURGE ARRESTER WITH ASSOCIATEDENCLOSURE AND INSULATOR COMPLETE IN ALL RESPECT | EA | 1 |  | INCLUDED
257 | 7000016524 | 2160 | GIS Mandatory spares-400kV | 1000058336 | 400KV GIS- SURGE COUNTER/ MONITOR | EA | 1 |  | INCLUDED
258 | 7000016529 | 70 | Mandatory spares-220kV | 1000019927 | Spares-Substation Automation System | LS | 1 |  | INCLUDED
259 | 7000016529 | 80 | Mandatory spares-220kV | 1000019912 | Relay & protection Panels (with automation) | LS | 1 |  | INCLUDED
260 | 7000016524 | 2170 | GIS Mandatory spares-220kV | 1000058300 | 220KV GIS-SF6 GAS PRESSURE RELIEF DEVICE ASSEMBLY OF EACH TYPE | EA | 2 |  | INCLUDED
261 | 7000016524 | 2180 | GIS Mandatory spares-220kV | 1000049816 | SF6 PRESSURE GAUGE CUM SWITCH /DENSITY MONITORS AND PRESSURESWITCH AS APPLICABLE, OF EACH TYPE-220KV GIS | SET | 3 |  | INCLUDED
262 | 7000016524 | 2190 | GIS Mandatory spares-220kV | 1000049752 | COUPLING DEVICE FOR PRESSURE GAUGE CUM SWITCH FOR CONNECTINGGAS HANDLING PLANT OF EACH TYPE-220KV GIS | SET | 2 |  | INCLUDED
263 | 7000016524 | 2200 | GIS Mandatory spares-220kV | 1000049761 | RUBBER GASKETS, Ã‚â‚¬Å’OÃ‚â‚¬Â RINGS AND SEALS FOR SF6 GAS FOR GISENCLOSURE OF EACH TYPE-220KV GIS | SET | 3 |  | INCLUDED
264 | 7000016524 | 2210 | GIS Mandatory spares-220kV | 1000058298 | 220KV GIS-MOLECULAR FILTER FOR SF6 GAS WITH FILTER BAGS (5 % OF TOTALWEIGHT) | SET | 1 |  | INCLUDED
265 | 7000016524 | 2220 | GIS Mandatory spares-220kV | 1000049749 | CONTROL VALVES FOR SF6 GAS OF EACH TYPE-220KV GIS | SET | 3 |  | INCLUDED
266 | 7000016524 | 2230 | GIS Mandatory spares-220kV | 1000058299 | 220KV GIS-SF6 GAS (5 % OF TOTAL GAS QUANTITY) | LOT | 1 |  | INCLUDED
267 | 7000016524 | 2240 | GIS Mandatory spares-220kV | 1000049782 | LOCKING DEVICE TO KEEP THE DIS-CONNECTORS (ISOLATORS)AND EARTHING/FAST EARTHING SWITCHES (AS APPLICABLE) IN CLOSE OR OPENPOSITION IN CASE OF REMOVAL OF THE DRIVING MECHANISM-220KV GIS | SET | 3 |  | INCLUDED
268 | 7000016524 | 2250 | GIS Mandatory spares-220kV | 1000049504 | UHF PD SENSORS OF EACH TYPE ALONG WITH BNC CONNECTOR FOR 245KV GIS | EA | 5 |  | INCLUDED
269 | 7000016524 | 2260 | GIS Mandatory spares-220kV | 1000058302 | 220KV GIS-SUPPORT INSULATORS (GAS THROUGH) OF EACH TYPE (COMPLETE WITHMETAL RING ETC.) ALONG WITH ASSOCIATED CONTACTS AND SHIELDS | EA | 5 |  | INCLUDED
270 | 7000016524 | 2270 | GIS Mandatory spares-220kV | 1000058297 | 220KV GIS-GAS BARRIERS OF EACH TYPE (COMPLETE WITH METAL RING ETC.)ALONG WITH ASSOCIATED CONTACTS AND SHIELDS | EA | 5 |  | INCLUDED
271 | 7000016524 | 2280 | GIS Mandatory spares-220kV | 1000058301 | 220KV GIS- 1600A SF6 TO AIR BUSHING COMPLETE IN ALL RESPECT | EA | 1 |  | INCLUDED
272 | 7000016524 | 2290 | GIS Mandatory spares-220kV | 1000049497 | LCC SPARES - AUX. RELAYS, CONTACTORS,PUSH BUTTONS, SWITCHES, LAMPS,ANNUNCIATION WINDOWS, MCB, FUSES,TIMERS, TERMINAL BLOCKS ETC. OF EACHTYPE & RATING-220kV GIS | SET | 2 |  | INCLUDED
273 | 7000016524 | 2300 | GIS Mandatory spares-220kV | 1000058284 | 220KV GIS-ONE POLE OF 1600A CIRCUIT BREAKER WITH INTERRUPTER, MAINCIRCUIT, ENCLOSURE AND OPERATING MECHANISM COMPLETE IN ALL RESPECT | SET | 1 |  | INCLUDED
274 | 7000016524 | 2310 | GIS Mandatory spares-220kV | 1000058285 | 220KV GIS-ONE POLE OF 3000A CIRCUIT BREAKER WITH INTERRUPTER, MAINCIRCUIT, ENCLOSURE AND OPERATING MECHANISM COMPLETE IN ALL RESPECT | SET | 1 |  | INCLUDED
275 | 7000016524 | 2320 | GIS Mandatory spares-220kV | 1000021871 | Trip coil assembly with resistor for245kV GIS Circuit Breaker (asapplicable) | SET | 3 |  | INCLUDED
276 | 7000016524 | 2330 | GIS Mandatory spares-220kV | 1000009185 | Closing coil assembly with resistor for245kV GIS Circuit Breaker (asapplicable) | SET | 3 |  | INCLUDED
277 | 7000016524 | 2340 | GIS Mandatory spares-220kV | 1000058292 | RELAYS, POWER CONTACTORS, PUSH BUTTONS, TIMERS & MCBS ETC. (ASAPPLICABLE) OF EACH TYPE FOR 220KV GIS CIRCUIT BREAKER | SET | 1 |  | INCLUDED
278 | 7000016524 | 2350 | GIS Mandatory spares-220kV | 1000007066 | Auxiliary switch assembly of each type for 245kV GIS Circuit Breaker | SET | 3 |  | INCLUDED
279 | 7000016524 | 2360 | GIS Mandatory spares-220kV | 1000058291 | 220KV GIS CIRCUIT BREAKER-OPERATION COUNTER | EA | 3 |  | INCLUDED
280 | 7000016524 | 2370 | GIS Mandatory spares-220kV | 1000058288 | 220KV GIS CIRCUIT BREAKER-HYDRAULIC OPERATING MECHANISM WITH DRIVEMOTOR (FOR HYDRAULIC OPERATED MECHANISM, IF APPLICABLE) | SET | 1 |  | INCLUDED
281 | 7000016524 | 2380 | GIS Mandatory spares-220kV | 1000049758 | HYDRAULIC FILTER OF EACH TYPE (FOR HYDRAULIC OPERATED MECHANISM, IFPPLICABLE)-220KV GIS CIRCUIT BREKAER | SET | 1 |  | INCLUDED
282 | 7000016524 | 2390 | GIS Mandatory spares-220kV | 1000058272 | 220KV GIS CIRCUIT BREAKER- HOSE PIPE OF EACH TYPE (AS APPLICABLE) (FORHYDRAULIC OPERATED MECHANISM, IF APPLICABLE) | SET | 1 |  | INCLUDED
283 | 7000016524 | 2400 | GIS Mandatory spares-220kV | 1000058290 | 220KV GIS CIRCUIT BREAKER - N2 ACCUMULATOR (FOR HYDRAULIC OPERATEDMECHANISM, IF APPLICABLE) | SET | 1 |  | INCLUDED
284 | 7000016524 | 2410 | GIS Mandatory spares-220kV | 1000049834 | VALVES OF EACH TYPE (FOR HYDRAULIC OPERATED MECHANISM, IFAPPLICABLE)-220KV GIS CIRCUIT BREKAER | SET | 1 |  | INCLUDED
285 | 7000016524 | 2420 | GIS Mandatory spares-220kV | 1000049794 | PIPE LENGTH (COPPER & STEEL) OF EACH SIZE & TYPE (FOR HYDRAULICOPERATED MECHANISM, IF APPLICABLE)-220KV GIS CIRCUIT BREKAER | SET | 1 |  | INCLUDED
286 | 7000016524 | 2430 | GIS Mandatory spares-220kV | 1000049807 | PRESSURE SWITCHES OF EACH TYPE (FOR HYDRAULIC OPERATED MECHANISM, IFAPPLICABLE)-220KV GIS CIRCUIT BREKAER | SET | 1 |  | INCLUDED
287 | 7000016524 | 2440 | GIS Mandatory spares-220kV | 1000049804 | PRESSURE GAUGE WITH COUPLING DEVICE OF EACH TYPE (FOR HYDRAULICOPERATED MECHANISM, IF APPLICABLE)-220KV GIS CIRCUIT BREKAER | SET | 1 |  | INCLUDED
288 | 7000016524 | 2450 | GIS Mandatory spares-220kV | 1000058289 | 220KV GIS CIRCUIT BREAKER-HYDRAULIC OIL (5% OF TOTAL OIL QUANTITY)(FOR HYDRAULIC OPERATED MECHANISM, IF APPLICABLE) | SET | 1 |  | INCLUDED
289 | 7000016524 | 2460 | GIS Mandatory spares-220kV | 1000049798 | PRESSURE RELIEF DEVICE OF EACH TYPE (FOR HYDRAULIC OPERATED MECHANISM,IF APPLICABLE)-220KV GIS CIRCUIT BREKAER | SET | 1 |  | INCLUDED
290 | 7000016524 | 2470 | GIS Mandatory spares-220kV | 1000058293 | 220KV GIS CIRCUIT BREAKER-COMPLETE SPRING OPERATING MECHANISMINCLUDING CHARGING MECHANISM ETC. (FOR SPRING OPERATED MECHANISM, IFAPPLICABLE) | SET | 1 |  | INCLUDED
291 | 7000016524 | 2480 | GIS Mandatory spares-220kV | 1000058287 | 220KV GIS CIRCUIT BREAKER- COMPLETE HYDRAULIC-SPRING OPERATINGMECHANISM INCLUDING CHARGING MECHANISM ETC. (FOR HYDRAULIC-SPRINGOPERATED MECHANISM, IF APPLICABLE) | SET | 1 |  | INCLUDED
292 | 7000016524 | 2490 | GIS Mandatory spares-220kV | 1000049797 | PRESSURE SWITCHES OF EACH TYPE (FOR HYDRAULIC-SPRING OPERATEDMECHANISM, IF APPLICABLE)-220KV GIS CIRCUIT BREAKER | SET | 1 |  | INCLUDED
293 | 7000016524 | 2500 | GIS Mandatory spares-220kV | 1000049801 | PRESSURE GAUGE WITH COUPLING DEVICE OF EACH TYPE (FOR HYDRAULIC-SPRINGOPERATED MECHANISM, IF APPLICABLE)-220KV GIS CIRCUIT BREKAER | SET | 1 |  | INCLUDED
294 | 7000016524 | 2510 | GIS Mandatory spares-220kV | 1000058371 | 220kV GIS- Three phase of 1600Adisconnector switch including maincircuit, enclosure, driving mechanismand support insulator etc., complete inall respect (Note 1- The contractorshall supply spare for disconnectorswitch to ensure one to one replacementof all disconnector switch supplied asmain equipment without any requirementof modification in fittings at site tocover all different types ofdisconnector switch supplied. In case,quantity of supplied dis-connectorswitch types (for one to onereplacement) are more than the quantitymentioned in BPS for spare, thecontractor shall supply theseadditional types of disconnector switchwithout any additional priceimplication to POWERGRID and quantitiesof these additional type ofdisconnector switch are deem to beincluded in the quantities mentioned inBPS for spare disconnector. Note 2 - Incase, Dis-connector Switch (DS) & EarthSwitch (ES) is provided in a sameenclosure with common operatingmechanism, then the module comprisingof Dis-connector & Earth switch insingle enclosure with common operatingmechanism is to be provided under thehead of spare Dis-connector only. Note3- In case, Dis-connector Switch (DS)&Earth Switch (ES) is provided in asame enclosure with separate operatingmechanism, then the module comprisingof Dis-connector & Earth switch insingle enclosure with separateoperating mechanism is to be providedunder the head of spare Dis-connectoronly.) | EA | 4 |  | INCLUDED
295 | 7000016524 | 2520 | GIS Mandatory spares-220kV | 1000058373 | 220kV GIS- Three phase of 3000Adisconnector switch including maincircuit, enclosure, driving mechanismand support insulator etc., complete inall respect (Note 1- The contractorshall supply spare for disconnectorswitch to ensure one to one replacementof all disconnector switch supplied asmain equipment without any requirementof modification in fittings at site tocover all different types ofdisconnector switch supplied. In case,quantity of supplied dis-connectorswitch types (for one to onereplacement) are more than the quantitymentioned in BPS for spare, thecontractor shall supply theseadditional types of disconnector switchwithout any additional priceimplication to POWERGRID and quantitiesof these additional type ofdisconnector switch are deem to beincluded in the quantities mentioned inBPS for spare disconnector. Note 2 - Incase, Dis-connector Switch (DS) & EarthSwitch (ES) is provided in a sameenclosure with common operatingmechanism, then the module comprisingof Dis-connector & Earth switch insingle enclosure with common operatingmechanism is to be provided under thehead of spare Dis-connector only. Note3- In case, Dis-connector Switch (DS)&Earth Switch (ES) is provided in asame enclosure with separate operatingmechanism, then the module comprisingof Dis-connector & Earth switch insingle enclosure with separateoperating mechanism is to be providedunder the head of spare Dis-connectoronly.) | EA | 2 |  | INCLUDED
296 | 7000016524 | 2530 | GIS Mandatory spares-220kV | 1000058282 | 220KV GIS- THREE PHASE MAINTENANCE EARTHING SWITCH INCLUDING MAINCIRCUIT, ENCLOSURE, DRIVING MECHANISM AND SUPPORT INSULATOR ETC.,COMPLETE IN ALL RESPECT (NOTE 1 - IN CASE, DIS-CONNECTOR SWITCH (DS) &EARTH SWITCH (ES) IS PROVIDED IN A SAME ENCLOSURE WITH COMMONOPERATING MECHANISM, THEN THE MODULE COMPRISING OF DIS-CONNECTOR &EARTH SWITCH IN SINGLE ENCLOSURE WITH COMMON OPERATING MECHANISM IS TOBE PROVIDED UNDER THE HEAD OF SPARE DIS-CONNECTOR ONLY. NOTE 2 - INCASE, DIS-CONNECTOR SWITCH (DS) & EARTH SWITCH (ES) IS PROVIDED IN ASAME ENCLOSURE WITH SEPARATE OPERATING MECHANISM, THEN THE MODULECOMPRISING OF DIS-CONNECTOR & EARTH SWITCH IN SINGLE ENCLOSURE WITHSEPARATE OPERATING MECHANISM IS TO BE PROVIDED UNDER THE HEAD OF SPAREDIS-CONNECTOR ONLY.) | EA | 1 |  | INCLUDED
297 | 7000016524 | 2540 | GIS Mandatory spares-220kV | 1000058273 | OPEN/CLOSE CONTACTOR ASSEMBLY, TIMERS, KEY INTERLOCK, INTERLOCKINGCOILS, RELAYS, PUSH BUTTONS, INDICATING LAMPS, POWER CONTACTORS,RESISTORS, FUSES, MCBS & DRIVE CONTROL CARDS ETC. (AS APPLICABLE) ONEOF EACH TYPE FOR ONE COMPLETE MOM BOX FOR 220KV GIS DISCONNECTORSWITCH | SET | 1 |  | INCLUDED
298 | 7000016524 | 2550 | GIS Mandatory spares-220kV | 1000058280 | OPEN/CLOSE CONTACTOR ASSEMBLY, TIMERS, KEY INTERLOCK, INTERLOCKINGCOILS, RELAYS, PUSH BUTTONS, INDICATING LAMPS, POWER CONTACTORS,RESISTORS, FUSES, MCBS & DRIVE CONTROL CARDS ETC. (AS APPLICABLE) ONEOF EACH TYPE FOR ONE COMPLETE MOM BOX FOR 220KV GIS MAINTENANCE EARTHSWITCH | SET | 1 |  | INCLUDED
299 | 7000016524 | 2560 | GIS Mandatory spares-220kV | 1000049773 | LIMIT SWITCHES AND AUX. SWITCHES FOR ONE COMPLETE MOM BOX FORDISCONNECTOR-220KV GIS | SET | 2 |  | INCLUDED
300 | 7000016524 | 2570 | GIS Mandatory spares-220kV | 1000049775 | LIMIT SWITCHES AND AUX. SWITCHES FOR ONE COMPLETE MOM BOX FORMAINTENANCE EARTHING SWITCH-220KV GIS | SET | 2 |  | INCLUDED
301 | 7000016524 | 2580 | GIS Mandatory spares-220kV | 1000058274 | DRIVE MECHANISM FOR 220KV GIS DISCONNECTOR SWITCH | SET | 1 |  | INCLUDED
302 | 7000016524 | 2590 | GIS Mandatory spares-220kV | 1000058281 | DRIVE MECHANISM FOR 220KV GIS MAINTENANCE EARTH SWITCH | SET | 1 |  | INCLUDED
303 | 7000016524 | 2600 | GIS Mandatory spares-220kV | 1000058275 | MOTOR FOR DRIVE MECHANISM FOR 220KV GIS DISCONNECTOR SWITCH | EA | 1 |  | INCLUDED
304 | 7000016524 | 2610 | GIS Mandatory spares-220kV | 1000058283 | MOTOR FOR DRIVE MECHANISM FOR 220KVGIS MAINTENANCE EARTH SWITCH | EA | 1 |  | INCLUDED
305 | 7000016524 | 2620 | GIS Mandatory spares-220kV | 1000058294 | 220KV GIS- SINGLE PHASE OF CURRENT TRANSFORMER (4 CORES) WITHASSOCIATED ENCLOSURE AND PRIMARY CONDUCTOR COMPLETE IN ALL RESPECT | EA | 2 |  | INCLUDED
306 | 7000016524 | 2630 | GIS Mandatory spares-220kV | 1000058296 | 220KV GIS- SINGLE PHASE VT WITH ASSOCIATED ENCLOSURE COMPLETE IN ALLRESPECT | EA | 1 |  | INCLUDED
307 | 7000016524 | 2640 | GIS Mandatory spares-220kV | 1000058303 | 220KV GIS- SINGLE PHASE GAS INSULATED SURGE ARRESTER WITH ASSOCIATEDENCLOSURE AND INSULATOR COMPLETE IN ALL RESPECT | EA | 1 |  | INCLUDED
308 | 7000016524 | 2650 | GIS Mandatory spares-220kV | 1000058304 | 220KV GIS- SURGE COUNTER/ MONITOR | EA | 1 |  | INCLUDED
309 | 7000016524 | 1310 | Foundation bolt | 1000012369 | Fabrication, galvanising and supply of 56mm dia foundation boltsincluding nuts, checknuts, washers and packplates | EA | 168 |  | INCLUDED
310 | 7000016524 | 1320 | Foundation bolt | 1000012366 | Fabrication, galvanising and supply of 28mm dia foundation boltsincluding nuts, checknuts, washers and packplates. | EA | 240 |  | INCLUDED
311 | 7000016524 | 1330 | Foundation bolt | 1000028770 | Fabrication, galvanising and supply of24mm dia foundation bolts includingnuts, checknuts, washers andpackplates. | EA | 16 |  | INCLUDED
312 | 7000016524 | 1350 | BoQ of Comm Equip Supply at Navsari New | 1000031367 | SDH EQUIPMENT (STM-16 MADM UPTO 5 MSP PROTECTED DIRECTIONS)-BASEEQUIPMENT (COMMON CARDS, CROSS CONNECT/CONTROL CARDS, OPTICAL BASECARDS, POWER SUPPLY CARDS, POWER CABLING, OTHER HARDWARE ANDACCESSORIES INCLUDING SUB RACKS, PATCH CORD, DDF ETC FULLY EQUIPEDEXCLUDING OPTICAL INTERFACE & TRIBUTARY CARDS | EA | 1 |  | INCLUDED
313 | 7000016524 | 1360 | BoQ of Comm Equip Supply at Navsari New | 1000018706 | S16.1 SFP | EA | 4 |  | INCLUDED
314 | 7000016524 | 1370 | BoQ of Comm Equip Supply at Navsari New | 1000019315 | Optical Line Interface card (to support minimum 150 kms) | EA | 2 |  | INCLUDED
315 | 7000016524 | 1380 | BoQ of Comm Equip Supply at Navsari New | 1000031413 | OPTICAL INTERFACE/SFP-V16.2 | EA | 2 |  | INCLUDED
316 | 7000016524 | 1390 | BoQ of Comm Equip Supply at Navsari New | 1000031374 | TRIBUTARY INTERFACE- E1 INTERFACE (MINIMUM 16 NOS.) | SET | 2 |  | INCLUDED
317 | 7000016524 | 1400 | BoQ of Comm Equip Supply at Navsari New | 1000034950 | ETHERNET INTERFACE 10/100 BASE T WITH LAYER-2 SWITCHING (MIN 8INTERFACES PER CARD) | EA | 2 |  | INCLUDED
318 | 7000016524 | 1410 | BoQ of Comm Equip Supply at Navsari New | 1000031381 | TRIBUTARY INTERFACE-GIGABIT ETHERNET INTERFACES 10/100 MBPS WITH LAYER-2 SWITCHING (MINIMUM 2 NOS.) | SET | 1 |  | INCLUDED
319 | 7000016524 | 1420 | BoQ of Comm Equip Supply at Navsari New | 1000026228 | Equipment Cabinets For SDH | EA | 1 |  | INCLUDED
320 | 7000016524 | 1430 | BoQ of Comm Equip Supply at Navsari New | 1000028495 | NMS- CRAFT TERMINAL-HARDWARE | EA | 1 |  | INCLUDED
321 | 7000016524 | 1440 | BoQ of Comm Equip Supply at Navsari New | 1000028265 | Software for Craft Terminal | EA | 1 |  | INCLUDED
322 | 7000016524 | 1450 | BoQ of Comm Equip Supply at Navsari New | 1000034998 | VOIP TELEPHONE INSTRUMENT WITH ONE COMMON SWITCH (MIN. 8 PORT) | EA | 2 |  | INCLUDED
323 | 7000016524 | 1460 | BoQ of Comm Equip Supply at Navsari New | 1000030942 | 24F (DWSM) APPROACH FIBRE OPTIC CABLE INCLUDING ALL INSTALLATIONHARDWARE SET | KM | 1 |  | INCLUDED
324 | 7000016524 | 1470 | BoQ of Comm Equip Supply at Navsari New | 1000023471 | OPGW Fibre Optic Distribution Panel (FODP): Indoor Type: 96F | EA | 1 |  | INCLUDED
325 | 7000016524 | 1490 | Comm Equip Spares at 400 kV Navsari New | 1000031369 | SDH EQUIPMENT (STM-16 MADM UPTO 5 MSP PROTECTED DIRECTIONS)-COMMONCARDS, CROSS-CONNECT/CONTROL CARDS, OPTICAL BASE CARD, POWER SUPPLYCARDS, POWER CABLING, OTHER HARDWARE & ACCESSORIES (EACH). | SET | 1 |  | INCLUDED
326 | 7000016524 | 1500 | Comm Equip Spares at 400 kV Navsari New | 1000018706 | S16.1 SFP | EA | 1 |  | INCLUDED
327 | 7000016524 | 1510 | Comm Equip Spares at 400 kV Navsari New | 1000019315 | Optical Line Interface card (to support minimum 150 kms) | EA | 1 |  | INCLUDED
328 | 7000016524 | 1520 | Comm Equip Spares at 400 kV Navsari New | 1000031413 | OPTICAL INTERFACE/SFP-V16.2 | EA | 1 |  | INCLUDED
329 | 7000016524 | 1530 | Comm Equip Spares at 400 kV Navsari New | 1000031374 | TRIBUTARY INTERFACE- E1 INTERFACE (MINIMUM 16 NOS.) | SET | 1 |  | INCLUDED
330 | 7000016524 | 1540 | Comm Equip Spares at 400 kV Navsari New | 1000034950 | ETHERNET INTERFACE 10/100 BASE T WITH LAYER-2 SWITCHING (MIN 8INTERFACES PER CARD) | EA | 1 |  | INCLUDED
331 | 7000016524 | 1550 | Comm Equip Spares at 400 kV Navsari New | 1000031381 | TRIBUTARY INTERFACE-GIGABIT ETHERNET INTERFACES 10/100 MBPS WITH LAYER-2 SWITCHING (MINIMUM 2 NOS.) | SET | 1 |  | INCLUDED
332 | 7000016524 | 1560 | Comm Equip Spares at 400 kV Navsari New | 1000034998 | VOIP TELEPHONE INSTRUMENT WITH ONE COMMON SWITCH (MIN. 8 PORT) | EA | 1 |  | INCLUDED
333 | 7000016524 | 1570 | Comm Equip Spares at 400 kV Navsari New | 1000031398 | PRE CONNECTORIZED OPTICAL FIBER PATCH CORDS(10 MTRS) â€“ PACK OF SIXPATCH CORDS | SET | 1 |  | INCLUDED
334 | 7000016524 | 1580 | Comm Equip Spares at 400 kV Navsari New | 1000030942 | 24F (DWSM) APPROACH FIBRE OPTIC CABLE INCLUDING ALL INSTALLATIONHARDWARE SET | KM | 1 |  | INCLUDED
335 | 7000016524 | 1590 | PMU for 400/220kV Navsari GIS-supply | 1000017518 | PMU with GPS Clock (clock can be either internal or external) | EA | 4 |  | INCLUDED
336 | 7000016524 | 1600 | PMU for 400/220kV Navsari GIS-supply | 1000022512 | WAMS Hardware - Time System (GPS receiver) | EA | 4 |  | INCLUDED
337 | 7000016524 | 1610 | PMU for 400/220kV Navsari GIS-supply | 1000022510 | WAMS Hardware - Substation Grade Layer-3 LAN Switches with minimum 4 x10/100 Mbps Ethernet ports and 2 x 1 Gbps Ethernet ports | EA | 5 |  | INCLUDED
338 | 7000016524 | 1620 | PMU for 400/220kV Navsari GIS-supply | 1000022487 | WAMS Miscellaneous - Armored Fibre Optic Cable and associatedtermination (e.g. L2 Switch) for connecting PMU panels located indifferent control room of a station | EA | 1 |  | INCLUDED
III | Extn. works at 400kV Kala GIS S/S
339 | 7000016524 | 2730 | 400kV GIS EQUIPMENT | 1000032802 | 420KV, 4000A,63KA GIS BUSBAR MODULE EXTENSION | SET | 2 |  | INCLUDED
340 | 7000016524 | 2740 | 400kV GIS EQUIPMENT | 1000004638 | 420 kV, 3150 A, 63 kA, SF6 GIS Linefeeder bay module(without PIR) as perSection-Project, Technicalspecification | SET | 2 |  | INCLUDED
341 | 7000016524 | 2750 | 400kV GIS EQUIPMENT | 1000032796 | 420KV, 3150A, 63KA SF6 TO AIR BUSHING including support structure | SET | 6 |  | INCLUDED
342 | 7000016524 | 2760 | 400kV GIS EQUIPMENT | 1000059207 | 420KV, 3000A, 63KA, SINGLE PHASE, SF6 GAS INSULATED BUS DUCT (GIB)OUTSIDE GIS HALL ALONGWITH ASSOCIATED SUPPORT STRUCTURE, ETC. AS PERTECHNICAL SPECIFICATION | M | 400 |  | INCLUDED
343 | 7000016524 | 2770 | 400kV AIS Equipment | 1000020419 | 336kV Surge Arrester (1-phase) | EA | 6 |  | INCLUDED
344 | 7000016524 | 2780 | 400kV AIS Equipment | 1000004535 | 420 kV, 4400 pF Capacitive Voltage Transformer (1-Phase) | EA | 6 |  | INCLUDED
345 | 7000016524 | 2790 | 400kV AIS Equipment | 1000004401 | 420 kV, 1 phase Bus Post Insulator (except for Line Traps) | EA | 12 |  | INCLUDED
346 | 7000016524 | 2800 | 400kV AIS Equipment | 1000004400 | 420 kV ,1 phase Bus Post Insulators for Line Traps | EA | 12 |  | INCLUDED
347 | 7000016524 | 2810 | Testing & Maintenance Equipment | 1000032132 | SF6 GAS ANALYZER | EA | 1 |  | INCLUDED
348 | 7000016524 | 2820 | Control & Relay Panel | 1000002165 | 400kV Circuit Breaker Relay Panel with Auto Reclose (with Automation) | EA | 2 |  | INCLUDED
349 | 7000016524 | 2830 | Control & Relay Panel | 1000003398 | 400kV Line Protection Panel (with Automation) | EA | 2 |  | INCLUDED
350 | 7000016524 | 3500 | Substation Automation System | 1000003409 | Augmentation of Substation automation System for 400kV Main bay as perTechnical Specification | EA | 2 |  | INCLUDED
351 | 7000016524 | 3270 | Air conditioning system of LCR Room | 1000025963 | Air conditioning sys-400kV GIS Hall LCC | SET | 1 |  | INCLUDED
352 | 7000016524 | 2840 | KALA END PLCC/DPC | 1000010014 | Coupling device for PLCC | SET | 2 |  | INCLUDED
353 | 7000016524 | 2850 | KALA END PLCC/DPC | 1000000046 | Carrier Equipment Analog type (for Speech+Data & Speech+Protection) | EA | 2 |  | INCLUDED
354 | 7000016524 | 2860 | KALA END PLCC/DPC | 1000017887 | Analog Protection Coupler for PLCC | EA | 2 |  | INCLUDED
355 | 7000016524 | 2870 | KALA END PLCC/DPC | 1000010638 | Digital Protection Coupler | EA | 2 |  | INCLUDED
356 | 7000016524 | 2880 | KALA END PLCC/DPC | 1000036908 | HF CABLE 75 OHMS FOR PLCC | KM | 1 |  | INCLUDED
357 | 7000016524 | 2890 | KALA END PLCC/DPC | 1000004290 | 400kV,3150A,0.5mH ,63kA Line Trap | EA | 4 |  | INCLUDED
358 | 7000016524 | 2900 | Illumination Switchyard | 1000038325 | LIGHTING FIXTURE LED LUMINAIRES TYPE FL2 AS PER TECH. SPECIFICATIONS | EA | 10 |  | INCLUDED
359 | 7000016524 | 2910 | Illumination Switchyard | 1000014547 | Lighting Panel type ACP-2 as per technical specification | EA | 1 |  | INCLUDED
360 | 7000016524 | 2920 | Steel Structure | 1000020138 | Fabrication, galvanising and supply of Standard 400 kV Tower TVincluding nuts, bolts, all type of washers, packplates, step bolts andgusset plates excluding foundation bolts | EA | 1 |  | INCLUDED
361 | 7000016524 | 2930 | Steel Structure | 1000020124 | Fabrication, galvanising and supply of Standard 400 kV Tower TBincluding nuts, bolts, all type of washers, packplates, step bolts andgusset plates excluding foundation bolts | EA | 1 |  | INCLUDED
362 | 7000016524 | 2940 | Steel Structure | 1000020195 | Fabrication, galvanising and supply ofStandard Pipe Structure - 400 kV,1-Phase, SA including nuts, bolts,all type of washers, packplates, stepbolts and gusset plates excludingfoundation bolts | EA | 6 |  | INCLUDED
363 | 7000016524 | 2950 | Steel Structure | 1000020193 | Fabrication, galvanising and supply of Standard Pipe Structure - 400kV CVT including nuts, bolts, all type of washers, packplates, stepbolts and gusset plates excluding foundation bolts | EA | 6 |  | INCLUDED
364 | 7000016524 | 2960 | Steel Structure | 1000020196 | Fabrication, galvanising and supply ofStd Pipe Structure - 400 kV, 1-Phase,BPI, (Excluding Wave Trap), includingnuts, bolts, all type of washers,packplates, step bolts and gussetplates excluding foundation bolts | EA | 12 |  | INCLUDED
365 | 7000016524 | 2970 | Steel Structure | 1000017568 | Standard Pipe Structure for 400kV BPI for WT (1- phase) | EA | 12 |  | INCLUDED
366 | 7000016524 | 2980 | Steel Structure | 1000020118 | Fabrication, galvanising and supply of Standard 400 kV Gantry G1including nuts, bolts, all type of washers, packplates, step bolts andgusset plates excluding foundation bolts | EA | 3 |  | INCLUDED
367 | 7000016524 | 3510 | 400kV Insulator and Hardware | 1000055991 | 400KV TENSION INSULATOR STRING AND ASSOCIATED HARDWARE FITTINGSWITH TURN BUCKLE SUITABLE FOR QUAD CONDUCTOR | EA | 9 |  | INCLUDED
368 | 7000016524 | 3520 | 400kV Insulator and Hardware | 1000055988 | 400KV SUSPENSION INSULATOR STRING AND ASSOCIATED HARDWARE FITTINGSWITH THROUGH CLAMP SUITABLE FOR QUAD CONDUCTOR | EA | 3 |  | INCLUDED
369 | 7000016524 | 3530 | 400kV Insulator and Hardware | 1000055984 | 400KV TENSION INSULATOR STRING AND ASSOCIATED HARDWARE FITTINGSWITHOUT TURN BUCKLE SUITABLE FOR QUAD CONDUCTOR | EA | 3 |  | INCLUDED
370 | 7000016524 | 3540 | 400kV Insulator and Hardware | 1000055986 | 400KV SUSPENSION INSULATOR STRING AND ASSOCIATED HARDWARE FITTINGSWITH DROP CLAMP SUITABLE FOR QUAD CONDUCTOR | EA | 6 |  | INCLUDED
371 | 7000016524 | 2990 | Erection Hardware | 1000011332 | Erection Hardware for 400kV DM type layout for GIS terminationarrangement-Line bay as per technical specification | SET | 2 |  | INCLUDED
372 | 7000016524 | 3000 | Power & Control Cables | 1000056265 | 1.1KV GRADE 27CX1.5 SQMM CONTROL CABLE | KM | 1 |  | INCLUDED
373 | 7000016524 | 3010 | Power & Control Cables | 1000056264 | 1.1KV GRADE 19CX1.5 SQMM CONTROL CABLE | KM | 1 |  | INCLUDED
374 | 7000016524 | 3020 | Power & Control Cables | 1000031887 | 1.1KV GRADE 10CX2.5 SQMM CONTROL CABLE | KM | 1 |  | INCLUDED
375 | 7000016524 | 3030 | Power & Control Cables | 1000031987 | 1.1KV GRADE 5CX2.5 SQMM CONTROL CABLE | KM | 2 |  | INCLUDED
376 | 7000016524 | 3040 | Power & Control Cables | 1000031964 | 1.1KV GRADE 3CX2.5 SQMM CONTROL CABLE | KM | 2 |  | INCLUDED
377 | 7000016524 | 3050 | Power & Control Cables | 1000031985 | 1.1KV GRADE 4CX6 SQMM (PVC) POWER CABLE | KM | 4 |  | INCLUDED
378 | 7000016524 | 3060 | Power & Control Cables | 1000031976 | 1.1KV GRADE 4CX16 SQMM (PVC) POWER CABLE | KM | 2 |  | INCLUDED
379 | 7000016524 | 3070 | Power & Control Cables | 1000031953 | 1.1KV GRADE 3.5CX35 SQMM (PVC) POWER CABLE | KM | 1 |  | INCLUDED
380 | 7000016524 | 3080 | Power & Control Cables | 1000031957 | 1.1KV GRADE 3.5CX70 SQMM (PVC) POWER CABLE | KM | 1 |  | INCLUDED
381 | 7000016524 | 3090 | Power & Control Cables | 1000031943 | 1.1KV GRADE 2CX6 SQMM (PVC) POWER CABLE | KM | 2 |  | INCLUDED
382 | 7000016524 | 3160 | Augumentation of VMS System | 1000030433 | COLOR IP CAMERA, WITH PAN, TILT AND ZOOM FACILITIES, ALONGWITH ALLREQUIRED ITEMS, ACCESSORIES, LINE INTERFACE UNITS, FIBER PATCH CORDS,POWER SUPPLY UNITS, JUNCTION BOXES, CABLES, FIBER OPTIC CABLES, ETC.,AND INCLUDING INTEGRATION IN EXISTING HARDWARE AND SOFTWARE FORAUGMENTATION OF VISUAL MONITORING SYSTEM AS PER TECHNICALSPECIFICATION. | SET | 1 |  | INCLUDED
383 | 7000016524 | 3100 | Mandatory Spares | 1000024186 | SPARES FOR 336KV SURGE ARRESTER | LS | 1 |  | INCLUDED
384 | 7000016524 | 3110 | Mandatory Spares | 1000025943 | Spare-420kV CVT 1 | SET | 1 |  | INCLUDED
385 | 7000016524 | 3120 | Mandatory Spares | 1000019912 | Relay & protection Panels (with automation) | LS | 1 |  | INCLUDED
386 | 7000016524 | 3130 | Mandatory Spares | 1000019927 | Spares-Substation Automation System | LS | 1 |  | INCLUDED
387 | 7000016524 | 3140 | Mandatory Spares | 1000019213 | SPARES FOR PLCC | LS | 1 |  | INCLUDED
388 | 7000016524 | 3150 | Mandatory Spares | 1000032670 | COMMON SPARES FOR BUS BAR PROTECTION | LS | 1 |  | INCLUDED
389 | 7000016524 | 3550 | Mandatory Spare for GIS | 1000058332 | 400KV GIS-SF6 GAS PRESSURE RELIEF DEVICE ASSEMBLY OF EACH TYPE | EA | 1 |  | INCLUDED
390 | 7000016524 | 3560 | Mandatory Spare for GIS | 1000049817 | SF6 PRESSURE GAUGE CUM SWITCH /DENSITY MONITORS AND PRESSURESWITCH AS APPLICABLE, OF EACH TYPE-400KV GIS | SET | 2 |  | INCLUDED
391 | 7000016524 | 3570 | Mandatory Spare for GIS | 1000049753 | COUPLING DEVICE FOR PRESSURE GAUGE CUM SWITCH FOR CONNECTINGGAS HANDLING PLANT OF EACH TYPE-400KV GIS | SET | 1 |  | INCLUDED
392 | 7000016524 | 3580 | Mandatory Spare for GIS | 1000049762 | RUBBER GASKETS, Ã‚â‚¬Å’OÃ‚â‚¬Â RINGS AND SEALS FOR SF6 GAS FOR GISENCLOSURE OF EACH TYPE-400KV GIS | SET | 2 |  | INCLUDED
393 | 7000016524 | 3590 | Mandatory Spare for GIS | 1000058330 | 400KV GIS-MOLECULAR FILTER FOR SF6 GAS WITH FILTER BAGS (5 % OF TOTALWEIGHT) | SET | 1 |  | INCLUDED
394 | 7000016524 | 3600 | Mandatory Spare for GIS | 1000049750 | CONTROL VALVES FOR SF6 GAS OF EACH TYPE-400KV GIS | SET | 2 |  | INCLUDED
395 | 7000016524 | 3610 | Mandatory Spare for GIS | 1000058331 | 400KV GIS-SF6 GAS (5 % OF TOTAL GAS QUANTITY) | LOT | 1 |  | INCLUDED
396 | 7000016524 | 3620 | Mandatory Spare for GIS | 1000049783 | LOCKING DEVICE TO KEEP THE DIS-CONNECTORS (ISOLATORS)AND EARTHING/FAST EARTHING SWITCHES IN CLOSE OR OPEN POSITION IN CASEOF REMOVAL OF THE DRIVING MECHANISM-400KV GIS | SET | 2 |  | INCLUDED
397 | 7000016524 | 3630 | Mandatory Spare for GIS | 1000049505 | UHF PD SENSORS OF EACH TYPE ALONG WITH BNC CONNECTOR FOR 420KV GIS | EA | 3 |  | INCLUDED
398 | 7000016524 | 3640 | Mandatory Spare for GIS | 1000058334 | 400KV GIS-SUPPORT INSULATORS (GAS THROUGH) OF EACH TYPE (COMPLETE WITHMETAL RING ETC.) ALONG WITH ASSOCIATED CONTACTS AND SHIELDS | EA | 3 |  | INCLUDED
399 | 7000016524 | 3650 | Mandatory Spare for GIS | 1000058329 | 400KV GIS-GAS BARRIERS OF EACH TYPE (COMPLETE WITH METAL RING ETC.)ALONG WITH ASSOCIATED CONTACTS AND SHIELDS | EA | 3 |  | INCLUDED
400 | 7000016524 | 3660 | Mandatory Spare for GIS | 1000058333 | 400KV GIS- 3150A SF6 TO AIR BUSHING COMPLETE IN ALL RESPECT | EA | 1 |  | INCLUDED
401 | 7000016524 | 3670 | Mandatory Spare for GIS | 1000049498 | LCC SPARES - AUX. RELAYS, CONTACTORS,PUSH BUTTONS, SWITCHES,LAMPS,ANNUNCIATION WINDOWS, MCB, FUSES,TIMERS, TERMINAL BLOCKS ETC. OF EACHTYPE & RATING-400kV GIS | SET | 1 |  | INCLUDED
402 | 7000016524 | 3680 | Mandatory Spare for GIS | 1000058317 | 400KV GIS-ONE POLE OF 3150A CIRCUIT BREAKER WITHOUT PIR WITHINTERRUPTER, MAIN CIRCUIT, ENCLOSURE AND OPERATING MECHANISM COMPLETEIN ALL RESPECT | SET | 1 |  | INCLUDED
403 | 7000016524 | 3690 | Mandatory Spare for GIS | 1000021873 | Trip coil assembly with resistor for420kV GIS Circuit Breaker (asapplicable) | SET | 3 |  | INCLUDED
404 | 7000016524 | 3700 | Mandatory Spare for GIS | 1000009208 | Closing coil assembly with resistor for420kV GIS Circuit Breaker (asapplicable) | SET | 3 |  | INCLUDED
405 | 7000016524 | 3710 | Mandatory Spare for GIS | 1000058324 | RELAYS, POWER CONTACTORS, PUSH BUTTONS, TIMERS & MCBS ETC. (ASAPPLICABLE) OF EACH TYPE FOR 400KV GIS CIRCUIT BREAKER | SET | 1 |  | INCLUDED
406 | 7000016524 | 3720 | Mandatory Spare for GIS | 1000007067 | Auxiliary switch assembly of each type for 420kV GIS Circuit Breaker | SET | 1 |  | INCLUDED
407 | 7000016524 | 3730 | Mandatory Spare for GIS | 1000058323 | 400KV GIS CIRCUIT BREAKER-OPERATION COUNTER | EA | 1 |  | INCLUDED
408 | 7000016524 | 3740 | Mandatory Spare for GIS | 1000058320 | 400KV GIS CIRCUIT BREAKER-HYDRAULIC OPERATING MECHANISM WITH DRIVEMOTOR (FOR HYDRAULIC OPERATED MECHANISM, IF APPLICABLE) | SET | 1 |  | INCLUDED
409 | 7000016524 | 3750 | Mandatory Spare for GIS | 1000049759 | HYDRAULIC FILTER OF EACH TYPE (FOR HYDRAULIC OPERATED MECHANISM, IFPPLICABLE)-400KV GIS CIRCUIT BREKAER | SET | 1 |  | INCLUDED
410 | 7000016524 | 3760 | Mandatory Spare for GIS | 1000058319 | 400KV GIS CIRCUIT BREAKER- HOSE PIPE OF EACH TYPE (AS APPLICABLE) (FORHYDRAULIC OPERATED MECHANISM, IF APPLICABLE) | SET | 1 |  | INCLUDED
411 | 7000016524 | 3770 | Mandatory Spare for GIS | 1000058322 | 400KV GIS CIRCUIT BREAKER - N2 ACCUMULATOR (FOR HYDRAULIC OPERATEDMECHANISM, IF APPLICABLE) | SET | 1 |  | INCLUDED
412 | 7000016524 | 3780 | Mandatory Spare for GIS | 1000049835 | VALVES OF EACH TYPE (FOR HYDRAULIC OPERATED MECHANISM, IFAPPLICABLE)-400KV GIS CIRCUIT BREKAER | SET | 1 |  | INCLUDED
413 | 7000016524 | 3790 | Mandatory Spare for GIS | 1000049795 | PIPE LENGTH (COPPER & STEEL) OF EACH SIZE & TYPE (FOR HYDRAULICOPERATED MECHANISM, IF APPLICABLE)-400KV GIS CIRCUIT BREKAER | SET | 1 |  | INCLUDED
414 | 7000016524 | 3800 | Mandatory Spare for GIS | 1000049808 | PRESSURE SWITCHES OF EACH TYPE (FOR HYDRAULIC OPERATED MECHANISM, IFAPPLICABLE)-400KV GIS CIRCUIT BREKAER | SET | 1 |  | INCLUDED
415 | 7000016524 | 3810 | Mandatory Spare for GIS | 1000049805 | PRESSURE GAUGE WITH COUPLING DEVICE OF EACH TYPE (FOR HYDRAULICOPERATED MECHANISM, IF APPLICABLE)-400KV GIS CIRCUIT BREKAER | SET | 1 |  | INCLUDED
416 | 7000016524 | 3820 | Mandatory Spare for GIS | 1000058321 | 400KV GIS CIRCUIT BREAKER-HYDRAULIC OIL (5% OF TOTAL OIL QUANTITY)(FOR HYDRAULIC OPERATED MECHANISM, IF APPLICABLE) | SET | 1 |  | INCLUDED
417 | 7000016524 | 3830 | Mandatory Spare for GIS | 1000049799 | PRESSURE RELIEF DEVICE OF EACH TYPE (FOR HYDRAULIC OPERATED MECHANISM,IF APPLICABLE)-400KV GIS CIRCUIT BREKAER | SET | 1 |  | INCLUDED
418 | 7000016524 | 3840 | Mandatory Spare for GIS | 1000058325 | 400KV GIS CIRCUIT BREAKER-COMPLETE SPRING OPERATING MECHANISMINCLUDING CHARGING MECHANISM ETC. (FOR SPRING OPERATED MECHANISM, IFAPPLICABLE) | SET | 1 |  | INCLUDED
419 | 7000016524 | 3850 | Mandatory Spare for GIS | 1000058318 | 400KV GIS CIRCUIT BREAKER- COMPLETE HYDRAULIC-SPRING OPERATINGMECHANISM INCLUDING CHARGING MECHANISM ETC. (FOR HYDRAULIC-SPRINGOPERATED MECHANISM, IF APPLICABLE) | SET | 1 |  | INCLUDED
420 | 7000016524 | 3860 | Mandatory Spare for GIS | 1000049495 | PRESSURE SWITCHES OF EACH TYPE FOR420KV GIS CIRCUIT BREAKER (ForHydraulic-Spring Operated Mechanism, ifapplicable) | SET | 1 |  | INCLUDED
421 | 7000016524 | 3870 | Mandatory Spare for GIS | 1000049802 | PRESSURE GAUGE WITH COUPLING DEVICE OF EACH TYPE (FOR HYDRAULIC-SPRINGOPERATED MECHANISM, IF APPLICABLE)-400KV GIS CIRCUIT BREKAER | SET | 1 |  | INCLUDED
422 | 7000016524 | 3880 | Mandatory Spare for GIS | 1000058374 | 400kV GIS- Single phase of 3150Adisconnector switch including maincircuit, enclosure, driving mechanismand support insulator etc., complete inall respect (Note 1- The contractorshall supply spare for disconnectorswitch to ensure one to one replacementof all disconnector switch supplied asmain equipment without any requirementof modification in fittings at site tocover all different types ofdisconnector switch supplied. In case,quantity of supplied dis-connectorswitch types (for one to onereplacement) are more than the quantitymentioned in BPS for spare, thecontractor shall supply theseadditional types of disconnector switchwithout any additional priceimplication to POWERGRID and quantitiesof these additional type ofdisconnector switch are deem to beincluded in the quantities mentioned inBPS for spare disconnector. Note 2 - Incase, Dis-connector Switch (DS) & EarthSwitch (ES) is provided in a sameenclosure with common operatingmechanism, then the module comprisingof Dis-connector & Earth switch insingle enclosure with common operatingmechanism is to be provided under thehead of spare Dis-connector only. Note3- In case, Dis-connector Switch (DS)&Earth Switch (ES) is provided in asame enclosure with separate operatingmechanism, then the module comprisingof Dis-connector & Earth switch insingle enclosure with separateoperating mechanism is to be providedunder the head of spare Dis-connectoronly.) | EA | 2 |  | INCLUDED
423 | 7000016524 | 3890 | Mandatory Spare for GIS | 1000058314 | 400KV GIS- SINGLE PHASE MAINTENANCE EARTHING SWITCH INCLUDING MAINCIRCUIT, ENCLOSURE, DRIVING MECHANISM AND SUPPORT INSULATOR ETC.,COMPLETE IN ALL RESPECT (NOTE 1 - IN CASE, DIS-CONNECTOR SWITCH (DS) &EARTH SWITCH (ES) IS PROVIDED IN A SAME ENCLOSURE WITH COMMONOPERATING MECHANISM, THEN THE MODULE COMPRISING OF DIS-CONNECTOR &EARTH SWITCH IN SINGLE ENCLOSURE WITH COMMON OPERATING MECHANISM IS TOBE PROVIDED UNDER THE HEAD OF SPARE DIS-CONNECTOR ONLY. NOTE 2 - INCASE, DIS-CONNECTOR SWITCH (DS) & EARTH SWITCH (ES) IS PROVIDED IN ASAME ENCLOSURE WITH SEPARATE OPERATING MECHANISM, THEN THE MODULECOMPRISING OF DIS-CONNECTOR & EARTH SWITCH IN SINGLE ENCLOSURE WITHSEPARATE OPERATING MECHANISM IS TO BE PROVIDED UNDER THE HEAD OF SPAREDIS-CONNECTOR ONLY.) | EA | 1 |  | INCLUDED
424 | 7000016524 | 3900 | Mandatory Spare for GIS | 1000058310 | 400KV GIS - SINGLE PHASE FAST EARTHING SWITCH INCLUDING MAIN CIRCUIT,ENCLOSURE, DRIVING MECHANISM AND SUPPORT INSULATOR ETC., COMPLETE INALL RESPECT (NOTE 1 - IN CASE, DIS-CONNECTOR SWITCH (DS) & EARTHSWITCH (ES) IS PROVIDED IN A SAME ENCLOSURE WITH COMMON OPERATINGMECHANISM, THEN THE MODULE COMPRISING OF DIS-CONNECTOR & EARTH SWITCHIN SINGLE ENCLOSURE WITH COMMON OPERATING MECHANISM IS TO BE PROVIDEDUNDER THE HEAD OF SPARE DIS-CONNECTOR ONLY. NOTE 2 - IN CASE,DIS-CONNECTOR SWITCH (DS) & EARTH SWITCH (ES) IS PROVIDED IN A SAMEENCLOSURE WITH SEPARATE OPERATING MECHANISM, THEN THE MODULECOMPRISING OF DIS-CONNECTOR & EARTH SWITCH IN SINGLE ENCLOSURE WITHSEPARATE OPERATING MECHANISM IS TO BE PROVIDED UNDER THE HEAD OF SPAREDIS-CONNECTOR ONLY.) | EA | 1 |  | INCLUDED
425 | 7000016524 | 3910 | Mandatory Spare for GIS | 1000058305 | OPEN/CLOSE CONTACTOR ASSEMBLY, TIMERS, KEY INTERLOCK, INTERLOCKINGCOILS, RELAYS, PUSH BUTTONS, INDICATING LAMPS, POWER CONTACTORS,RESISTORS, FUSES, MCBS & DRIVE CONTROL CARDS ETC. (AS APPLICABLE) ONEOF EACH TYPE FOR ONE COMPLETE MOM BOX FOR 400KV GIS DISCONNECTORSWITCH | SET | 1 |  | INCLUDED
426 | 7000016524 | 3920 | Mandatory Spare for GIS | 1000058312 | OPEN/CLOSE CONTACTOR ASSEMBLY, TIMERS, KEY INTERLOCK, INTERLOCKINGCOILS, RELAYS, PUSH BUTTONS, INDICATING LAMPS, POWER CONTACTORS,RESISTORS, FUSES, MCBS & DRIVE CONTROL CARDS ETC. (AS APPLICABLE) ONEOF EACH TYPE FOR ONE COMPLETE MOM BOX FOR 400KV GIS MAINTENANCE EARTHSWITCH | SET | 1 |  | INCLUDED
427 | 7000016524 | 3930 | Mandatory Spare for GIS | 1000058308 | OPEN/CLOSE CONTACTOR ASSEMBLY, TIMERS, KEY INTERLOCK, INTERLOCKINGCOILS, RELAYS, PUSH BUTTONS, INDICATING LAMPS, POWER CONTACTORS,RESISTORS, FUSES, MCBS & DRIVE CONTROL CARDS ETC. (AS APPLICABLE) ONEOF EACH TYPE FOR ONE COMPLETE MOM BOX FOR 400KV GIS FAST EARTHINGSWITCH | SET | 1 |  | INCLUDED
428 | 7000016524 | 3940 | Mandatory Spare for GIS | 1000049776 | LIMIT SWITCHES AND AUX. SWITCHES FOR ONE COMPLETE MOM BOX FORDISCONNECTOR-400KV GIS | SET | 1 |  | INCLUDED
429 | 7000016524 | 3950 | Mandatory Spare for GIS | 1000049778 | LIMIT SWITCHES AND AUX. SWITCHES FOR ONE COMPLETE MOM BOX FORMAINTENANCE EARTHING SWITCH-400KV GIS | SET | 1 |  | INCLUDED
430 | 7000016524 | 3960 | Mandatory Spare for GIS | 1000049777 | LIMIT SWITCHES AND AUX. SWITCHES FOR ONE COMPLETE MOM BOX FOR FASTEARTHING SWITCH (IF APPLICABLE)-400KV GIS | SET | 1 |  | INCLUDED
431 | 7000016524 | 3970 | Mandatory Spare for GIS | 1000058306 | DRIVE MECHANISM FOR 400KV GIS DISCONNECTOR SWITCH | SET | 1 |  | INCLUDED
432 | 7000016524 | 3980 | Mandatory Spare for GIS | 1000058313 | DRIVE MECHANISM FOR 400KV GIS MAINTENANCE EARTH SWITCH | SET | 1 |  | INCLUDED
433 | 7000016524 | 3990 | Mandatory Spare for GIS | 1000058309 | DRIVE MECHANISM FOR 400KV GIS FAST EARTHING SWITCH | SET | 1 |  | INCLUDED
434 | 7000016524 | 4000 | Mandatory Spare for GIS | 1000058307 | MOTOR FOR DRIVE MECHANISM FOR 400KV GIS DISCONNECTOR SWITCH | EA | 1 |  | INCLUDED
435 | 7000016524 | 4010 | Mandatory Spare for GIS | 1000058315 | MOTOR FOR DRIVE MECHANISM FOR 400KVGIS MAINTENANCE EARTH SWITCH | EA | 1 |  | INCLUDED
436 | 7000016524 | 4020 | Mandatory Spare for GIS | 1000058311 | MOTOR FOR DRIVE MECHANISM FOR 400KV GIS FAST EARTHING SWITCH | EA | 1 |  | INCLUDED
437 | 7000016524 | 4030 | Mandatory Spare for GIS | 1000058327 | 400KV GIS- SINGLE PHASE OF CURRENT TRANSFORMER (3 CORES, TYPE-CTA)WITH ASSOCIATED ENCLOSURE AND PRIMARY CONDUCTOR COMPLETE IN ALLRESPECT | EA | 1 |  | INCLUDED
438 | 7000016524 | 4040 | Mandatory Spare for GIS | 1000058326 | 400KV GIS- SINGLE PHASE OF CURRENT TRANSFORMER (2 CORES, TYPE-CTB)WITH ASSOCIATED ENCLOSURE AND PRIMARY CONDUCTOR COMPLETE IN ALLRESPECT | EA | 1 |  | INCLUDED
439 | 7000016524 | 3290 | BoQ of Comm Equip at KALA | 1000031367 | SDH EQUIPMENT (STM-16 MADM UPTO 5 MSP PROTECTED DIRECTIONS)-BASEEQUIPMENT (COMMON CARDS, CROSS CONNECT/CONTROL CARDS, OPTICAL BASECARDS, POWER SUPPLY CARDS, POWER CABLING, OTHER HARDWARE ANDACCESSORIES INCLUDING SUB RACKS, PATCH CORD, DDF ETC FULLY EQUIPEDEXCLUDING OPTICAL INTERFACE & TRIBUTARY CARDS | EA | 1 |  | INCLUDED
440 | 7000016524 | 3300 | BoQ of Comm Equip at KALA | 1000018706 | S16.1 SFP | EA | 4 |  | INCLUDED
441 | 7000016524 | 3310 | BoQ of Comm Equip at KALA | 1000019315 | Optical Line Interface card (to support minimum 150 kms) | EA | 2 |  | INCLUDED
442 | 7000016524 | 3320 | BoQ of Comm Equip at KALA | 1000031374 | TRIBUTARY INTERFACE- E1 INTERFACE (MINIMUM 16 NOS.) | SET | 2 |  | INCLUDED
443 | 7000016524 | 3330 | BoQ of Comm Equip at KALA | 1000034950 | ETHERNET INTERFACE 10/100 BASE T WITH LAYER-2 SWITCHING (MIN 8INTERFACES PER CARD) | EA | 2 |  | INCLUDED
444 | 7000016524 | 3340 | BoQ of Comm Equip at KALA | 1000031381 | TRIBUTARY INTERFACE-GIGABIT ETHERNET INTERFACES 10/100 MBPS WITH LAYER-2 SWITCHING (MINIMUM 2 NOS.) | SET | 1 |  | INCLUDED
445 | 7000016524 | 3350 | BoQ of Comm Equip at KALA | 1000026228 | Equipment Cabinets For SDH | EA | 1 |  | INCLUDED
446 | 7000016524 | 3360 | BoQ of Comm Equip at KALA | 1000034998 | VOIP TELEPHONE INSTRUMENT WITH ONE COMMON SWITCH (MIN. 8 PORT) | EA | 2 |  | INCLUDED
447 | 7000016524 | 3370 | BoQ of Comm Equip at KALA | 1000030942 | 24F (DWSM) APPROACH FIBRE OPTIC CABLE INCLUDING ALL INSTALLATIONHARDWARE SET | KM | 1 |  | INCLUDED
448 | 7000016524 | 3380 | BoQ of Comm Equip at KALA | 1000023471 | OPGW Fibre Optic Distribution Panel (FODP): Indoor Type: 96F | EA | 1 |  | INCLUDED
449 | 7000016524 | 3400 | PMU for 400kV KALA-supply | 1000017518 | PMU with GPS Clock (clock can be either internal or external) | EA | 2 |  | INCLUDED
450 | 7000016524 | 3410 | PMU for 400kV KALA-supply | 1000022512 | WAMS Hardware - Time System (GPS receiver) | EA | 2 |  | INCLUDED
451 | 7000016524 | 3420 | PMU for 400kV KALA-supply | 1000022510 | WAMS Hardware - Substation Grade Layer-3 LAN Switches with minimum 4 x10/100 Mbps Ethernet ports and 2 x 1 Gbps Ethernet ports | EA | 3 |  | INCLUDED
452 | 7000016524 | 3430 | PMU for 400kV KALA-supply | 1000022487 | WAMS Miscellaneous - Armored Fibre Optic Cable and associatedtermination (e.g. L2 Switch) for connecting PMU panels located indifferent control room of a station | EA | 1 |  | INCLUDED
453 | 7000016524 | 3470 | Foundation Bolts Supply | 1000012366 | Fabrication, galvanising and supply of 28mm dia foundation boltsincluding nuts, checknuts, washers and packplates. | EA | 168 |  | INCLUDED
454 | 7000016524 | 3480 | Foundation Bolts Supply | 1000012367 | Fabrication, galvanising and supply of 32mm dia foundation boltsincluding nuts, checknuts, washers and packplates | EA | 12 |  | INCLUDED
455 | 7000016524 | 3490 | Foundation Bolts Supply | 1000012369 | Fabrication, galvanising and supply of 56mm dia foundation boltsincluding nuts, checknuts, washers and packplates | EA | 32 |  | INCLUDED
IV | Extn. works at 400kV Magarwada GIS
456 | 7000016524 | 4060 | 400kV GIS EQUIPMENT | 1000032802 | 420KV, 4000A,63KA GIS BUSBAR MODULE EXTENSION | SET | 2 |  | INCLUDED
457 | 7000016524 | 4070 | 400kV GIS EQUIPMENT | 1000004638 | 420 kV, 3150 A, 63 kA, SF6 GIS Linefeeder bay module(without PIR) as perSection-Project, Technicalspecification | SET | 2 |  | INCLUDED
458 | 7000016524 | 4080 | 400kV GIS EQUIPMENT | 1000032796 | 420KV, 3150A, 63KA SF6 TO AIR BUSHING including support structure | SET | 6 |  | INCLUDED
459 | 7000016524 | 4090 | 400kV GIS EQUIPMENT | 1000059207 | 420KV, 3000A, 63KA, SINGLE PHASE, SF6 GAS INSULATED BUS DUCT (GIB)OUTSIDE GIS HALL ALONGWITH ASSOCIATED SUPPORT STRUCTURE, ETC. AS PERTECHNICAL SPECIFICATION | M | 650 |  | INCLUDED
460 | 7000016524 | 4100 | 400kV AIS Equipment | 1000020419 | 336kV Surge Arrester (1-phase) | EA | 6 |  | INCLUDED
461 | 7000016524 | 4110 | 400kV AIS Equipment | 1000004535 | 420 kV, 4400 pF Capacitive Voltage Transformer (1-Phase) | EA | 6 |  | INCLUDED
462 | 7000016524 | 4120 | 400kV AIS Equipment | 1000004401 | 420 kV, 1 phase Bus Post Insulator (except for Line Traps) | EA | 12 |  | INCLUDED
463 | 7000016524 | 4130 | 400kV AIS Equipment | 1000004400 | 420 kV ,1 phase Bus Post Insulators for Line Traps | EA | 12 |  | INCLUDED
464 | 7000016524 | 4140 | Testing & Maintenance Equipment | 1000032132 | SF6 GAS ANALYZER | EA | 1 |  | INCLUDED
465 | 7000016524 | 4150 | Control & Relay Panel | 1000002165 | 400kV Circuit Breaker Relay Panel with Auto Reclose (with Automation) | EA | 2 |  | INCLUDED
466 | 7000016524 | 4160 | Control & Relay Panel | 1000003398 | 400kV Line Protection Panel (with Automation) | EA | 2 |  | INCLUDED
467 | 7000016524 | 4170 | Substation Automation System | 1000003409 | Augmentation of Substation automation System for 400kV Main bay as perTechnical Specification | EA | 2 |  | INCLUDED
468 | 7000016524 | 4640 | LT Switchgear | 1000055451 | EXTENSION OF LT SWITCHGEAR AS PER TECHNICAL SPECIFICATION | SET | 1 |  | INCLUDED
469 | 7000016524 | 4660 | Air conditioning &ventilation system | 1000025963 | Air conditioning sys-400kV GIS Hall LCC | SET | 1 |  | INCLUDED
470 | 7000016524 | 4670 | Air conditioning &ventilation system | 1000022409 | Ventillation system for 400kV GIS Hall Ext | SET | 1 |  | INCLUDED
471 | 7000016524 | 4700 | Fireprotection System | 1000012022 | 4.5 kg CO2 type Portable Fire extinguisher | EA | 4 |  | INCLUDED
472 | 7000016524 | 4710 | Fireprotection System | 1000012024 | Fire Extinguisher Dry Chemical Powder Type(5 Kg) for control room. | EA | 2 |  | INCLUDED
473 | 7000016524 | 4720 | Fireprotection System | 1000049460 | FIRE PROTECTION SYSTEM FOR LOCAL RELAY ROOM FOR 400KV GIS | SET | 1 |  | INCLUDED
474 | 7000016524 | 4730 | Fireprotection System | 1000032698 | FIRE PROTECTION SYSTEM-400KVGIS HALL EXENSION | SET | 1 |  | INCLUDED
475 | 7000016524 | 4740 | Fireprotection System | 1000012037 | Hydrant system, complete U/G piping and accessories etc. outside thePump House for Fire Protection of 400/220kV (Ext) Substation | SET | 1 |  | INCLUDED
476 | 7000016524 | 4180 | MAGARWADA END PLCC/DPC | 1000010014 | Coupling device for PLCC | SET | 2 |  | INCLUDED
477 | 7000016524 | 4190 | MAGARWADA END PLCC/DPC | 1000000046 | Carrier Equipment Analog type (for Speech+Data & Speech+Protection) | EA | 2 |  | INCLUDED
478 | 7000016524 | 4200 | MAGARWADA END PLCC/DPC | 1000017887 | Analog Protection Coupler for PLCC | EA | 2 |  | INCLUDED
479 | 7000016524 | 4210 | MAGARWADA END PLCC/DPC | 1000010638 | Digital Protection Coupler | EA | 2 |  | INCLUDED
480 | 7000016524 | 4220 | MAGARWADA END PLCC/DPC | 1000036908 | HF CABLE 75 OHMS FOR PLCC | KM | 1 |  | INCLUDED
481 | 7000016524 | 4230 | MAGARWADA END PLCC/DPC | 1000004290 | 400kV,3150A,0.5mH ,63kA Line Trap | EA | 4 |  | INCLUDED
482 | 7000016524 | 4240 | Illumination Switchyard | 1000038325 | LIGHTING FIXTURE LED LUMINAIRES TYPE FL2 AS PER TECH. SPECIFICATIONS | EA | 10 |  | INCLUDED
483 | 7000016524 | 4250 | Illumination Switchyard | 1000014547 | Lighting Panel type ACP-2 as per technical specification | EA | 1 |  | INCLUDED
484 | 7000016524 | 4260 | Illumination Indoor | 1000049467 | INDOOR LIGHTNING FOR GIS BUILDING (AS PER TECHNICAL SPECIFICATION) including AHU & Relay Rooms as applicable | SET | 1 |  | INCLUDED
485 | 7000016524 | 4270 | Steel Structure | 1000020138 | Fabrication, galvanising and supply of Standard 400 kV Tower TVincluding nuts, bolts, all type of washers, packplates, step bolts andgusset plates excluding foundation bolts | EA | 1 |  | INCLUDED
486 | 7000016524 | 4280 | Steel Structure | 1000020124 | Fabrication, galvanising and supply of Standard 400 kV Tower TBincluding nuts, bolts, all type of washers, packplates, step bolts andgusset plates excluding foundation bolts | EA | 1 |  | INCLUDED
487 | 7000016524 | 4290 | Steel Structure | 1000020195 | Fabrication, galvanising and supply ofStandard Pipe Structure - 400 kV,1-Phase, SA including nuts, bolts,all type of washers, packplates, stepbolts and gusset plates excludingfoundation bolts | EA | 6 |  | INCLUDED
488 | 7000016524 | 4300 | Steel Structure | 1000020193 | Fabrication, galvanising and supply of Standard Pipe Structure - 400kV CVT including nuts, bolts, all type of washers, packplates, stepbolts and gusset plates excluding foundation bolts | EA | 6 |  | INCLUDED
489 | 7000016524 | 4310 | Steel Structure | 1000020196 | Fabrication, galvanising and supply ofStd Pipe Structure - 400 kV, 1-Phase,BPI, (Excluding Wave Trap), includingnuts, bolts, all type of washers,packplates, step bolts and gussetplates excluding foundation bolts | EA | 12 |  | INCLUDED
490 | 7000016524 | 4320 | Steel Structure | 1000017568 | Standard Pipe Structure for 400kV BPI for WT (1- phase) | EA | 12 |  | INCLUDED
491 | 7000016524 | 4330 | Steel Structure | 1000020118 | Fabrication, galvanising and supply of Standard 400 kV Gantry G1including nuts, bolts, all type of washers, packplates, step bolts andgusset plates excluding foundation bolts | EA | 3 |  | INCLUDED
492 | 7000016524 | 4960 | 400kV Insulator and Hardware | 1000055991 | 400KV TENSION INSULATOR STRING AND ASSOCIATED HARDWARE FITTINGSWITH TURN BUCKLE SUITABLE FOR QUAD CONDUCTOR | EA | 9 |  | INCLUDED
493 | 7000016524 | 4970 | 400kV Insulator and Hardware | 1000055988 | 400KV SUSPENSION INSULATOR STRING AND ASSOCIATED HARDWARE FITTINGSWITH THROUGH CLAMP SUITABLE FOR QUAD CONDUCTOR | EA | 3 |  | INCLUDED
494 | 7000016524 | 4980 | 400kV Insulator and Hardware | 1000055984 | 400KV TENSION INSULATOR STRING AND ASSOCIATED HARDWARE FITTINGSWITHOUT TURN BUCKLE SUITABLE FOR QUAD CONDUCTOR | EA | 3 |  | INCLUDED
495 | 7000016524 | 4990 | 400kV Insulator and Hardware | 1000055986 | 400KV SUSPENSION INSULATOR STRING AND ASSOCIATED HARDWARE FITTINGSWITH DROP CLAMP SUITABLE FOR QUAD CONDUCTOR | EA | 6 |  | INCLUDED
496 | 7000016524 | 4340 | Erection Hardware | 1000011332 | Erection Hardware for 400kV DM type layout for GIS terminationarrangement-Line bay as per technical specification | SET | 2 |  | INCLUDED
497 | 7000016524 | 4350 | Power & Control Cables | 1000056265 | 1.1KV GRADE 27CX1.5 SQMM CONTROL CABLE | KM | 1 |  | INCLUDED
498 | 7000016524 | 4360 | Power & Control Cables | 1000056264 | 1.1KV GRADE 19CX1.5 SQMM CONTROL CABLE | KM | 1 |  | INCLUDED
499 | 7000016524 | 4370 | Power & Control Cables | 1000031887 | 1.1KV GRADE 10CX2.5 SQMM CONTROL CABLE | KM | 1 |  | INCLUDED
500 | 7000016524 | 4380 | Power & Control Cables | 1000031987 | 1.1KV GRADE 5CX2.5 SQMM CONTROL CABLE | KM | 2 |  | INCLUDED
501 | 7000016524 | 4390 | Power & Control Cables | 1000031964 | 1.1KV GRADE 3CX2.5 SQMM CONTROL CABLE | KM | 2 |  | INCLUDED
502 | 7000016524 | 4400 | Power & Control Cables | 1000031985 | 1.1KV GRADE 4CX6 SQMM (PVC) POWER CABLE | KM | 4 |  | INCLUDED
503 | 7000016524 | 4410 | Power & Control Cables | 1000031976 | 1.1KV GRADE 4CX16 SQMM (PVC) POWER CABLE | KM | 2 |  | INCLUDED
504 | 7000016524 | 4420 | Power & Control Cables | 1000031953 | 1.1KV GRADE 3.5CX35 SQMM (PVC) POWER CABLE | KM | 1 |  | INCLUDED
505 | 7000016524 | 4430 | Power & Control Cables | 1000031957 | 1.1KV GRADE 3.5CX70 SQMM (PVC) POWER CABLE | KM | 1 |  | INCLUDED
506 | 7000016524 | 4440 | Power & Control Cables | 1000032050 | 4PAIR, 0.5SQMM SCREENED CABLE | KM | 1 |  | INCLUDED
507 | 7000016524 | 4450 | Power & Control Cables | 1000031943 | 1.1KV GRADE 2CX6 SQMM (PVC) POWER CABLE | KM | 2 |  | INCLUDED
508 | 7000016524 | 4460 | Augumentation of VMS System | 1000030433 | COLOR IP CAMERA, WITH PAN, TILT AND ZOOM FACILITIES, ALONGWITH ALLREQUIRED ITEMS, ACCESSORIES, LINE INTERFACE UNITS, FIBER PATCH CORDS,POWER SUPPLY UNITS, JUNCTION BOXES, CABLES, FIBER OPTIC CABLES, ETC.,AND INCLUDING INTEGRATION IN EXISTING HARDWARE AND SOFTWARE FORAUGMENTATION OF VISUAL MONITORING SYSTEM AS PER TECHNICALSPECIFICATION. | SET | 1 |  | INCLUDED
509 | 7000016524 | 4470 | Mandatory Spares | 1000024186 | SPARES FOR 336KV SURGE ARRESTER | LS | 1 |  | INCLUDED
510 | 7000016524 | 4480 | Mandatory Spares | 1000025943 | Spare-420kV CVT 1 | SET | 1 |  | INCLUDED
511 | 7000016524 | 4490 | Mandatory Spares | 1000019912 | Relay & protection Panels (with automation) | LS | 1 |  | INCLUDED
512 | 7000016524 | 4500 | Mandatory Spares | 1000019927 | Spares-Substation Automation System | LS | 1 |  | INCLUDED
513 | 7000016524 | 4510 | Mandatory Spares | 1000019213 | SPARES FOR PLCC | LS | 1 |  | INCLUDED
514 | 7000016524 | 4520 | Mandatory Spares | 1000032670 | COMMON SPARES FOR BUS BAR PROTECTION | LS | 1 |  | INCLUDED
515 | 7000016524 | 5010 | Mandatory Spare for GIS | 1000058332 | 400KV GIS-SF6 GAS PRESSURE RELIEF DEVICE ASSEMBLY OF EACH TYPE | EA | 1 |  | INCLUDED
516 | 7000016524 | 5020 | Mandatory Spare for GIS | 1000049817 | SF6 PRESSURE GAUGE CUM SWITCH /DENSITY MONITORS AND PRESSURESWITCH AS APPLICABLE, OF EACH TYPE-400KV GIS | SET | 2 |  | INCLUDED
517 | 7000016524 | 5030 | Mandatory Spare for GIS | 1000049753 | COUPLING DEVICE FOR PRESSURE GAUGE CUM SWITCH FOR CONNECTINGGAS HANDLING PLANT OF EACH TYPE-400KV GIS | SET | 1 |  | INCLUDED
518 | 7000016524 | 5040 | Mandatory Spare for GIS | 1000049762 | RUBBER GASKETS, Ã‚â‚¬Å’OÃ‚â‚¬Â RINGS AND SEALS FOR SF6 GAS FOR GISENCLOSURE OF EACH TYPE-400KV GIS | SET | 2 |  | INCLUDED
519 | 7000016524 | 5050 | Mandatory Spare for GIS | 1000058330 | 400KV GIS-MOLECULAR FILTER FOR SF6 GAS WITH FILTER BAGS (5 % OF TOTALWEIGHT) | SET | 1 |  | INCLUDED
520 | 7000016524 | 5060 | Mandatory Spare for GIS | 1000049750 | CONTROL VALVES FOR SF6 GAS OF EACH TYPE-400KV GIS | SET | 2 |  | INCLUDED
521 | 7000016524 | 5070 | Mandatory Spare for GIS | 1000058331 | 400KV GIS-SF6 GAS (5 % OF TOTAL GAS QUANTITY) | LOT | 1 |  | INCLUDED
522 | 7000016524 | 5080 | Mandatory Spare for GIS | 1000049783 | LOCKING DEVICE TO KEEP THE DIS-CONNECTORS (ISOLATORS)AND EARTHING/FAST EARTHING SWITCHES IN CLOSE OR OPEN POSITION IN CASEOF REMOVAL OF THE DRIVING MECHANISM-400KV GIS | SET | 2 |  | INCLUDED
523 | 7000016524 | 5090 | Mandatory Spare for GIS | 1000049505 | UHF PD SENSORS OF EACH TYPE ALONG WITH BNC CONNECTOR FOR 420KV GIS | EA | 3 |  | INCLUDED
524 | 7000016524 | 5100 | Mandatory Spare for GIS | 1000058334 | 400KV GIS-SUPPORT INSULATORS (GAS THROUGH) OF EACH TYPE (COMPLETE WITHMETAL RING ETC.) ALONG WITH ASSOCIATED CONTACTS AND SHIELDS | EA | 3 |  | INCLUDED
525 | 7000016524 | 5110 | Mandatory Spare for GIS | 1000058329 | 400KV GIS-GAS BARRIERS OF EACH TYPE (COMPLETE WITH METAL RING ETC.)ALONG WITH ASSOCIATED CONTACTS AND SHIELDS | EA | 3 |  | INCLUDED
526 | 7000016524 | 5120 | Mandatory Spare for GIS | 1000058333 | 400KV GIS- 3150A SF6 TO AIR BUSHING COMPLETE IN ALL RESPECT | EA | 1 |  | INCLUDED
527 | 7000016524 | 5130 | Mandatory Spare for GIS | 1000049498 | LCC SPARES - AUX. RELAYS, CONTACTORS,PUSH BUTTONS, SWITCHES,LAMPS,ANNUNCIATION WINDOWS, MCB, FUSES,TIMERS, TERMINAL BLOCKS ETC. OF EACHTYPE & RATING-400kV GIS | SET | 1 |  | INCLUDED
528 | 7000016524 | 5140 | Mandatory Spare for GIS | 1000058317 | 400KV GIS-ONE POLE OF 3150A CIRCUIT BREAKER WITHOUT PIR WITHINTERRUPTER, MAIN CIRCUIT, ENCLOSURE AND OPERATING MECHANISM COMPLETEIN ALL RESPECT | SET | 1 |  | INCLUDED
529 | 7000016524 | 5150 | Mandatory Spare for GIS | 1000021873 | Trip coil assembly with resistor for420kV GIS Circuit Breaker (asapplicable) | SET | 3 |  | INCLUDED
530 | 7000016524 | 5160 | Mandatory Spare for GIS | 1000009208 | Closing coil assembly with resistor for420kV GIS Circuit Breaker (asapplicable) | SET | 3 |  | INCLUDED
531 | 7000016524 | 5170 | Mandatory Spare for GIS | 1000058324 | RELAYS, POWER CONTACTORS, PUSH BUTTONS, TIMERS & MCBS ETC. (ASAPPLICABLE) OF EACH TYPE FOR 400KV GIS CIRCUIT BREAKER | SET | 1 |  | INCLUDED
532 | 7000016524 | 5180 | Mandatory Spare for GIS | 1000007067 | Auxiliary switch assembly of each type for 420kV GIS Circuit Breaker | SET | 1 |  | INCLUDED
533 | 7000016524 | 5190 | Mandatory Spare for GIS | 1000058323 | 400KV GIS CIRCUIT BREAKER-OPERATION COUNTER | EA | 1 |  | INCLUDED
534 | 7000016524 | 5200 | Mandatory Spare for GIS | 1000058320 | 400KV GIS CIRCUIT BREAKER-HYDRAULIC OPERATING MECHANISM WITH DRIVEMOTOR (FOR HYDRAULIC OPERATED MECHANISM, IF APPLICABLE) | SET | 1 |  | INCLUDED
535 | 7000016524 | 5210 | Mandatory Spare for GIS | 1000049759 | HYDRAULIC FILTER OF EACH TYPE (FOR HYDRAULIC OPERATED MECHANISM, IFPPLICABLE)-400KV GIS CIRCUIT BREKAER | SET | 1 |  | INCLUDED
536 | 7000016524 | 5220 | Mandatory Spare for GIS | 1000058319 | 400KV GIS CIRCUIT BREAKER- HOSE PIPE OF EACH TYPE (AS APPLICABLE) (FORHYDRAULIC OPERATED MECHANISM, IF APPLICABLE) | SET | 1 |  | INCLUDED
537 | 7000016524 | 5230 | Mandatory Spare for GIS | 1000058322 | 400KV GIS CIRCUIT BREAKER - N2 ACCUMULATOR (FOR HYDRAULIC OPERATEDMECHANISM, IF APPLICABLE) | SET | 1 |  | INCLUDED
538 | 7000016524 | 5240 | Mandatory Spare for GIS | 1000049835 | VALVES OF EACH TYPE (FOR HYDRAULIC OPERATED MECHANISM, IFAPPLICABLE)-400KV GIS CIRCUIT BREKAER | SET | 1 |  | INCLUDED
539 | 7000016524 | 5250 | Mandatory Spare for GIS | 1000049795 | PIPE LENGTH (COPPER & STEEL) OF EACH SIZE & TYPE (FOR HYDRAULICOPERATED MECHANISM, IF APPLICABLE)-400KV GIS CIRCUIT BREKAER | SET | 1 |  | INCLUDED
540 | 7000016524 | 5260 | Mandatory Spare for GIS | 1000049808 | PRESSURE SWITCHES OF EACH TYPE (FOR HYDRAULIC OPERATED MECHANISM, IFAPPLICABLE)-400KV GIS CIRCUIT BREKAER | SET | 1 |  | INCLUDED
541 | 7000016524 | 5270 | Mandatory Spare for GIS | 1000049805 | PRESSURE GAUGE WITH COUPLING DEVICE OF EACH TYPE (FOR HYDRAULICOPERATED MECHANISM, IF APPLICABLE)-400KV GIS CIRCUIT BREKAER | SET | 1 |  | INCLUDED
542 | 7000016524 | 5280 | Mandatory Spare for GIS | 1000058321 | 400KV GIS CIRCUIT BREAKER-HYDRAULIC OIL (5% OF TOTAL OIL QUANTITY)(FOR HYDRAULIC OPERATED MECHANISM, IF APPLICABLE) | SET | 1 |  | INCLUDED
543 | 7000016524 | 5290 | Mandatory Spare for GIS | 1000049799 | PRESSURE RELIEF DEVICE OF EACH TYPE (FOR HYDRAULIC OPERATED MECHANISM,IF APPLICABLE)-400KV GIS CIRCUIT BREKAER | SET | 1 |  | INCLUDED
544 | 7000016524 | 5300 | Mandatory Spare for GIS | 1000058325 | 400KV GIS CIRCUIT BREAKER-COMPLETE SPRING OPERATING MECHANISMINCLUDING CHARGING MECHANISM ETC. (FOR SPRING OPERATED MECHANISM, IFAPPLICABLE) | SET | 1 |  | INCLUDED
545 | 7000016524 | 5310 | Mandatory Spare for GIS | 1000058318 | 400KV GIS CIRCUIT BREAKER- COMPLETE HYDRAULIC-SPRING OPERATINGMECHANISM INCLUDING CHARGING MECHANISM ETC. (FOR HYDRAULIC-SPRINGOPERATED MECHANISM, IF APPLICABLE) | SET | 1 |  | INCLUDED
546 | 7000016524 | 5320 | Mandatory Spare for GIS | 1000049495 | PRESSURE SWITCHES OF EACH TYPE FOR420KV GIS CIRCUIT BREAKER (ForHydraulic-Spring Operated Mechanism, ifapplicable) | SET | 1 |  | INCLUDED
547 | 7000016524 | 5330 | Mandatory Spare for GIS | 1000049802 | PRESSURE GAUGE WITH COUPLING DEVICE OF EACH TYPE (FOR HYDRAULIC-SPRINGOPERATED MECHANISM, IF APPLICABLE)-400KV GIS CIRCUIT BREKAER | SET | 1 |  | INCLUDED
548 | 7000016524 | 5340 | Mandatory Spare for GIS | 1000058374 | 400kV GIS- Single phase of 3150Adisconnector switch including maincircuit, enclosure, driving mechanismand support insulator etc., complete inall respect (Note 1- The contractorshall supply spare for disconnectorswitch to ensure one to one replacementof all disconnector switch supplied asmain equipment without any requirementof modification in fittings at site tocover all different types ofdisconnector switch supplied. In case,quantity of supplied dis-connectorswitch types (for one to onereplacement) are more than the quantitymentioned in BPS for spare, thecontractor shall supply theseadditional types of disconnector switchwithout any additional priceimplication to POWERGRID and quantitiesof these additional type ofdisconnector switch are deem to beincluded in the quantities mentioned inBPS for spare disconnector. Note 2 - Incase, Dis-connector Switch (DS) & EarthSwitch (ES) is provided in a sameenclosure with common operatingmechanism, then the module comprisingof Dis-connector & Earth switch insingle enclosure with common operatingmechanism is to be provided under thehead of spare Dis-connector only. Note3- In case, Dis-connector Switch (DS)&Earth Switch (ES) is provided in asame enclosure with separate operatingmechanism, then the module comprisingof Dis-connector & Earth switch insingle enclosure with separateoperating mechanism is to be providedunder the head of spare Dis-connectoronly.) | EA | 2 |  | INCLUDED
549 | 7000016524 | 5350 | Mandatory Spare for GIS | 1000058314 | 400KV GIS- SINGLE PHASE MAINTENANCE EARTHING SWITCH INCLUDING MAINCIRCUIT, ENCLOSURE, DRIVING MECHANISM AND SUPPORT INSULATOR ETC.,COMPLETE IN ALL RESPECT (NOTE 1 - IN CASE, DIS-CONNECTOR SWITCH (DS) &EARTH SWITCH (ES) IS PROVIDED IN A SAME ENCLOSURE WITH COMMONOPERATING MECHANISM, THEN THE MODULE COMPRISING OF DIS-CONNECTOR &EARTH SWITCH IN SINGLE ENCLOSURE WITH COMMON OPERATING MECHANISM IS TOBE PROVIDED UNDER THE HEAD OF SPARE DIS-CONNECTOR ONLY. NOTE 2 - INCASE, DIS-CONNECTOR SWITCH (DS) & EARTH SWITCH (ES) IS PROVIDED IN ASAME ENCLOSURE WITH SEPARATE OPERATING MECHANISM, THEN THE MODULECOMPRISING OF DIS-CONNECTOR & EARTH SWITCH IN SINGLE ENCLOSURE WITHSEPARATE OPERATING MECHANISM IS TO BE PROVIDED UNDER THE HEAD OF SPAREDIS-CONNECTOR ONLY.) | EA | 1 |  | INCLUDED
550 | 7000016524 | 5360 | Mandatory Spare for GIS | 1000058310 | 400KV GIS - SINGLE PHASE FAST EARTHING SWITCH INCLUDING MAIN CIRCUIT,ENCLOSURE, DRIVING MECHANISM AND SUPPORT INSULATOR ETC., COMPLETE INALL RESPECT (NOTE 1 - IN CASE, DIS-CONNECTOR SWITCH (DS) & EARTHSWITCH (ES) IS PROVIDED IN A SAME ENCLOSURE WITH COMMON OPERATINGMECHANISM, THEN THE MODULE COMPRISING OF DIS-CONNECTOR & EARTH SWITCHIN SINGLE ENCLOSURE WITH COMMON OPERATING MECHANISM IS TO BE PROVIDEDUNDER THE HEAD OF SPARE DIS-CONNECTOR ONLY. NOTE 2 - IN CASE,DIS-CONNECTOR SWITCH (DS) & EARTH SWITCH (ES) IS PROVIDED IN A SAMEENCLOSURE WITH SEPARATE OPERATING MECHANISM, THEN THE MODULECOMPRISING OF DIS-CONNECTOR & EARTH SWITCH IN SINGLE ENCLOSURE WITHSEPARATE OPERATING MECHANISM IS TO BE PROVIDED UNDER THE HEAD OF SPAREDIS-CONNECTOR ONLY.) | EA | 1 |  | INCLUDED
551 | 7000016524 | 5370 | Mandatory Spare for GIS | 1000058305 | OPEN/CLOSE CONTACTOR ASSEMBLY, TIMERS, KEY INTERLOCK, INTERLOCKINGCOILS, RELAYS, PUSH BUTTONS, INDICATING LAMPS, POWER CONTACTORS,RESISTORS, FUSES, MCBS & DRIVE CONTROL CARDS ETC. (AS APPLICABLE) ONEOF EACH TYPE FOR ONE COMPLETE MOM BOX FOR 400KV GIS DISCONNECTORSWITCH | SET | 1 |  | INCLUDED
552 | 7000016524 | 5380 | Mandatory Spare for GIS | 1000058312 | OPEN/CLOSE CONTACTOR ASSEMBLY, TIMERS, KEY INTERLOCK, INTERLOCKINGCOILS, RELAYS, PUSH BUTTONS, INDICATING LAMPS, POWER CONTACTORS,RESISTORS, FUSES, MCBS & DRIVE CONTROL CARDS ETC. (AS APPLICABLE) ONEOF EACH TYPE FOR ONE COMPLETE MOM BOX FOR 400KV GIS MAINTENANCE EARTHSWITCH | SET | 1 |  | INCLUDED
553 | 7000016524 | 5390 | Mandatory Spare for GIS | 1000058308 | OPEN/CLOSE CONTACTOR ASSEMBLY, TIMERS, KEY INTERLOCK, INTERLOCKINGCOILS, RELAYS, PUSH BUTTONS, INDICATING LAMPS, POWER CONTACTORS,RESISTORS, FUSES, MCBS & DRIVE CONTROL CARDS ETC. (AS APPLICABLE) ONEOF EACH TYPE FOR ONE COMPLETE MOM BOX FOR 400KV GIS FAST EARTHINGSWITCH | SET | 1 |  | INCLUDED
554 | 7000016524 | 5400 | Mandatory Spare for GIS | 1000049776 | LIMIT SWITCHES AND AUX. SWITCHES FOR ONE COMPLETE MOM BOX FORDISCONNECTOR-400KV GIS | SET | 1 |  | INCLUDED
555 | 7000016524 | 5410 | Mandatory Spare for GIS | 1000049778 | LIMIT SWITCHES AND AUX. SWITCHES FOR ONE COMPLETE MOM BOX FORMAINTENANCE EARTHING SWITCH-400KV GIS | SET | 1 |  | INCLUDED
556 | 7000016524 | 5420 | Mandatory Spare for GIS | 1000049777 | LIMIT SWITCHES AND AUX. SWITCHES FOR ONE COMPLETE MOM BOX FOR FASTEARTHING SWITCH (IF APPLICABLE)-400KV GIS | SET | 1 |  | INCLUDED
557 | 7000016524 | 5430 | Mandatory Spare for GIS | 1000058306 | DRIVE MECHANISM FOR 400KV GIS DISCONNECTOR SWITCH | SET | 1 |  | INCLUDED
558 | 7000016524 | 5440 | Mandatory Spare for GIS | 1000058313 | DRIVE MECHANISM FOR 400KV GIS MAINTENANCE EARTH SWITCH | SET | 1 |  | INCLUDED
559 | 7000016524 | 5450 | Mandatory Spare for GIS | 1000058309 | DRIVE MECHANISM FOR 400KV GIS FAST EARTHING SWITCH | SET | 1 |  | INCLUDED
560 | 7000016524 | 5460 | Mandatory Spare for GIS | 1000058307 | MOTOR FOR DRIVE MECHANISM FOR 400KV GIS DISCONNECTOR SWITCH | EA | 1 |  | INCLUDED
561 | 7000016524 | 5470 | Mandatory Spare for GIS | 1000058315 | MOTOR FOR DRIVE MECHANISM FOR 400KVGIS MAINTENANCE EARTH SWITCH | EA | 1 |  | INCLUDED
562 | 7000016524 | 5480 | Mandatory Spare for GIS | 1000058311 | MOTOR FOR DRIVE MECHANISM FOR 400KV GIS FAST EARTHING SWITCH | EA | 1 |  | INCLUDED
563 | 7000016524 | 5490 | Mandatory Spare for GIS | 1000058327 | 400KV GIS- SINGLE PHASE OF CURRENT TRANSFORMER (3 CORES, TYPE-CTA)WITH ASSOCIATED ENCLOSURE AND PRIMARY CONDUCTOR COMPLETE IN ALLRESPECT | EA | 1 |  | INCLUDED
564 | 7000016524 | 5500 | Mandatory Spare for GIS | 1000058326 | 400KV GIS- SINGLE PHASE OF CURRENT TRANSFORMER (2 CORES, TYPE-CTB)WITH ASSOCIATED ENCLOSURE AND PRIMARY CONDUCTOR COMPLETE IN ALLRESPECT | EA | 1 |  | INCLUDED
565 | 7000016524 | 4750 | BoQ of Comm Equip at MAGARWADA | 1000031367 | SDH EQUIPMENT (STM-16 MADM UPTO 5 MSP PROTECTED DIRECTIONS)-BASEEQUIPMENT (COMMON CARDS, CROSS CONNECT/CONTROL CARDS, OPTICAL BASECARDS, POWER SUPPLY CARDS, POWER CABLING, OTHER HARDWARE ANDACCESSORIES INCLUDING SUB RACKS, PATCH CORD, DDF ETC FULLY EQUIPEDEXCLUDING OPTICAL INTERFACE & TRIBUTARY CARDS | EA | 1 |  | INCLUDED
566 | 7000016524 | 4760 | BoQ of Comm Equip at MAGARWADA | 1000018706 | S16.1 SFP | EA | 4 |  | INCLUDED
567 | 7000016524 | 4770 | BoQ of Comm Equip at MAGARWADA | 1000031413 | OPTICAL INTERFACE/SFP-V16.2 | EA | 2 |  | INCLUDED
568 | 7000016524 | 4780 | BoQ of Comm Equip at MAGARWADA | 1000031374 | TRIBUTARY INTERFACE- E1 INTERFACE (MINIMUM 16 NOS.) | SET | 2 |  | INCLUDED
569 | 7000016524 | 4790 | BoQ of Comm Equip at MAGARWADA | 1000034950 | ETHERNET INTERFACE 10/100 BASE T WITH LAYER-2 SWITCHING (MIN 8INTERFACES PER CARD) | EA | 2 |  | INCLUDED
570 | 7000016524 | 4800 | BoQ of Comm Equip at MAGARWADA | 1000031381 | TRIBUTARY INTERFACE-GIGABIT ETHERNET INTERFACES 10/100 MBPS WITH LAYER-2 SWITCHING (MINIMUM 2 NOS.) | SET | 1 |  | INCLUDED
571 | 7000016524 | 4810 | BoQ of Comm Equip at MAGARWADA | 1000026228 | Equipment Cabinets For SDH | EA | 1 |  | INCLUDED
572 | 7000016524 | 4820 | BoQ of Comm Equip at MAGARWADA | 1000034998 | VOIP TELEPHONE INSTRUMENT WITH ONE COMMON SWITCH (MIN. 8 PORT) | EA | 2 |  | INCLUDED
573 | 7000016524 | 4830 | BoQ of Comm Equip at MAGARWADA | 1000030942 | 24F (DWSM) APPROACH FIBRE OPTIC CABLE INCLUDING ALL INSTALLATIONHARDWARE SET | KM | 1 |  | INCLUDED
574 | 7000016524 | 4840 | BoQ of Comm Equip at MAGARWADA | 1000023471 | OPGW Fibre Optic Distribution Panel (FODP): Indoor Type: 96F | EA | 1 |  | INCLUDED
575 | 7000016524 | 4860 | PMU for 400kV MAGARWADA-supply | 1000017518 | PMU with GPS Clock (clock can be either internal or external) | EA | 2 |  | INCLUDED
576 | 7000016524 | 4870 | PMU for 400kV MAGARWADA-supply | 1000022512 | WAMS Hardware - Time System (GPS receiver) | EA | 2 |  | INCLUDED
577 | 7000016524 | 4880 | PMU for 400kV MAGARWADA-supply | 1000022510 | WAMS Hardware - Substation Grade Layer-3 LAN Switches with minimum 4 x10/100 Mbps Ethernet ports and 2 x 1 Gbps Ethernet ports | EA | 3 |  | INCLUDED
578 | 7000016524 | 4890 | PMU for 400kV MAGARWADA-supply | 1000022487 | WAMS Miscellaneous - Armored Fibre Optic Cable and associatedtermination (e.g. L2 Switch) for connecting PMU panels located indifferent control room of a station | EA | 1 |  | INCLUDED
579 | 7000016524 | 4930 | Foundation Bolts Supply | 1000012366 | Fabrication, galvanising and supply of 28mm dia foundation boltsincluding nuts, checknuts, washers and packplates. | EA | 192 |  | INCLUDED
580 | 7000016524 | 4940 | Foundation Bolts Supply | 1000012367 | Fabrication, galvanising and supply of 32mm dia foundation boltsincluding nuts, checknuts, washers and packplates | EA | 12 |  | INCLUDED
581 | 7000016524 | 4950 | Foundation Bolts Supply | 1000012370 | Fabrication, galvanising and supply of 63mm dia foundation boltsincluding nuts, checknuts, washers and packplates | EA | 28 |  | INCLUDED
V | Bay Extn at 400kV Navsari (New)
582 | 7000016525 | 10 | 400kV GIS Equipment | 1000004505 | 420kV, 3150 A, 63 kA, SF6 GIS Tie baymodule(without PIR) as perSection-Project, Technicalspecification | SET | 1 |  | INCLUDED
583 | 7000016525 | 20 | 400kV GIS Equipment | 1000004637 | 420kV, 3150 A, 63 kA, SF6 GIS ICT feederbay module as per Section-Project,Technical specification | SET | 1 |  | INCLUDED
584 | 7000016525 | 30 | 400kV GIS Equipment | 1000058226 | 400KV GIS-SF6 TO OIL INTERFACE MOD- TR | SET | 3 |  | INCLUDED
585 | 7000016525 | 40 | 400kV GIS Equipment | 1000058335 | 400KV GIS- SINGLE PHASE GAS INSULATED SURGE ARRESTER WITH ASSOCIATEDENCLOSURE AND INSULATOR COMPLETE IN ALL RESPECT | EA | 6 |  | INCLUDED
586 | 7000016525 | 50 | 400kV GIS Equipment | 1000009713 | Controlled Switching Device for 420 kV, 3-ph Circuit Breaker | EA | 2 |  | INCLUDED
587 | 7000016525 | 60 | 400kV GIS Equipment | 1000059208 | 420KV, 3150 A, 63 KA, SF6 GIS ICT FEEDER BAY MODULE FOR IV SIDECONNECTION WITH 765KV ICT AS PER SECTION-PROJECT, TECHNICALSPECIFICATION | SET | 1 |  | INCLUDED
588 | 7000016525 | 70 | 400kV GIS Equipment | 1000059207 | 420KV, 3000A, 63KA, SINGLE PHASE, SF6 GAS INSULATED BUS DUCT (GIB)OUTSIDE GIS HALL ALONGWITH ASSOCIATED SUPPORT STRUCTURE, ETC. AS PERTECHNICAL SPECIFICATION | M | 500 |  | INCLUDED
589 | 7000016525 | 80 | 400kV Control & Relay Panel | 1000002165 | 400kV Circuit Breaker Relay Panel with Auto Reclose (with Automation) | EA | 3 |  | INCLUDED
590 | 7000016525 | 90 | Substation automation system | 1000003409 | Augmentation of Substation automation System for 400kV Main bay as perTechnical Specification | EA | 2 |  | INCLUDED
591 | 7000016525 | 100 | Substation automation system | 1000003411 | Augmentation of Substation automation System for 400kV Tie bay as perTechnical Specification | EA | 1 |  | INCLUDED
592 | 7000016525 | 110 | Erection Hardware | 1000011334 | Erection Hardware for 400kV I type layout for GIS terminationarrangement-Transformer bay as per technical specification | SET | 1 |  | INCLUDED
593 | 7000016525 | 120 | Power and Control Cables | 1000000442 | 1.1kV grade Control Cables (PVCinsulated) along withlugs,glands,straight joints &accessories,etc. | LS | 1 |  | INCLUDED
594 | 7000016525 | 130 | Power and Control Cables | 1000031985 | 1.1KV GRADE 4CX6 SQMM (PVC) POWER CABLE | KM | 10 |  | INCLUDED
595 | 7000016525 | 140 | Power and Control Cables | 1000031976 | 1.1KV GRADE 4CX16 SQMM (PVC) POWER CABLE | KM | 2 |  | INCLUDED
596 | 7000016525 | 150 | Power and Control Cables | 1000031943 | 1.1KV GRADE 2CX6 SQMM (PVC) POWER CABLE | KM | 1 |  | INCLUDED
597 | 7000016525 | 160 | Power and Control Cables | 1000031953 | 1.1KV GRADE 3.5CX35 SQMM (PVC) POWER CABLE | KM | 1 |  | INCLUDED
| TOTAL | [7 empty] | 0
Note: Bidders to note that the item description under various schedules are through unique material ID for respective items under SAP ERP System and therefore, identical item description appears in schedule-1(Ex-Works) & Schedule-2(F&I). However, the prices to be quoted in Price Schedule-2(F&I) shall be towards Local Transportation, In-transit Insurance, loading and unloading only in line with clause ITB 11.4(b).
| Date |  |  |  |  | Printed Name
| Place |  |  |  |  | Designation

## Sch-3
5002002195/GIS-INCLUDING/DOM/A02-CC CS -3 | [14 empty] | Schedule - 3
400kV GIS Substation Package SS-85 for: (i) (a) Establishment of Digital 400/220kV Navsari (New) (South Gujrat) GIS S/S (b) Extension works at 400kV Kala GIS S/S (c) Extension works at 400kV Magarwada GIS S/S under Transmission Network Expansion in Gujarat to increase its ATS from ISTS: Part B. (ii) 400kV GIS ICT bay extension under augmentation of transformation capacity at Navsari(New) 765/400kV GIS S/S under Transmission Network Expansion in Gujarat associated with integration of RE projects from Khavda potential RE Zone. (iii) 08 Nos 220kV GIS Feeder Bays at Navasri (New) as Deposit Work of GETCO.
(SCHEDULE OF RATES AND PRICES )
BIDDER:
0 | [11 empty] | To:
Bidder’s Name and Address (Sole Bidder) : | [11 empty] | Contract Services
Name : | [11 empty] | Power Grid Corporation of India Ltd.,
Address : | [11 empty] | "Saudamini", Plot No.-2
Sector-29,
Gurgaon (Haryana) - 122001
Installation Charges :
(All Prices are in Indian Rupees)
SI. No. | PR No | PR Line Item No | Activity Header | PR Activity No | Activity Description | Service Code | SAC (Service Accounting Codes) | Whether SAC in column ‘8’ is confirmed. If not indicate applicable the SAC # | Rate of GST applicable ( in %) | Whether rate of GST in column ‘10’ is confirmed. If not indicate applicable rate of GST # | Description | Unit | Quantity | Unit Erection Charges | Total Erection Charges |  | GST Before Discount | Discount | Total Price after discount | GST After Discount
1 | 2 | 3 | 4 | 5 | 6 | 7 | 8 | 9 | 10 | 11 | 12 | 13 | 14 | 15 | 16=14*15
I | Extn. works at 400kV Magarwada GIS
1 | 7000016524 | 4530 | 180 | 60 | 400kV GIS EQUIPMENT | 100003557 | 998736 |  | 18 |  | Extension of 420kV , 4000 A, 63 kA3 -phase SF6 GIS bus bar | SET | 2 |  | INCLUDED | 0 | 0 | 0 | 0 | 0 | 0
2 | 7000016524 | 4530 | 180 | 70 | 400kV GIS EQUIPMENT | 100002099 | 998736 |  | 18 |  | 420 kV, 3150 A, 63 kA, SF6 GIS Line feeder bay module(without PIR) as per Section-Project, Technical specification | SET | 2 |  | INCLUDED | 0 | 0 | 0 | 0 | 0 | 0
3 | 7000016524 | 4530 | 180 | 90 | 400kV GIS EQUIPMENT | 100002392 | 998736 |  | 18 |  | 420kV, SF6 to Air Bushing alongwithassociated support structure for 3150A,63 kA for 1 sec. Single Phase | EA | 6 |  | INCLUDED | 0 | 0 | 0 | 0 | 0 | 0
4 | 7000016524 | 4530 | 180 | 100 | 400kV GIS EQUIPMENT | 100023509 | 998736 |  | 18 |  | 420kV, 3000A, 63kA, Single phase, SF6 Gas Insulated Bus Duct (GIB) outside GIS Hall alongwith associated support structure, etc. asper Technical Specification | M | 650 |  | INCLUDED | 0 | 0 | 0 | 0 | 0 | 0
5 | 7000016524 | 4540 | 190 | 10 | 400kV AIS EQUIPMENT | 100000328 | 998736 |  | 18 |  | 336kV Surge Arrester (1-phase) | EA | 6 |  | INCLUDED | 0 | 0 | 0 | 0 | 0 | 0
6 | 7000016524 | 4540 | 190 | 20 | 400kV AIS EQUIPMENT | 100000275 | 998736 |  | 18 |  | 420 kV, 4400 pF Capacitive Voltage Transformer (1-Phase) | EA | 6 |  | INCLUDED | 0 | 0 | 0 | 0 | 0 | 0
7 | 7000016524 | 4540 | 190 | 30 | 400kV AIS EQUIPMENT | 100005443 | 998734 |  | 18 |  | 420KV, 1-PHASE BUS POST INSULATORS | EA | 12 |  | INCLUDED | 0 | 0 | 0 | 0 | 0 | 0
8 | 7000016524 | 4540 | 190 | 40 | 400kV AIS EQUIPMENT | 100000883 | 998734 |  | 18 |  | 420 kV ,1 phase Bus Post Insulators for Line Traps | EA | 12 |  | INCLUDED | 0 | 0 | 0 | 0 | 0 | 0
9 | 7000016524 | 4550 | 210 | 10 | Control & Relay Panel | 100000728 | 998736 |  | 18 |  | 400kV Circuit Breaker Relay Panel with Auto Reclose (with Automation) | EA | 2 |  | INCLUDED | 0 | 0 | 0 | 0 | 0 | 0
10 | 7000016524 | 4550 | 210 | 20 | Control & Relay Panel | 100000730 | 998736 |  | 18 |  | 400kV Line Protection Panel (with Automation) | EA | 2 |  | INCLUDED | 0 | 0 | 0 | 0 | 0 | 0
11 | 7000016524 | 4550 | 210 | 30 | Control & Relay Panel | 100000735 | 998736 |  | 18 |  | Augmentation of existing 400kV bus bar protection scheme.(No. of bays as per specification)-(with Automation) | SET | 1 |  | INCLUDED | 0 | 0 | 0 | 0 | 0 | 0
12 | 7000016524 | 4560 | 220 | 10 | Substation Automation System | 100002069 | 998736 |  | 18 |  | Augmentation of Substation automation System for 400kV Main bay as per Technical Specification | EA | 2 |  | INCLUDED | 0 | 0 | 0 | 0 | 0 | 0
13 | 7000016524 | 4650 | 221 | 10 | LT Switchgear | 100016772 | 998736 |  | 18 |  | Extension of LT Switchgear as per technical Specification | SET | 1 |  | INCLUDED | 0 | 0 | 0 | 0 | 0 | 0
14 | 7000016524 | 4680 | 222 | 30 | Air conditioning &ventilation system | 100002754 | 995463 |  | 18 |  | Airconditioning system-LCR-400kV GIS HALL | LS | 1 |  | INCLUDED | 0 | 0 | 0 | 0 | 0 | 0
15 | 7000016524 | 4680 | 222 | 40 | Air conditioning &ventilation system | 100001878 | 995463 |  | 18 |  | Ventillation system for 400kV GIS Hall Ext | SET | 1 |  | INCLUDED | 0 | 0 | 0 | 0 | 0 | 0
16 | 7000016524 | 4690 | 223 | 10 | Fireprotection System | 100000975 | 995461 |  | 18 |  | 4.5 kg CO2 type Portable Fire extinguisher | EA | 2 |  | INCLUDED | 0 | 0 | 0 | 0 | 0 | 0
17 | 7000016524 | 4690 | 223 | 30 | Fireprotection System | 100008181 | 998736 |  | 18 |  | Fire Protection System for local relay room for 400kV GIS | SET | 1 |  | INCLUDED | 0 | 0 | 0 | 0 | 0 | 0
18 | 7000016524 | 4690 | 223 | 50 | Fireprotection System | 100000976 | 998736 |  | 18 |  | 6Kg dry chemical powered type Portable Fire extinguisher | EA | 2 |  | INCLUDED | 0 | 0 | 0 | 0 | 0 | 0
19 | 7000016524 | 4690 | 223 | 60 | Fireprotection System | 100003513 | 998736 |  | 18 |  | FIRE PROTECTION SYSTEM-400KVGIS HALL EXENSION | SET | 1 |  | INCLUDED | 0 | 0 | 0 | 0 | 0 | 0
20 | 7000016524 | 4690 | 223 | 70 | Fireprotection System | 100001868 | 998736 |  | 18 |  | Hydrant system, complete U/G piping and accessories etc. outside the Pump House for Fire Protection of 400/220kV (Ext) Substation | SET | 1 |  | INCLUDED | 0 | 0 | 0 | 0 | 0 | 0
21 | 7000016524 | 4570 | 230 | 20 | MAGARWADA END PLCC/DPC | 100000886 | 998734 |  | 18 |  | Coupling device for PLCC | EA | 2 |  | INCLUDED | 0 | 0 | 0 | 0 | 0 | 0
22 | 7000016524 | 4570 | 230 | 30 | MAGARWADA END PLCC/DPC | 100000888 | 998734 |  | 18 |  | Carrier Equipment Analog type (for Speech+Data & Speech+Protection) | EA | 2 |  | INCLUDED | 0 | 0 | 0 | 0 | 0 | 0
23 | 7000016524 | 4570 | 230 | 40 | MAGARWADA END PLCC/DPC | 100000890 | 998734 |  | 18 |  | Protection Coupler (Analog) | EA | 2 |  | INCLUDED | 0 | 0 | 0 | 0 | 0 | 0
24 | 7000016524 | 4570 | 230 | 50 | MAGARWADA END PLCC/DPC | 100000891 | 998734 |  | 18 |  | Digital Protection Coupler | EA | 2 |  | INCLUDED | 0 | 0 | 0 | 0 | 0 | 0
25 | 7000016524 | 4570 | 230 | 60 | MAGARWADA END PLCC/DPC | 100003517 | 998734 |  | 18 |  | HF CABLE FOR PLCC-75 OHM (KM) | KM | 1 |  | INCLUDED | 0 | 0 | 0 | 0 | 0 | 0
26 | 7000016524 | 4570 | 230 | 70 | MAGARWADA END PLCC/DPC | 100002042 | 998734 |  | 18 |  | 400kV,3150A,0.5mH ,63kA Line Trap | EA | 4 |  | INCLUDED | 0 | 0 | 0 | 0 | 0 | 0
27 | 7000016524 | 4580 | 240 | 20 | Illumination Switchyard | 100004926 | 998731 |  | 18 |  | Lighting Fixture LED Luminaires type FL2 as per tech. specifications | EA | 10 |  | INCLUDED | 0 | 0 | 0 | 0 | 0 | 0
28 | 7000016524 | 4580 | 240 | 30 | Illumination Switchyard | 100001021 | 995461 |  | 18 |  | Lighting Panel type ACP-2 as per technical specification | EA | 1 |  | INCLUDED | 0 | 0 | 0 | 0 | 0 | 0
29 | 7000016524 | 4590 | 250 | 40 | Illumination Indoor | 100008185 | 998736 |  | 18 |  | Indoor Lightning for GIS Building (As per Technical specification) including AHU & Relay Rooms as applicable | SET | 1 |  | INCLUDED | 0 | 0 | 0 | 0 | 0 | 0
30 | 7000016524 | 4600 | 260 | 80 | Steel Structure | 100001166 | 995455 |  | 18 |  | Erection of Std 400 kV Tower TV including nuts, bolts, all type of washers, packplates, step bolts and gusset plates excludingfoundation bolts | EA | 1 |  | INCLUDED | 0 | 0 | 0 | 0 | 0 | 0
31 | 7000016524 | 4600 | 260 | 90 | Steel Structure | 100001171 | 995455 |  | 18 |  | Erection of Std 400 kV Gantry G1 including nuts, bolts, all type of washers, packplates, step bolts and gusset plates excludingfoundation bolts | EA | 3 |  | INCLUDED | 0 | 0 | 0 | 0 | 0 | 0
32 | 7000016524 | 4600 | 260 | 100 | Steel Structure | 100001213 | 995455 |  | 18 |  | Erection of Pipe Structure - 400 kV 1-Phase CVT including nuts, bolts, all type of washers, packplates, step bolts and gusset platesexcluding foundation bolts | EA | 6 |  | INCLUDED | 0 | 0 | 0 | 0 | 0 | 0
33 | 7000016524 | 4600 | 260 | 110 | Steel Structure | 100001216 | 995455 |  | 18 |  | Erection of Pipe Structure - 400 kV 1-Phase SA including nuts, bolts, all type of washers, packplates, step bolts and gusset platesexcluding foundation bolts | EA | 6 |  | INCLUDED | 0 | 0 | 0 | 0 | 0 | 0
34 | 7000016524 | 4600 | 260 | 120 | Steel Structure | 100013758 | 995455 |  | 18 |  | Erection of Pipe Structure - 400kV BPI for WT (1-phase) including nuts, bolts, all type of washers, packplates, step bolts andgusset plates excluding foundation bolts | EA | 12 |  | INCLUDED | 0 | 0 | 0 | 0 | 0 | 0
35 | 7000016524 | 4600 | 260 | 130 | Steel Structure | 100001217 | 995455 |  | 18 |  | Erection of Pipe Structure - 400 kV, 1-Phase, BPI, (Excluding Wave Trap), including nuts, bolts, all type of washers,packplates, step bolts and gusset plates excluding foundation bolts | EA | 12 |  | INCLUDED | 0 | 0 | 0 | 0 | 0 | 0
36 | 7000016524 | 4600 | 260 | 140 | Steel Structure | 100001152 | 995455 |  | 18 |  | Erection of Std 400 kV Tower TB including nuts, bolts, all type of washers, packplates, step bolts and gusset plates excludingfoundation bolts | EA | 1 |  | INCLUDED | 0 | 0 | 0 | 0 | 0 | 0
37 | 7000016524 | 5000 | 265 | 10 | 400kV Insulator and Hardware | 100017126 | 998731 |  | 18 |  | 400KV TENSION INSULATOR STRING AND ASSOCIATED HARDWARE FITTINGS WITH TURN BUCKLE SUITABLE FOR QUAD CONDUCTOR | EA | 9 |  | INCLUDED | 0 | 0 | 0 | 0 | 0 | 0
38 | 7000016524 | 5000 | 265 | 20 | 400kV Insulator and Hardware | 100017132 | 998731 |  | 18 |  | 400KV SUSPENSION INSULATOR STRING AND ASSOCIATED HARDWARE FITTINGS WITH THROUGH CLAMP SUITABLE FOR QUAD CONDUCTOR | EA | 3 |  | INCLUDED | 0 | 0 | 0 | 0 | 0 | 0
39 | 7000016524 | 5000 | 265 | 30 | 400kV Insulator and Hardware | 100017127 | 998731 |  | 18 |  | 400KV TENSION INSULATOR STRING AND ASSOCIATED HARDWARE FITTINGS WITHOUT TURN BUCKLE SUITABLE FOR QUAD CONDUCTOR | EA | 3 |  | INCLUDED | 0 | 0 | 0 | 0 | 0 | 0
40 | 7000016524 | 5000 | 265 | 40 | 400kV Insulator and Hardware | 100017133 | 998731 |  | 18 |  | 400KV SUSPENSION INSULATOR STRING AND ASSOCIATED HARDWARE FITTINGS WITH DROP CLAMP SUITABLE FOR QUAD CONDUCTOR | EA | 6 |  | INCLUDED | 0 | 0 | 0 | 0 | 0 | 0
41 | 7000016524 | 4610 | 270 | 40 | Erection Hardware | 100002161 | 998731 |  | 18 |  | Erection Hardware for 400kV DM type layout for GIS termination arrangement-Line bay as per technical specification | SET | 2 |  | INCLUDED | 0 | 0 | 0 | 0 | 0 | 0
42 | 7000016524 | 4620 | 280 | 10 | Power & Control Cables | 100002181 | 998736 |  | 18 |  | 1.1kV grade Power Cables (PVCinsulated)along withlugs,glands,straight joints &accessories,etc. | LS | 1 |  | INCLUDED | 0 | 0 | 0 | 0 | 0 | 0
43 | 7000016524 | 4620 | 280 | 20 | Power & Control Cables | 100002182 | 998736 |  | 18 |  | 1.1kV grade Control Cables (PVCinsulated) along withlugs,glands,straight joints &accessories,etc. | LS | 1 |  | INCLUDED | 0 | 0 | 0 | 0 | 0 | 0
44 | 7000016524 | 4630 | 290 | 10 | Augumentation of VMS System | 100002500 | 998731 |  | 18 |  | Color IP camera, with PAN, TILT and ZOOM facilities, alongwith all required Items, Accessories, Line Interface units, Fiber patchcords, Power supply units, Junction Boxes, Cables, Fiber Optic Cables, etc., and including Integration in existing Hardware andSoftware for Augmentation of Visual Monitoring System as per technical specification. | SET | 1 |  | INCLUDED | 0 | 0 | 0 | 0 | 0 | 0
45 | 7000016524 | 4850 | 330 | 10 | Instal of comm Equip at MAGARWADA | 100002812 | 998734 |  | 18 |  | SDH Equipment (STM-16 MADM upto 5 MSP protected directions)-Base Equipment (Common cards, Cross Connect/control cards, optical basecards, power supply cards, power cabling, other hardware and accessories including sub racks, patch cord, DDF etc fully equipedexcluding optical interface & Tributary cards | EA | 1 |  | INCLUDED | 0 | 0 | 0 | 0 | 0 | 0
46 | 7000016524 | 4850 | 330 | 20 | Instal of comm Equip at MAGARWADA | 170000433 | 998734 |  | 18 |  | Optical Interface Cards/SFP# -S16.1 for SDH Equipment-STM-16 | EA | 4 |  | INCLUDED | 0 | 0 | 0 | 0 | 0 | 0
47 | 7000016524 | 4850 | 330 | 30 | Instal of comm Equip at MAGARWADA | 100002813 | 998734 |  | 18 |  | Optical Interface/SFP-V16.2 | EA | 2 |  | INCLUDED | 0 | 0 | 0 | 0 | 0 | 0
48 | 7000016524 | 4850 | 330 | 40 | Instal of comm Equip at MAGARWADA | 100002825 | 998734 |  | 18 |  | Tributary interface- E1 interface (Minimum 16 nos.) | SET | 2 |  | INCLUDED | 0 | 0 | 0 | 0 | 0 | 0
49 | 7000016524 | 4850 | 330 | 50 | Instal of comm Equip at MAGARWADA | 170000550 | 998336 |  | 18 |  | Ethernet Interface 10/100 Base T with Layer-2 switching (Min 8 Interfaces per card) | EA | 2 |  | INCLUDED | 0 | 0 | 0 | 0 | 0 | 0
50 | 7000016524 | 4850 | 330 | 60 | Instal of comm Equip at MAGARWADA | 100002829 | 998734 |  | 18 |  | Tributary interface-Gigabit Ethernet Interfaces 10/100 Mbps with Layer -2 Switching (minimum 2 nos.) | SET | 1 |  | INCLUDED | 0 | 0 | 0 | 0 | 0 | 0
51 | 7000016524 | 4850 | 330 | 70 | Instal of comm Equip at MAGARWADA | 170000375 | 998734 |  | 18 |  | Equipment Cabinets-For SDH Equipments | EA | 1 |  | INCLUDED | 0 | 0 | 0 | 0 | 0 | 0
52 | 7000016524 | 4850 | 330 | 80 | Instal of comm Equip at MAGARWADA | 170000551 | 998336 |  | 18 |  | VOIP telephone instrument with one common switch (min. 8 port) | EA | 2 |  | INCLUDED | 0 | 0 | 0 | 0 | 0 | 0
53 | 7000016524 | 4850 | 330 | 90 | Instal of comm Equip at MAGARWADA | 100002882 | 998336 |  | 18 |  | Fibre Optic Approach cabling: Including installation hardware like ties/clips/cleats, conduits, ducts, supports, fittings,accessories etc.: 24 Fibre | KM | 1 |  | INCLUDED | 0 | 0 | 0 | 0 | 0 | 0
54 | 7000016524 | 4850 | 330 | 100 | Instal of comm Equip at MAGARWADA | 170000356 | 998336 |  | 18 |  | Fibre Optic Distribution Panel (FODP): Indoor Type: FC Coupling and mounted on ETSI 19" rack or slimline rack: Type 2 (96 Fibre) | EA | 1 |  | INCLUDED | 0 | 0 | 0 | 0 | 0 | 0
55 | 7000016524 | 4900 | 350 | 10 | PMU for 400kV MAGARWADA-service | 170000502 | 998713 |  | 18 |  | Service:- Phasor Measurement Unit (PMU) | EA | 2 |  | INCLUDED | 0 | 0 | 0 | 0 | 0 | 0
56 | 7000016524 | 4900 | 350 | 20 | PMU for 400kV MAGARWADA-service | 170000530 | 998734 |  | 18 |  | WAMS TIME SYSTEM(GPS RECEIVER) | EA | 2 |  | INCLUDED | 0 | 0 | 0 | 0 | 0 | 0
57 | 7000016524 | 4900 | 350 | 30 | PMU for 400kV MAGARWADA-service | 170000503 | 998713 |  | 18 |  | Installation of Substation Grade Layer-3 LAN Switches as per Technical Specification | EA | 3 |  | INCLUDED | 0 | 0 | 0 | 0 | 0 | 0
58 | 7000016524 | 4900 | 350 | 40 | PMU for 400kV MAGARWADA-service | 170000504 | 998713 |  | 18 |  | Services:- Armored Fibre Optic Cable and associated termination equipment | LOT | 1 |  | INCLUDED | 0 | 0 | 0 | 0 | 0 | 0
59 | 7000016524 | 4900 | 350 | 50 | PMU for 400kV MAGARWADA-service | 170000501 | 998734 |  | 18 |  | Integration of PMU with the PDC (Phasor Data Concentrator) of RLDCs and respective SLDCs as required. | LOT | 1 |  | INCLUDED | 0 | 0 | 0 | 0 | 0 | 0
60 | 7000016524 | 4910 | 360 | 10 | Civil Works | 100004518 | 995433 |  | 18 |  | Excavation in all kind of soil including rock for all leads and lifts, backfilling, disposal of surplus earth within a lead up to2Km as per technical specification. The surplus earth shall be roughly graded . | M3 | 2264 |  | INCLUDED | 0 | 0 | 0 | 0 | 0 | 0
61 | 7000016524 | 4910 | 360 | 20 | Civil Works | 100001325 | 995454 |  | 18 |  | Providing and laying of Plain Cement Concrete (PCC) (1:4:8) | M3 | 77 |  | INCLUDED | 0 | 0 | 0 | 0 | 0 | 0
62 | 7000016524 | 4910 | 360 | 30 | Civil Works | 100001326 | 995454 |  | 18 |  | Providing and laying of Plain Cement Concrete (PCC) (1:2:4) | M3 | 3 |  | INCLUDED | 0 | 0 | 0 | 0 | 0 | 0
63 | 7000016524 | 4910 | 360 | 40 | Civil Works | 100001328 | 995454 |  | 18 |  | Providing and laying Plain Cement Concrete 1:5:10 (1 cement : 5 sand : 10 brick aggregate) | M3 | 180 |  | INCLUDED | 0 | 0 | 0 | 0 | 0 | 0
64 | 7000016524 | 4910 | 360 | 50 | Civil Works | 100016607 | 995451 |  | 18 |  | Providing and laying of Reinforced Cement Concrete M30 including pre cast, shuttering, Grouting of pockets & underpinning butexcluding steel reinforcement | M3 | 719 |  | INCLUDED | 0 | 0 | 0 | 0 | 0 | 0
65 | 7000016524 | 4910 | 360 | 60 | Civil Works | 100001329 | 995454 |  | 18 |  | Steel Reinforcement | MT | 50 |  | INCLUDED | 0 | 0 | 0 | 0 | 0 | 0
66 | 7000016524 | 4910 | 360 | 70 | Civil Works | 100001331 | 995455 |  | 18 |  | Misc. Structural steel including rails, embedments, edge protection angles, gratings etc. but excluding the reinforcement steel andsteel for lattice and pipe structures. | MT | 3 |  | INCLUDED | 0 | 0 | 0 | 0 | 0 | 0
67 | 7000016524 | 4910 | 360 | 80 | Civil Works | 100001714 | 995428 |  | 18 |  | Stone spreading in switchyard excluding PCC | M2 | 2000 |  | INCLUDED | 0 | 0 | 0 | 0 | 0 | 0
68 | 7000016524 | 4910 | 360 | 90 | Civil Works | 100001713 | 995424 |  | 18 |  | Antiweed treatment | M2 | 2400 |  | INCLUDED | 0 | 0 | 0 | 0 | 0 | 0
69 | 7000016524 | 4910 | 360 | 100 | Civil Works | 100001712 | 995428 |  | 18 |  | Removing,cleaning and washing of existing stones and respreading of stones in switchyard excluding PCC | M2 | 400 |  | INCLUDED | 0 | 0 | 0 | 0 | 0 | 0
70 | 7000016524 | 4910 | 360 | 110 | Civil Works | 100004362 | 995414 |  | 18 |  | Extension of 400kV RCC GIS Building - All civil works as per drawing and specifications complete, including - brickwork, finishing(external and internal), windows etc.However, excavation, PCC, RCC and reinforcement shall be paid separately as per BPS. | M2 | 256 |  | INCLUDED | 0 | 0 | 0 | 0 | 0 | 0
71 | 7000016524 | 4910 | 360 | 120 | Civil Works | 100004321 | 995416 |  | 18 |  | EXTENSION OF PANEL ROOM FOR 400 KV GIS HALL BUIDING (RCC) EXCLUDING EXCAVATION,PCC,RCC AND REINFORCEMENT BUT INCLUDING FINISHING(INTERNAL & EXTERNAL) & ALL CIVIL WORKS INCLUDING INTERNAL FOUNATIONS AND CABLE TRENCH ETC. COMPLETE IN ALL RESPECT AS PERSPECIFICATION | M2 | 25 |  | INCLUDED | 0 | 0 | 0 | 0 | 0 | 0
72 | 7000016524 | 4910 | 360 | 130 | Civil Works | 100005130 | 995413 |  | 18 |  | All civil works as per drawing and specifications complete, including - brickwork, finishing (external and internal), windows etc.for AHU Room. However, excavation, PCC, RCC and reinforcement shall be paid separately as per BPS. | M2 | 20 |  | INCLUDED | 0 | 0 | 0 | 0 | 0 | 0
73 | 7000016524 | 4920 | 370 | 10 | Foundation Bolts Erection | 100001674 | 995455 |  | 18 |  | Erection of 28mm dia foundation bolts including nuts, checknuts, washers and packplates. | EA | 192 |  | INCLUDED | 0 | 0 | 0 | 0 | 0 | 0
74 | 7000016524 | 4920 | 370 | 20 | Foundation Bolts Erection | 100001675 | 995455 |  | 18 |  | Erection of 32mm dia foundation bolts including nuts, checknuts, washers and packplates | EA | 12 |  | INCLUDED | 0 | 0 | 0 | 0 | 0 | 0
75 | 7000016524 | 4920 | 370 | 30 | Foundation Bolts Erection | 100001677 | 995455 |  | 18 |  | Erection of 56mm dia foundation bolts including nuts, checknuts, washers and packplates | EA | 28 |  | INCLUDED | 0 | 0 | 0 | 0 | 0 | 0
II | Extn. works at 400kV Kala GIS S/S
76 | 7000016524 | 3170 | 140 | 60 | 400kV GIS EQUIPMENT | 100003557 | 998736 |  | 18 |  | Extension of 420kV , 4000 A, 63 kA3 -phase SF6 GIS bus bar | SET | 2 |  | INCLUDED | 0 | 0 | 0 | 0 | 0 | 0
77 | 7000016524 | 3170 | 140 | 70 | 400kV GIS EQUIPMENT | 100002099 | 998736 |  | 18 |  | 420 kV, 3150 A, 63 kA, SF6 GIS Line feeder bay module(without PIR) as per Section-Project, Technical specification | SET | 2 |  | INCLUDED | 0 | 0 | 0 | 0 | 0 | 0
78 | 7000016524 | 3170 | 140 | 90 | 400kV GIS EQUIPMENT | 100002392 | 998736 |  | 18 |  | 420kV, SF6 to Air Bushing alongwithassociated support structure for 3150A,63 kA for 1 sec. Single Phase | EA | 6 |  | INCLUDED | 0 | 0 | 0 | 0 | 0 | 0
79 | 7000016524 | 3170 | 140 | 100 | 400kV GIS EQUIPMENT | 100023509 | 998736 |  | 18 |  | 420kV, 3000A, 63kA, Single phase, SF6 Gas Insulated Bus Duct (GIB) outside GIS Hall alongwith associated support structure, etc. asper Technical Specification | M | 400 |  | INCLUDED | 0 | 0 | 0 | 0 | 0 | 0
80 | 7000016524 | 3180 | 150 | 10 | 400kV AIS Equipment | 100000328 | 998736 |  | 18 |  | 336kV Surge Arrester (1-phase) | EA | 6 |  | INCLUDED | 0 | 0 | 0 | 0 | 0 | 0
81 | 7000016524 | 3180 | 150 | 20 | 400kV AIS Equipment | 100000275 | 998736 |  | 18 |  | 420 kV, 4400 pF Capacitive Voltage Transformer (1-Phase) | EA | 6 |  | INCLUDED | 0 | 0 | 0 | 0 | 0 | 0
82 | 7000016524 | 3180 | 150 | 30 | 400kV AIS Equipment | 100005443 | 998734 |  | 18 |  | 420KV, 1-PHASE BUS POST INSULATORS | EA | 12 |  | INCLUDED | 0 | 0 | 0 | 0 | 0 | 0
83 | 7000016524 | 3180 | 150 | 40 | 400kV AIS Equipment | 100000883 | 998734 |  | 18 |  | 420 kV ,1 phase Bus Post Insulators for Line Traps | EA | 12 |  | INCLUDED | 0 | 0 | 0 | 0 | 0 | 0
84 | 7000016524 | 3190 | 170 | 10 | Control & Relay Panel | 100000728 | 998736 |  | 18 |  | 400kV Circuit Breaker Relay Panel with Auto Reclose (with Automation) | EA | 2 |  | INCLUDED | 0 | 0 | 0 | 0 | 0 | 0
85 | 7000016524 | 3190 | 170 | 20 | Control & Relay Panel | 100000730 | 998736 |  | 18 |  | 400kV Line Protection Panel (with Automation) | EA | 2 |  | INCLUDED | 0 | 0 | 0 | 0 | 0 | 0
86 | 7000016524 | 3190 | 170 | 30 | Control & Relay Panel | 100000735 | 998736 |  | 18 |  | Augmentation of existing 400kV bus bar protection scheme.(No. of bays as per specification)-(with Automation) | SET | 1 |  | INCLUDED | 0 | 0 | 0 | 0 | 0 | 0
87 | 7000016524 | 3200 | 180 | 10 | Substation Automation System | 100002069 | 998736 |  | 18 |  | Augmentation of Substation automation System for 400kV Main bay as per Technical Specification | EA | 2 |  | INCLUDED | 0 | 0 | 0 | 0 | 0 | 0
88 | 7000016524 | 3280 | 182 | 50 | Air conditioning system of LCR Room | 100002754 | 995463 |  | 18 |  | Airconditioning system-LCR-400kV GIS HALL | LS | 1 |  | INCLUDED | 0 | 0 | 0 | 0 | 0 | 0
89 | 7000016524 | 3210 | 190 | 20 | KALA END PLCC/DPC | 100000886 | 998734 |  | 18 |  | Coupling device for PLCC | EA | 2 |  | INCLUDED | 0 | 0 | 0 | 0 | 0 | 0
90 | 7000016524 | 3210 | 190 | 30 | KALA END PLCC/DPC | 100000888 | 998734 |  | 18 |  | Carrier Equipment Analog type (for Speech+Data & Speech+Protection) | EA | 2 |  | INCLUDED | 0 | 0 | 0 | 0 | 0 | 0
91 | 7000016524 | 3210 | 190 | 40 | KALA END PLCC/DPC | 100000890 | 998734 |  | 18 |  | Protection Coupler (Analog) | EA | 2 |  | INCLUDED | 0 | 0 | 0 | 0 | 0 | 0
92 | 7000016524 | 3210 | 190 | 50 | KALA END PLCC/DPC | 100000891 | 998734 |  | 18 |  | Digital Protection Coupler | EA | 2 |  | INCLUDED | 0 | 0 | 0 | 0 | 0 | 0
93 | 7000016524 | 3210 | 190 | 60 | KALA END PLCC/DPC | 100003517 | 998734 |  | 18 |  | HF CABLE FOR PLCC-75 OHM (KM) | KM | 1 |  | INCLUDED | 0 | 0 | 0 | 0 | 0 | 0
94 | 7000016524 | 3210 | 190 | 70 | KALA END PLCC/DPC | 100002042 | 998734 |  | 18 |  | 400kV,3150A,0.5mH ,63kA Line Trap | EA | 4 |  | INCLUDED | 0 | 0 | 0 | 0 | 0 | 0
95 | 7000016524 | 3220 | 200 | 20 | Illumination Switchyard | 100004926 | 998731 |  | 18 |  | Lighting Fixture LED Luminaires type FL2 as per tech. specifications | EA | 10 |  | INCLUDED | 0 | 0 | 0 | 0 | 0 | 0
96 | 7000016524 | 3220 | 200 | 30 | Illumination Switchyard | 100001021 | 995461 |  | 18 |  | Lighting Panel type ACP-2 as per technical specification | EA | 1 |  | INCLUDED | 0 | 0 | 0 | 0 | 0 | 0
97 | 7000016524 | 3230 | 210 | 20 | Steel Structure | 100001166 | 995455 |  | 18 |  | Erection of Std 400 kV Tower TV including nuts, bolts, all type of washers, packplates, step bolts and gusset plates excludingfoundation bolts | EA | 1 |  | INCLUDED | 0 | 0 | 0 | 0 | 0 | 0
98 | 7000016524 | 3230 | 210 | 30 | Steel Structure | 100001171 | 995455 |  | 18 |  | Erection of Std 400 kV Gantry G1 including nuts, bolts, all type of washers, packplates, step bolts and gusset plates excludingfoundation bolts | EA | 3 |  | INCLUDED | 0 | 0 | 0 | 0 | 0 | 0
99 | 7000016524 | 3230 | 210 | 40 | Steel Structure | 100001213 | 995455 |  | 18 |  | Erection of Pipe Structure - 400 kV 1-Phase CVT including nuts, bolts, all type of washers, packplates, step bolts and gusset platesexcluding foundation bolts | EA | 6 |  | INCLUDED | 0 | 0 | 0 | 0 | 0 | 0
100 | 7000016524 | 3230 | 210 | 50 | Steel Structure | 100001216 | 995455 |  | 18 |  | Erection of Pipe Structure - 400 kV 1-Phase SA including nuts, bolts, all type of washers, packplates, step bolts and gusset platesexcluding foundation bolts | EA | 6 |  | INCLUDED | 0 | 0 | 0 | 0 | 0 | 0
101 | 7000016524 | 3230 | 210 | 80 | Steel Structure | 100013758 | 995455 |  | 18 |  | Erection of Pipe Structure - 400kV BPI for WT (1-phase) including nuts, bolts, all type of washers, packplates, step bolts andgusset plates excluding foundation bolts | EA | 12 |  | INCLUDED | 0 | 0 | 0 | 0 | 0 | 0
102 | 7000016524 | 3230 | 210 | 90 | Steel Structure | 100001217 | 995455 |  | 18 |  | Erection of Pipe Structure - 400 kV, 1-Phase, BPI, (Excluding Wave Trap), including nuts, bolts, all type of washers,packplates, step bolts and gusset plates excluding foundation bolts | EA | 12 |  | INCLUDED | 0 | 0 | 0 | 0 | 0 | 0
103 | 7000016524 | 3230 | 210 | 100 | Steel Structure | 100001152 | 995455 |  | 18 |  | Erection of Std 400 kV Tower TB including nuts, bolts, all type of washers, packplates, step bolts and gusset plates excludingfoundation bolts | EA | 1 |  | INCLUDED | 0 | 0 | 0 | 0 | 0 | 0
104 | 7000016524 | 4050 | 215 | 10 | 400kV Insulator and Hardware | 100017126 | 998731 |  | 18 |  | 400KV TENSION INSULATOR STRING AND ASSOCIATED HARDWARE FITTINGS WITH TURN BUCKLE SUITABLE FOR QUAD CONDUCTOR | EA | 9 |  | INCLUDED | 0 | 0 | 0 | 0 | 0 | 0
105 | 7000016524 | 4050 | 215 | 20 | 400kV Insulator and Hardware | 100017132 | 998731 |  | 18 |  | 400KV SUSPENSION INSULATOR STRING AND ASSOCIATED HARDWARE FITTINGS WITH THROUGH CLAMP SUITABLE FOR QUAD CONDUCTOR | EA | 3 |  | INCLUDED | 0 | 0 | 0 | 0 | 0 | 0
106 | 7000016524 | 4050 | 215 | 30 | 400kV Insulator and Hardware | 100017127 | 998731 |  | 18 |  | 400KV TENSION INSULATOR STRING AND ASSOCIATED HARDWARE FITTINGS WITHOUT TURN BUCKLE SUITABLE FOR QUAD CONDUCTOR | EA | 3 |  | INCLUDED | 0 | 0 | 0 | 0 | 0 | 0
107 | 7000016524 | 4050 | 215 | 40 | 400kV Insulator and Hardware | 100017133 | 998731 |  | 18 |  | 400KV SUSPENSION INSULATOR STRING AND ASSOCIATED HARDWARE FITTINGS WITH DROP CLAMP SUITABLE FOR QUAD CONDUCTOR | EA | 6 |  | INCLUDED | 0 | 0 | 0 | 0 | 0 | 0
108 | 7000016524 | 3240 | 220 | 40 | Erection Hardware | 100002161 | 998731 |  | 18 |  | Erection Hardware for 400kV DM type layout for GIS termination arrangement-Line bay as per technical specification | SET | 2 |  | INCLUDED | 0 | 0 | 0 | 0 | 0 | 0
109 | 7000016524 | 3250 | 230 | 10 | Power & Control Cables | 100002181 | 998736 |  | 18 |  | 1.1kV grade Power Cables (PVCinsulated)along withlugs,glands,straight joints &accessories,etc. | LS | 1 |  | INCLUDED | 0 | 0 | 0 | 0 | 0 | 0
110 | 7000016524 | 3250 | 230 | 20 | Power & Control Cables | 100002182 | 998736 |  | 18 |  | 1.1kV grade Control Cables (PVCinsulated) along withlugs,glands,straight joints &accessories,etc. | LS | 1 |  | INCLUDED | 0 | 0 | 0 | 0 | 0 | 0
111 | 7000016524 | 3260 | 240 | 10 | Augumentation of VMS System | 100002500 | 998731 |  | 18 |  | Color IP camera, with PAN, TILT and ZOOM facilities, alongwith all required Items, Accessories, Line Interface units, Fiber patchcords, Power supply units, Junction Boxes, Cables, Fiber Optic Cables, etc., and including Integration in existing Hardware andSoftware for Augmentation of Visual Monitoring System as per technical specification. | SET | 1 |  | INCLUDED | 0 | 0 | 0 | 0 | 0 | 0
112 | 7000016524 | 3390 | 290 | 10 | Instal of comm Equip at KALA | 100002812 | 998734 |  | 18 |  | SDH Equipment (STM-16 MADM upto 5 MSP protected directions)-Base Equipment (Common cards, Cross Connect/control cards, optical basecards, power supply cards, power cabling, other hardware and accessories including sub racks, patch cord, DDF etc fully equipedexcluding optical interface & Tributary cards | EA | 1 |  | INCLUDED | 0 | 0 | 0 | 0 | 0 | 0
113 | 7000016524 | 3390 | 290 | 20 | Instal of comm Equip at KALA | 170000433 | 998734 |  | 18 |  | Optical Interface Cards/SFP# -S16.1 for SDH Equipment-STM-16 | EA | 4 |  | INCLUDED | 0 | 0 | 0 | 0 | 0 | 0
114 | 7000016524 | 3390 | 290 | 30 | Instal of comm Equip at KALA | 170000374 | 998734 |  | 18 |  | Optical Interface Card (to support minimum 150 kms) for STM-16 | EA | 2 |  | INCLUDED | 0 | 0 | 0 | 0 | 0 | 0
115 | 7000016524 | 3390 | 290 | 40 | Instal of comm Equip at KALA | 100002825 | 998734 |  | 18 |  | Tributary interface- E1 interface (Minimum 16 nos.) | SET | 2 |  | INCLUDED | 0 | 0 | 0 | 0 | 0 | 0
116 | 7000016524 | 3390 | 290 | 50 | Instal of comm Equip at KALA | 170000550 | 998336 |  | 18 |  | Ethernet Interface 10/100 Base T with Layer-2 switching (Min 8 Interfaces per card) | EA | 2 |  | INCLUDED | 0 | 0 | 0 | 0 | 0 | 0
117 | 7000016524 | 3390 | 290 | 60 | Instal of comm Equip at KALA | 100002829 | 998734 |  | 18 |  | Tributary interface-Gigabit Ethernet Interfaces 10/100 Mbps with Layer -2 Switching (minimum 2 nos.) | SET | 1 |  | INCLUDED | 0 | 0 | 0 | 0 | 0 | 0
118 | 7000016524 | 3390 | 290 | 70 | Instal of comm Equip at KALA | 170000375 | 998734 |  | 18 |  | Equipment Cabinets-For SDH Equipments | EA | 1 |  | INCLUDED | 0 | 0 | 0 | 0 | 0 | 0
119 | 7000016524 | 3390 | 290 | 80 | Instal of comm Equip at KALA | 170000551 | 998336 |  | 18 |  | VOIP telephone instrument with one common switch (min. 8 port) | EA | 2 |  | INCLUDED | 0 | 0 | 0 | 0 | 0 | 0
120 | 7000016524 | 3390 | 290 | 90 | Instal of comm Equip at KALA | 100002882 | 998336 |  | 18 |  | Fibre Optic Approach cabling: Including installation hardware like ties/clips/cleats, conduits, ducts, supports, fittings,accessories etc.: 24 Fibre | KM | 1 |  | INCLUDED | 0 | 0 | 0 | 0 | 0 | 0
121 | 7000016524 | 3390 | 290 | 100 | Instal of comm Equip at KALA | 170000356 | 998336 |  | 18 |  | Fibre Optic Distribution Panel (FODP): Indoor Type: FC Coupling and mounted on ETSI 19" rack or slimline rack: Type 2 (96 Fibre) | EA | 1 |  | INCLUDED | 0 | 0 | 0 | 0 | 0 | 0
122 | 7000016524 | 3440 | 310 | 10 | PMU for 400kV KALA-service | 170000502 | 998713 |  | 18 |  | Service:- Phasor Measurement Unit (PMU) | EA | 2 |  | INCLUDED | 0 | 0 | 0 | 0 | 0 | 0
123 | 7000016524 | 3440 | 310 | 20 | PMU for 400kV KALA-service | 170000530 | 998734 |  | 18 |  | WAMS TIME SYSTEM(GPS RECEIVER) | EA | 2 |  | INCLUDED | 0 | 0 | 0 | 0 | 0 | 0
124 | 7000016524 | 3440 | 310 | 30 | PMU for 400kV KALA-service | 170000503 | 998713 |  | 18 |  | Installation of Substation Grade Layer-3 LAN Switches as per Technical Specification | EA | 3 |  | INCLUDED | 0 | 0 | 0 | 0 | 0 | 0
125 | 7000016524 | 3440 | 310 | 40 | PMU for 400kV KALA-service | 170000504 | 998713 |  | 18 |  | Services:- Armored Fibre Optic Cable and associated termination equipment | LOT | 1 |  | INCLUDED | 0 | 0 | 0 | 0 | 0 | 0
126 | 7000016524 | 3440 | 310 | 50 | PMU for 400kV KALA-service | 170000501 | 998734 |  | 18 |  | Integration of PMU with the PDC (Phasor Data Concentrator) of RLDCs and respective SLDCs as required. | LOT | 1 |  | INCLUDED | 0 | 0 | 0 | 0 | 0 | 0
127 | 7000016524 | 3450 | 320 | 10 | Civil Works | 100004518 | 995433 |  | 18 |  | Excavation in all kind of soil including rock for all leads and lifts, backfilling, disposal of surplus earth within a lead up to2Km as per technical specification. The surplus earth shall be roughly graded . | M3 | 1128 |  | INCLUDED | 0 | 0 | 0 | 0 | 0 | 0
128 | 7000016524 | 3450 | 320 | 20 | Civil Works | 100011662 | 995433 |  | 18 |  | Excavation in hard rock which require blasting (including chemical blasting and rock excavated using specialized tools) for allfoundation works including stacking, measuring, disposal etc.for all leads and lifts as per technical specification. | M3 | 376 |  | INCLUDED | 0 | 0 | 0 | 0 | 0 | 0
129 | 7000016524 | 3450 | 320 | 30 | Civil Works | 100001325 | 995454 |  | 18 |  | Providing and laying of Plain Cement Concrete (PCC) (1:4:8) | M3 | 49 |  | INCLUDED | 0 | 0 | 0 | 0 | 0 | 0
130 | 7000016524 | 3450 | 320 | 40 | Civil Works | 100001326 | 995454 |  | 18 |  | Providing and laying of Plain Cement Concrete (PCC) (1:2:4) | M3 | 10 |  | INCLUDED | 0 | 0 | 0 | 0 | 0 | 0
131 | 7000016524 | 3450 | 320 | 50 | Civil Works | 100001328 | 995454 |  | 18 |  | Providing and laying Plain Cement Concrete 1:5:10 (1 cement : 5 sand : 10 brick aggregate) | M3 | 207 |  | INCLUDED | 0 | 0 | 0 | 0 | 0 | 0
132 | 7000016524 | 3450 | 320 | 60 | Civil Works | 100016607 | 995451 |  | 18 |  | Providing and laying of Reinforced Cement Concrete M30 including pre cast, shuttering, Grouting of pockets & underpinning butexcluding steel reinforcement | M3 | 319 |  | INCLUDED | 0 | 0 | 0 | 0 | 0 | 0
133 | 7000016524 | 3450 | 320 | 70 | Civil Works | 100001329 | 995454 |  | 18 |  | Steel Reinforcement | MT | 23 |  | INCLUDED | 0 | 0 | 0 | 0 | 0 | 0
134 | 7000016524 | 3450 | 320 | 80 | Civil Works | 100001331 | 995455 |  | 18 |  | Misc. Structural steel including rails, embedments, edge protection angles, gratings etc. but excluding the reinforcement steel andsteel for lattice and pipe structures. | MT | 5 |  | INCLUDED | 0 | 0 | 0 | 0 | 0 | 0
135 | 7000016524 | 3450 | 320 | 90 | Civil Works | 100001714 | 995428 |  | 18 |  | Stone spreading in switchyard excluding PCC | M2 | 2400 |  | INCLUDED | 0 | 0 | 0 | 0 | 0 | 0
136 | 7000016524 | 3450 | 320 | 100 | Civil Works | 100001713 | 995424 |  | 18 |  | Antiweed treatment | M2 | 2760 |  | INCLUDED | 0 | 0 | 0 | 0 | 0 | 0
137 | 7000016524 | 3450 | 320 | 110 | Civil Works | 100001712 | 995428 |  | 18 |  | Removing,cleaning and washing of existing stones and respreading of stones in switchyard excluding PCC | M2 | 360 |  | INCLUDED | 0 | 0 | 0 | 0 | 0 | 0
138 | 7000016524 | 3450 | 320 | 120 | Civil Works | 100003295 | 995429 |  | 18 |  | Dismantling of RCC in foundation including disposal of debris and reinforcement bars of dismantled RCC works within substationboundaries as per direction of enginner incahrge | M3 | 50 |  | INCLUDED | 0 | 0 | 0 | 0 | 0 | 0
139 | 7000016524 | 3460 | 330 | 10 | Foundation Bolts Erection | 100001674 | 995455 |  | 18 |  | Erection of 28mm dia foundation bolts including nuts, checknuts, washers and packplates. | EA | 168 |  | INCLUDED | 0 | 0 | 0 | 0 | 0 | 0
140 | 7000016524 | 3460 | 330 | 20 | Foundation Bolts Erection | 100001675 | 995455 |  | 18 |  | Erection of 32mm dia foundation bolts including nuts, checknuts, washers and packplates | EA | 12 |  | INCLUDED | 0 | 0 | 0 | 0 | 0 | 0
141 | 7000016524 | 3460 | 330 | 30 | Foundation Bolts Erection | 100001677 | 995455 |  | 18 |  | Erection of 56mm dia foundation bolts including nuts, checknuts, washers and packplates | EA | 32 |  | INCLUDED | 0 | 0 | 0 | 0 | 0 | 0
III | Estab of 400/220kV GIS Navsari(N) SS
142 | 7000016524 | 990 | 210 | 20 | 420 kV GIS Equipment | 100000234 | 998736 |  | 18 |  | 420kV, 4000 A, 63 kA, 3-phase SF6 GIS bus bar | SET | 2 |  | INCLUDED | 0 | 0 | 0 | 0 | 0 | 0
143 | 7000016524 | 990 | 210 | 30 | 420 kV GIS Equipment | 100002099 | 998736 |  | 18 |  | 420 kV, 3150 A, 63 kA, SF6 GIS Line feeder bay module(without PIR) as per Section-Project, Technical specification | SET | 4 |  | INCLUDED | 0 | 0 | 0 | 0 | 0 | 0
144 | 7000016524 | 990 | 210 | 40 | 420 kV GIS Equipment | 100001840 | 998736 |  | 18 |  | 420kV, 3150 A, 63 kA, SF6 GIS Bus Reactor bay module as per Section-Project, Technical specification | SET | 1 |  | INCLUDED | 0 | 0 | 0 | 0 | 0 | 0
145 | 7000016524 | 990 | 210 | 50 | 420 kV GIS Equipment | 100001826 | 998736 |  | 18 |  | 420kV, 3150 A, 63 kA, SF6 GIS ICT feeder bay module as per Section-Project, Technical specification | SET | 3 |  | INCLUDED | 0 | 0 | 0 | 0 | 0 | 0
146 | 7000016524 | 990 | 210 | 70 | 420 kV GIS Equipment | 100002132 | 998736 |  | 18 |  | 420kV, 3150 A, 63 kA, SF6 GIS Tie bay module(without PIR) as per Section-Project, Technical specification | SET | 5 |  | INCLUDED | 0 | 0 | 0 | 0 | 0 | 0
147 | 7000016524 | 990 | 210 | 90 | 420 kV GIS Equipment | 100017060 | 998736 |  | 18 |  | 420KV, 3150 A, 63 KA, SF6 GIS SWITCHABLE LINE REACTOR BAY MODULE AS PER SECTION-PROJECT, TECHNICAL SPECIFICATION | SET | 2 |  | INCLUDED | 0 | 0 | 0 | 0 | 0 | 0
148 | 7000016524 | 990 | 210 | 100 | 420 kV GIS Equipment | 100023002 | 998736 |  | 18 |  | 400kV GIS- 3150A, 63kA for 1 Sec, 1- phase Gas insulated interface module along with associated active parts to facilitate thedirect inter-connection of GIS duct with the Transformer | SET | 16 |  | INCLUDED | 0 | 0 | 0 | 0 | 0 | 0
149 | 7000016524 | 990 | 210 | 110 | 420 kV GIS Equipment | 100023006 | 998736 |  | 18 |  | 400kV GIS- 3150A, 63kA for 1 Sec, 1- phase Gas insulated interface module along with associated active parts to facilitate thedirect inter-connection of GIS duct with the Reactor | SET | 9 |  | INCLUDED | 0 | 0 | 0 | 0 | 0 | 0
150 | 7000016524 | 990 | 210 | 120 | 420 kV GIS Equipment | 100023031 | 998736 |  | 18 |  | 400kV GIS- Single Phase Gas insulated Surge arrester with associated enclosure and insulator complete in all respect | EA | 25 |  | INCLUDED | 0 | 0 | 0 | 0 | 0 | 0
151 | 7000016524 | 990 | 210 | 130 | 420 kV GIS Equipment | 100000268 | 998736 |  | 18 |  | Controlled Switching Device for 420 kV, 3-ph Circuit Breaker | EA | 8 |  | INCLUDED | 0 | 0 | 0 | 0 | 0 | 0
152 | 7000016524 | 990 | 210 | 140 | 420 kV GIS Equipment | 100001829 | 998736 |  | 18 |  | 420kV, 3150 A, 63 kA, SF6 GIS Auxiliary Bus module for Spare Transformer as per Section-Project, Technical specification | SET | 1 |  | INCLUDED | 0 | 0 | 0 | 0 | 0 | 0
153 | 7000016524 | 990 | 210 | 150 | 420 kV GIS Equipment | 100002392 | 998736 |  | 18 |  | 420kV, SF6 to Air Bushing alongwithassociated support structure for 3150A,63 kA for 1 sec. Single Phase | EA | 12 |  | INCLUDED | 0 | 0 | 0 | 0 | 0 | 0
154 | 7000016524 | 990 | 210 | 160 | 420 kV GIS Equipment | 100023510 | 998736 |  | 18 |  | 420kV, 3150 A, 63 kA, SF6 GIS ICT feeder bay module for IV side connection with 765kV ICT as per Section-Project, Technicalspecification | SET | 2 |  | INCLUDED | 0 | 0 | 0 | 0 | 0 | 0
155 | 7000016524 | 990 | 210 | 170 | 420 kV GIS Equipment | 100023509 | 998736 |  | 18 |  | 420kV, 3000A, 63kA, Single phase, SF6 Gas Insulated Bus Duct (GIB) outside GIS Hall alongwith associated support structure, etc. asper Technical Specification | M | 5000 |  | INCLUDED | 0 | 0 | 0 | 0 | 0 | 0
156 | 7000016524 | 1000 | 220 | 20 | 220 KV GIS Equipments | 100000367 | 998736 |  | 18 |  | 245kV, 1600 A, 50 kA, SF6 GIS ICT feeder bay module | SET | 3 |  | INCLUDED | 0 | 0 | 0 | 0 | 0 | 0
157 | 7000016524 | 1000 | 220 | 50 | 220 KV GIS Equipments | 100023003 | 998736 |  | 18 |  | 220kV GIS- 1600A, 50kA for 1 Sec, 1- phase Gas insulated interface module along with associated active parts to facilitate thedirect inter-connection of GIS duct with the Transformer | SET | 9 |  | INCLUDED | 0 | 0 | 0 | 0 | 0 | 0
158 | 7000016524 | 1000 | 220 | 70 | 220 KV GIS Equipments | 100023032 | 998736 |  | 18 |  | 220kV GIS- Single Phase Gas insulated Surge arrester with associated enclosure and insulator complete in all respect | EA | 9 |  | INCLUDED | 0 | 0 | 0 | 0 | 0 | 0
159 | 7000016524 | 1000 | 220 | 80 | 220 KV GIS Equipments | 100000400 | 998736 |  | 18 |  | 245 kV, 3000A, 50kA, 3 single phase(isolated), SF6 gas insulated, metalenclosed bus bars to interconnect eachof Circuit Breaker bay module completewith voltage transformer, disconnectorswith grounding switch, local controlcubicle, SF6 gas monitoring system forthe complete bus | SET | 4 |  | INCLUDED | 0 | 0 | 0 | 0 | 0 | 0
160 | 7000016524 | 1000 | 220 | 90 | 220 KV GIS Equipments | 100000410 | 998736 |  | 18 |  | 245kV, 3000 A, 50 kA, SF6 GIS Bus coupler bay module | SET | 2 |  | INCLUDED | 0 | 0 | 0 | 0 | 0 | 0
161 | 7000016524 | 1000 | 220 | 100 | 220 KV GIS Equipments | 100005107 | 998736 |  | 18 |  | 245KV,3000 A, 50KA FOR 1 SECOND, SF6 GAS-INSULATED METAL ENCLOSED BUS SECTION BAY MODULE AS PER SECTION-PROJECT, TECHNICALSPECIFICATION | EA | 2 |  | INCLUDED | 0 | 0 | 0 | 0 | 0 | 0
162 | 7000016524 | 1000 | 220 | 69 | 220 KV GIS Equipments | 100026389 | 998736 |  | 18 |  | 245kV,1600A, 50kA,3 Single phase, SF6 Gas Insulated Bus Duct (GIB) outside GIS Hall alongwith associated support structure etc. asper Technical Specification | M | 552 |  | INCLUDED | 0 | 0 | 0 | 0 | 0 | 0
163 | 7000016524 | 1010 | 230 | 10 | 420 kV Outdoor Equipment | 100000328 | 998736 |  | 18 |  | 336kV Surge Arrester (1-phase) | EA | 12 |  | INCLUDED | 0 | 0 | 0 | 0 | 0 | 0
164 | 7000016524 | 1010 | 230 | 20 | 420 kV Outdoor Equipment | 100005443 | 998734 |  | 18 |  | 420KV, 1-PHASE BUS POST INSULATORS | EA | 12 |  | INCLUDED | 0 | 0 | 0 | 0 | 0 | 0
165 | 7000016524 | 1010 | 230 | 30 | 420 kV Outdoor Equipment | 100000275 | 998736 |  | 18 |  | 420 kV, 4400 pF Capacitive Voltage Transformer (1-Phase) | EA | 12 |  | INCLUDED | 0 | 0 | 0 | 0 | 0 | 0
166 | 7000016524 | 1240 | 241 | 10 | Testing & Mainteance Equipment | 100000259 | 998736 |  | 18 |  | EOT Crane for GIS Building for 400kV GIS station | SET | 1 |  | INCLUDED | 0 | 0 | 0 | 0 | 0 | 0
167 | 7000016524 | 1240 | 241 | 20 | Testing & Mainteance Equipment | 100000433 | 998736 |  | 18 |  | EOT Crane for GIS Building for 220kV GIS Station | SET | 1 |  | INCLUDED | 0 | 0 | 0 | 0 | 0 | 0
168 | 7000016524 | 1020 | 250 | 10 | Relay and Protection panel-400kV | 100000728 | 998736 |  | 18 |  | 400kV Circuit Breaker Relay Panel with Auto Reclose (with Automation) | EA | 17 |  | INCLUDED | 0 | 0 | 0 | 0 | 0 | 0
169 | 7000016524 | 1020 | 250 | 30 | Relay and Protection panel-400kV | 100000732 | 998736 |  | 18 |  | 400kV Reactor Protection Panel (with Automation) | EA | 3 |  | INCLUDED | 0 | 0 | 0 | 0 | 0 | 0
170 | 7000016524 | 1020 | 250 | 40 | Relay and Protection panel-400kV | 100000733 | 998736 |  | 18 |  | 400kV Bus Bar Protection Panel (Duplicate)-(with Automation) | SET | 1 |  | INCLUDED | 0 | 0 | 0 | 0 | 0 | 0
171 | 7000016524 | 1020 | 250 | 70 | Relay and Protection panel-400kV | 100000730 | 998736 |  | 18 |  | 400kV Line Protection Panel (with Automation) | EA | 4 |  | INCLUDED | 0 | 0 | 0 | 0 | 0 | 0
172 | 7000016524 | 1020 | 250 | 80 | Relay and Protection panel-400kV | 100000731 | 998736 |  | 18 |  | 400kV Transformer Protection Panel (For both HV & MV side)-(with Automation) | EA | 3 |  | INCLUDED | 0 | 0 | 0 | 0 | 0 | 0
173 | 7000016524 | 1030 | 260 | 20 | Relay and Protection panel-220kV | 100000741 | 998736 |  | 18 |  | 220kV Bus Bar Protection Panel (Single)-(with Automation) | SET | 2 |  | INCLUDED | 0 | 0 | 0 | 0 | 0 | 0
174 | 7000016524 | 1030 | 260 | 30 | Relay and Protection panel-220kV | 100000736 | 998736 |  | 18 |  | 220kV Circuit Breaker Relay Panel with Auto Reclose (with Automation) | EA | 7 |  | INCLUDED | 0 | 0 | 0 | 0 | 0 | 0
175 | 7000016524 | 1040 | 270 | 10 | PLCC Equipment | 100002042 | 998734 |  | 18 |  | 400kV,3150A,0.5mH ,63kA Line Trap | EA | 8 |  | INCLUDED | 0 | 0 | 0 | 0 | 0 | 0
176 | 7000016524 | 1040 | 270 | 20 | PLCC Equipment | 100000886 | 998734 |  | 18 |  | Coupling device for PLCC | EA | 4 |  | INCLUDED | 0 | 0 | 0 | 0 | 0 | 0
177 | 7000016524 | 1040 | 270 | 30 | PLCC Equipment | 100000888 | 998734 |  | 18 |  | Carrier Equipment Analog type (for Speech+Data & Speech+Protection) | EA | 4 |  | INCLUDED | 0 | 0 | 0 | 0 | 0 | 0
178 | 7000016524 | 1040 | 270 | 40 | PLCC Equipment | 100000890 | 998734 |  | 18 |  | Protection Coupler (Analog) | EA | 4 |  | INCLUDED | 0 | 0 | 0 | 0 | 0 | 0
179 | 7000016524 | 1040 | 270 | 50 | PLCC Equipment | 100000891 | 998734 |  | 18 |  | Digital Protection Coupler | EA | 4 |  | INCLUDED | 0 | 0 | 0 | 0 | 0 | 0
180 | 7000016524 | 1040 | 270 | 70 | PLCC Equipment | 100002440 | 998734 |  | 18 |  | Testing and Maintenance equipment (print test kit only)) | EA | 1 |  | INCLUDED | 0 | 0 | 0 | 0 | 0 | 0
181 | 7000016524 | 1040 | 270 | 80 | PLCC Equipment | 100003517 | 998734 |  | 18 |  | HF CABLE FOR PLCC-75 OHM (KM) | KM | 2 |  | INCLUDED | 0 | 0 | 0 | 0 | 0 | 0
182 | 7000016524 | 1040 | 270 | 90 | PLCC Equipment | 100000883 | 998734 |  | 18 |  | 420 kV ,1 phase Bus Post Insulators for Line Traps | EA | 24 |  | INCLUDED | 0 | 0 | 0 | 0 | 0 | 0
183 | 7000016524 | 1050 | 280 | 40 | Substation automation system-400kV | 100002069 | 998736 |  | 18 |  | Augmentation of Substation automation System for 400kV Main bay as per Technical Specification | EA | 10 |  | INCLUDED | 0 | 0 | 0 | 0 | 0 | 0
184 | 7000016524 | 1050 | 280 | 50 | Substation automation system-400kV | 100002075 | 998736 |  | 18 |  | Augmentation of Substation automation System for 400kV Tie bay as per Technical Specification | EA | 5 |  | INCLUDED | 0 | 0 | 0 | 0 | 0 | 0
185 | 7000016524 | 1050 | 280 | 60 | Substation automation system-400kV | 100002077 | 998736 |  | 18 |  | Augmentation of Substation automation System for 400kV Switchable Line Reactor Bay as per Technical Specification | EA | 2 |  | INCLUDED | 0 | 0 | 0 | 0 | 0 | 0
186 | 7000016524 | 1060 | 290 | 30 | Substation automation system-220kV | 100002070 | 998736 |  | 18 |  | Augmentation of Substation automation System for 220kV bay as per Technical Specification | EA | 7 |  | INCLUDED | 0 | 0 | 0 | 0 | 0 | 0
187 | 7000016524 | 2710 | 292 | 10 | 400kV Insulator and Hardware | 100017126 | 998731 |  | 18 |  | 400KV TENSION INSULATOR STRING AND ASSOCIATED HARDWARE FITTINGS WITH TURN BUCKLE SUITABLE FOR QUAD CONDUCTOR | EA | 24 |  | INCLUDED | 0 | 0 | 0 | 0 | 0 | 0
188 | 7000016524 | 2710 | 292 | 20 | 400kV Insulator and Hardware | 100017132 | 998731 |  | 18 |  | 400KV SUSPENSION INSULATOR STRING AND ASSOCIATED HARDWARE FITTINGS WITH THROUGH CLAMP SUITABLE FOR QUAD CONDUCTOR | EA | 12 |  | INCLUDED | 0 | 0 | 0 | 0 | 0 | 0
189 | 7000016524 | 2710 | 292 | 30 | 400kV Insulator and Hardware | 100017127 | 998731 |  | 18 |  | 400KV TENSION INSULATOR STRING AND ASSOCIATED HARDWARE FITTINGS WITHOUT TURN BUCKLE SUITABLE FOR QUAD CONDUCTOR | EA | 12 |  | INCLUDED | 0 | 0 | 0 | 0 | 0 | 0
190 | 7000016524 | 2710 | 292 | 40 | 400kV Insulator and Hardware | 100017133 | 998731 |  | 18 |  | 400KV SUSPENSION INSULATOR STRING AND ASSOCIATED HARDWARE FITTINGS WITH DROP CLAMP SUITABLE FOR QUAD CONDUCTOR | EA | 12 |  | INCLUDED | 0 | 0 | 0 | 0 | 0 | 0
191 | 7000016524 | 1290 | 295 | 10 | AC & Ventilation system | 100001874 | 995463 |  | 18 |  | Ventillation system for 400KV GIS Hall | SET | 1 |  | INCLUDED | 0 | 0 | 0 | 0 | 0 | 0
192 | 7000016524 | 1290 | 295 | 20 | AC & Ventilation system | 100001875 | 995463 |  | 18 |  | Ventillation system for 220KV GIS Hall | SET | 1 |  | INCLUDED | 0 | 0 | 0 | 0 | 0 | 0
193 | 7000016524 | 1290 | 295 | 30 | AC & Ventilation system | 100002754 | 995463 |  | 18 |  | Airconditioning system-LCR-400kV GIS HALL | LS | 1 |  | INCLUDED | 0 | 0 | 0 | 0 | 0 | 0
194 | 7000016524 | 1290 | 295 | 40 | AC & Ventilation system | 100003516 | 995463 |  | 18 |  | Airconditioning system for LCR in 245kV GIS building | LS | 1 |  | INCLUDED | 0 | 0 | 0 | 0 | 0 | 0
195 | 7000016524 | 1070 | 300 | 10 | Erection Hardware-400kV | 100001852 | 998731 |  | 18 |  | Erection Hardware for 400kV I type layout for GIS termination arrangement-Line bay as per technical specification | SET | 4 |  | INCLUDED | 0 | 0 | 0 | 0 | 0 | 0
196 | 7000016524 | 1070 | 300 | 20 | Erection Hardware-400kV | 100002188 | 998731 |  | 18 |  | Erection Hardware for 400kV I type layout for GIS termination arrangement-Transformer bay as per technical specification | SET | 5 |  | INCLUDED | 0 | 0 | 0 | 0 | 0 | 0
197 | 7000016524 | 1070 | 300 | 30 | Erection Hardware-400kV | 100002189 | 998731 |  | 18 |  | Erection Hardware for 400kV I type layout for GIS termination arrangement-Bus Reactor bay as per technical specification | SET | 1 |  | INCLUDED | 0 | 0 | 0 | 0 | 0 | 0
198 | 7000016524 | 1070 | 300 | 40 | Erection Hardware-400kV | 100003985 | 998731 |  | 18 |  | Erection Hardware for 420kV I type layout for GIS termination arrangement-Line Reactors with NGR bypass arrangement as pertechnicalspecification | SET | 2 |  | INCLUDED | 0 | 0 | 0 | 0 | 0 | 0
199 | 7000016524 | 1080 | 310 | 10 | Erection Hardware-220kV | 100000513 | 998731 |  | 18 |  | Erection Hardware for 220kV DM-type layout for GIS termination arrangement-Transformer bay as per specification | SET | 3 |  | INCLUDED | 0 | 0 | 0 | 0 | 0 | 0
200 | 7000016524 | 1090 | 320 | 10 | 145kV Equipment | 100001986 | 998736 |  | 18 |  | 145kV, 1250A, 31.5KA Circuit Breakers(1-Phase) with support structure | EA | 2 |  | INCLUDED | 0 | 0 | 0 | 0 | 0 | 0
201 | 7000016524 | 1090 | 320 | 20 | 145kV Equipment | 100001908 | 998736 |  | 18 |  | 145kV ,1 phase Bus Post Insulators | EA | 4 |  | INCLUDED | 0 | 0 | 0 | 0 | 0 | 0
202 | 7000016524 | 2720 | 325 | 10 | Main Earthmat | 100003103 | 998731 |  | 18 |  | 40 mm MS rod for Main Earthmat | KM | 9 |  | INCLUDED | 0 | 0 | 0 | 0 | 0 | 0
203 | 7000016524 | 1100 | 330 | 40 | Power and Control Cables | 100002182 | 998736 |  | 18 |  | 1.1kV grade Control Cables (PVCinsulated) along withlugs,glands,straight joints &accessories,etc. | LS | 1 |  | INCLUDED | 0 | 0 | 0 | 0 | 0 | 0
204 | 7000016524 | 1100 | 330 | 50 | Power and Control Cables | 100002180 | 998736 |  | 18 |  | 1.1kV grade Power Cables (XLPEinsulated) along withlugs,glands,straight joints &accessories,etc. | LS | 1 |  | INCLUDED | 0 | 0 | 0 | 0 | 0 | 0
205 | 7000016524 | 1100 | 330 | 60 | Power and Control Cables | 100002181 | 998736 |  | 18 |  | 1.1kV grade Power Cables (PVCinsulated)along withlugs,glands,straight joints &accessories,etc. | LS | 1 |  | INCLUDED | 0 | 0 | 0 | 0 | 0 | 0
206 | 7000016524 | 1110 | 340 | 10 | 400kV Indoor Illumination | 100008185 | 998736 |  | 18 |  | Indoor Lightning for GIS Building (As per Technical specification) including AHU & Relay Rooms as applicable | SET | 1 |  | INCLUDED | 0 | 0 | 0 | 0 | 0 | 0
207 | 7000016524 | 1120 | 350 | 10 | 220kV Indoor Illumination | 100008185 | 998736 |  | 18 |  | Indoor Lightning for GIS Building (As per Technical specification) including AHU & Relay Rooms as applicable | SET | 1 |  | INCLUDED | 0 | 0 | 0 | 0 | 0 | 0
208 | 7000016524 | 1130 | 360 | 10 | Illumination(Outdoor) | 100001021 | 995461 |  | 18 |  | Lighting Panel type ACP-2 as per technical specification | EA | 3 |  | INCLUDED | 0 | 0 | 0 | 0 | 0 | 0
209 | 7000016524 | 1130 | 360 | 20 | Illumination(Outdoor) | 100001022 | 998731 |  | 18 |  | Lighting Panel type ACP-3 as per technical specification | EA | 1 |  | INCLUDED | 0 | 0 | 0 | 0 | 0 | 0
210 | 7000016524 | 1130 | 360 | 30 | Illumination(Outdoor) | 100004926 | 998731 |  | 18 |  | Lighting Fixture LED Luminaires type FL2 as per tech. specifications | EA | 30 |  | INCLUDED | 0 | 0 | 0 | 0 | 0 | 0
211 | 7000016524 | 1130 | 360 | 40 | Illumination(Outdoor) | 100001052 | 998731 |  | 18 |  | 63A, 415V : Interlocked switch socket outdoor Receptacle (type RP) as per technical specifications | EA | 2 |  | INCLUDED | 0 | 0 | 0 | 0 | 0 | 0
212 | 7000016524 | 1130 | 360 | 70 | Illumination(Outdoor) | 100001885 | 998739 |  | 18 |  | Outdoor Power Receptacle for oilfiltration unit (250A) | EA | 2 |  | INCLUDED | 0 | 0 | 0 | 0 | 0 | 0
213 | 7000016524 | 1130 | 360 | 80 | Illumination(Outdoor) | 100004932 | 998731 |  | 18 |  | LED Street Light Luminaire TYPE SL-L1 (= 45W)as per technical specification | EA | 30 |  | INCLUDED | 0 | 0 | 0 | 0 | 0 | 0
214 | 7000016524 | 1130 | 360 | 90 | Illumination(Outdoor) | 100004934 | 998731 |  | 18 |  | Type L1 Street Lighting Pole of 6 meter as per technical specification. | EA | 30 |  | INCLUDED | 0 | 0 | 0 | 0 | 0 | 0
215 | 7000016524 | 1130 | 360 | 110 | Illumination(Outdoor) | 100004930 | 998731 |  | 18 |  | LED Flood Light Luminaries Type-FL-1 as per technical specification | EA | 20 |  | INCLUDED | 0 | 0 | 0 | 0 | 0 | 0
216 | 7000016524 | 1130 | 360 | 120 | Illumination(Outdoor) | 100004937 | 998731 |  | 18 |  | Fire Wall Mounted LED Luminarie Type FL-2 (250W) | EA | 12 |  | INCLUDED | 0 | 0 | 0 | 0 | 0 | 0
217 | 7000016524 | 1140 | 370 | 20 | Fire Protection System | 100000975 | 995461 |  | 18 |  | 4.5 kg CO2 type Portable Fire extinguisher | EA | 12 |  | INCLUDED | 0 | 0 | 0 | 0 | 0 | 0
218 | 7000016524 | 1140 | 370 | 50 | Fire Protection System | 100002059 | 995461 |  | 18 |  | Fire Detection and Alarm System for 400kV GIS Hall | SET | 1 |  | INCLUDED | 0 | 0 | 0 | 0 | 0 | 0
219 | 7000016524 | 1140 | 370 | 60 | Fire Protection System | 100008181 | 998736 |  | 18 |  | Fire Protection System for local relay room for 400kV GIS | SET | 1 |  | INCLUDED | 0 | 0 | 0 | 0 | 0 | 0
220 | 7000016524 | 1140 | 370 | 70 | Fire Protection System | 100001010 | 998736 |  | 18 |  | HVW spray system, Hydrant system and complete U/G & O/G piping and accessories etc. out side the pump house for 125 MVAR, 420kV, 3phase Bus Reactor | SET | 1 |  | INCLUDED | 0 | 0 | 0 | 0 | 0 | 0
221 | 7000016524 | 1140 | 370 | 80 | Fire Protection System | 100000983 | 998736 |  | 18 |  | HVW spray system, Hydrant system and complete U/G & O/G piping and accessories etc. out side the pump house for 500MVA ,400KV/220/33 kV, 3-phase Autotransformer | SET | 3 |  | INCLUDED | 0 | 0 | 0 | 0 | 0 | 0
222 | 7000016524 | 1140 | 370 | 90 | Fire Protection System | 100001006 | 998736 |  | 18 |  | HVW spray system, Hydrant system and complete U/G & O/G piping and accessories etc. out side the pump house for 63 MVAR, 420kV, 3phase Shunt Reactor | SET | 2 |  | INCLUDED | 0 | 0 | 0 | 0 | 0 | 0
223 | 7000016524 | 1140 | 370 | 100 | Fire Protection System | 100002060 | 995461 |  | 18 |  | Fire Detection and Alarm System for 220kV GIS Hall | SET | 1 |  | INCLUDED | 0 | 0 | 0 | 0 | 0 | 0
224 | 7000016524 | 1140 | 370 | 110 | Fire Protection System | 100008182 | 998736 |  | 18 |  | Fire Protection System for local relay room for 220kV GIS | SET | 1 |  | INCLUDED | 0 | 0 | 0 | 0 | 0 | 0
225 | 7000016524 | 1140 | 370 | 120 | Fire Protection System | 100000976 | 998736 |  | 18 |  | 6Kg dry chemical powered type Portable Fire extinguisher | EA | 10 |  | INCLUDED | 0 | 0 | 0 | 0 | 0 | 0
226 | 7000016524 | 1140 | 370 | 130 | Fire Protection System | 100000970 | 998736 |  | 18 |  | Hydrant system, complete piping andaccessories etc. outside the Pump Housefor Fire Protection of 400/220kV (New)Substation | SET | 1 |  | INCLUDED | 0 | 0 | 0 | 0 | 0 | 0
227 | 7000016524 | 1150 | 380 | 50 | Steel Structure-400kV Equipment | 100001216 | 995455 |  | 18 |  | Erection of Pipe Structure - 400 kV 1-Phase SA including nuts, bolts, all type of washers, packplates, step bolts and gusset platesexcluding foundation bolts | EA | 12 |  | INCLUDED | 0 | 0 | 0 | 0 | 0 | 0
228 | 7000016524 | 1150 | 380 | 60 | Steel Structure-400kV Equipment | 100001217 | 995455 |  | 18 |  | Erection of Pipe Structure - 400 kV, 1-Phase, BPI, (Excluding Wave Trap), including nuts, bolts, all type of washers,packplates, step bolts and gusset plates excluding foundation bolts | EA | 24 |  | INCLUDED | 0 | 0 | 0 | 0 | 0 | 0
229 | 7000016524 | 1150 | 380 | 70 | Steel Structure-400kV Equipment | 100001213 | 995455 |  | 18 |  | Erection of Pipe Structure - 400 kV 1-Phase CVT including nuts, bolts, all type of washers, packplates, step bolts and gusset platesexcluding foundation bolts | EA | 12 |  | INCLUDED | 0 | 0 | 0 | 0 | 0 | 0
230 | 7000016524 | 1150 | 380 | 80 | Steel Structure-400kV Equipment | 100013758 | 995455 |  | 18 |  | Erection of Pipe Structure - 400kV BPI for WT (1-phase) including nuts, bolts, all type of washers, packplates, step bolts andgusset plates excluding foundation bolts | EA | 12 |  | INCLUDED | 0 | 0 | 0 | 0 | 0 | 0
231 | 7000016524 | 1160 | 390 | 40 | Steel Structure-145kV Equipment | 100002263 | 995455 |  | 18 |  | Erection of Std 132 kV Support Structure 1-Phase BPI including nuts, bolts, all type of washers, packplates, step bolts and gussetplates excluding foundation bolts | EA | 4 |  | INCLUDED | 0 | 0 | 0 | 0 | 0 | 0
232 | 7000016524 | 1170 | 400 | 50 | Steel structure | 100001171 | 995455 |  | 18 |  | Erection of Std 400 kV Gantry G1 including nuts, bolts, all type of washers, packplates, step bolts and gusset plates excludingfoundation bolts | EA | 8 |  | INCLUDED | 0 | 0 | 0 | 0 | 0 | 0
233 | 7000016524 | 1170 | 400 | 60 | Steel structure | 100001208 | 995455 |  | 18 |  | Lightening Mast(LM)-50m complete with foundation bolts/nuts platforms etc. | EA | 3 |  | INCLUDED | 0 | 0 | 0 | 0 | 0 | 0
234 | 7000016524 | 1170 | 400 | 70 | Steel structure | 100001166 | 995455 |  | 18 |  | Erection of Std 400 kV Tower TV including nuts, bolts, all type of washers, packplates, step bolts and gusset plates excludingfoundation bolts | EA | 3 |  | INCLUDED | 0 | 0 | 0 | 0 | 0 | 0
235 | 7000016524 | 1170 | 400 | 80 | Steel structure | 100001152 | 995455 |  | 18 |  | Erection of Std 400 kV Tower TB including nuts, bolts, all type of washers, packplates, step bolts and gusset plates excludingfoundation bolts | EA | 6 |  | INCLUDED | 0 | 0 | 0 | 0 | 0 | 0
236 | 7000016524 | 1180 | 410 | 10 | Augumentation of VMS System | 100002500 | 998731 |  | 18 |  | Color IP camera, with PAN, TILT and ZOOM facilities, alongwith all required Items, Accessories, Line Interface units, Fiber patchcords, Power supply units, Junction Boxes, Cables, Fiber Optic Cables, etc., and including Integration in existing Hardware andSoftware for Augmentation of Visual Monitoring System as per technical specification. | SET | 1 |  | INCLUDED | 0 | 0 | 0 | 0 | 0 | 0
237 | 7000016524 | 1300 | 480 | 10 | Civil Works | 100004518 | 995433 |  | 18 |  | Excavation in all kind of soil including rock for all leads and lifts, backfilling, disposal of surplus earth within a lead up to2Km as per technical specification. The surplus earth shall be roughly graded . | M3 | 19760 |  | INCLUDED | 0 | 0 | 0 | 0 | 0 | 0
238 | 7000016524 | 1300 | 480 | 20 | Civil Works | 100001325 | 995454 |  | 18 |  | Providing and laying of Plain Cement Concrete (PCC) (1:4:8) | M3 | 1023 |  | INCLUDED | 0 | 0 | 0 | 0 | 0 | 0
239 | 7000016524 | 1300 | 480 | 30 | Civil Works | 100001326 | 995454 |  | 18 |  | Providing and laying of Plain Cement Concrete (PCC) (1:2:4) | M3 | 156 |  | INCLUDED | 0 | 0 | 0 | 0 | 0 | 0
240 | 7000016524 | 1300 | 480 | 40 | Civil Works | 100001328 | 995454 |  | 18 |  | Providing and laying Plain Cement Concrete 1:5:10 (1 cement : 5 sand : 10 brick aggregate) | M3 | 3374 |  | INCLUDED | 0 | 0 | 0 | 0 | 0 | 0
241 | 7000016524 | 1300 | 480 | 50 | Civil Works | 100016607 | 995451 |  | 18 |  | Providing and laying of Reinforced Cement Concrete M30 including pre cast, shuttering, Grouting of pockets & underpinning butexcluding steel reinforcement | M3 | 7021 |  | INCLUDED | 0 | 0 | 0 | 0 | 0 | 0
242 | 7000016524 | 1300 | 480 | 60 | Civil Works | 100016681 | 995454 |  | 18 |  | Reinforcement steel meeting corrosion resistance properties as per IS:1786 and manufacturer specificationâ€‹ | MT | 811 |  | INCLUDED | 0 | 0 | 0 | 0 | 0 | 0
243 | 7000016524 | 1300 | 480 | 70 | Civil Works | 100001330 | 995428 |  | 18 |  | Stone filling (40 mm size) for transformer/Reactor foundation | M3 | 105 |  | INCLUDED | 0 | 0 | 0 | 0 | 0 | 0
244 | 7000016524 | 1300 | 480 | 80 | Civil Works | 100001331 | 995455 |  | 18 |  | Misc. Structural steel including rails, embedments, edge protection angles, gratings etc. but excluding the reinforcement steel andsteel for lattice and pipe structures. | MT | 77 |  | INCLUDED | 0 | 0 | 0 | 0 | 0 | 0
245 | 7000016524 | 1300 | 480 | 90 | Civil Works | 100001714 | 995428 |  | 18 |  | Stone spreading in switchyard excluding PCC | M2 | 49000 |  | INCLUDED | 0 | 0 | 0 | 0 | 0 | 0
246 | 7000016524 | 1300 | 480 | 100 | Civil Works | 100001713 | 995424 |  | 18 |  | Antiweed treatment | M2 | 49000 |  | INCLUDED | 0 | 0 | 0 | 0 | 0 | 0
247 | 7000016524 | 1300 | 480 | 110 | Civil Works | 100003114 | 995454 |  | 18 |  | External finishing / painting of fire wall (water proofing cement paint) (DSR 13.44.1) | M2 | 960 |  | INCLUDED | 0 | 0 | 0 | 0 | 0 | 0
248 | 7000016524 | 1300 | 480 | 120 | Civil Works | 100008110 | 995421 |  | 18 |  | 3.75m wide Bitumen road with earthen shoulder including 100 mm dia RCC Hume Pipe @ 100 metre interval as per drawing and TS (as perDSR item no 16.35 and 16.30.1) and including 225 mm thick WBM in three equal layers of 75 mm each as per CPWD specification. | M2 | 5250 |  | INCLUDED | 0 | 0 | 0 | 0 | 0 | 0
249 | 7000016524 | 1300 | 480 | 130 | Civil Works | 100001457 | 995421 |  | 18 |  | Construction of rail cum road as per drawing including all item such as excavation,compactions, rolling watering, WBM etc. butexcluding concrete reinforcement and structural steel-Section having four rails for auto transformer. | M2 | 277 |  | INCLUDED | 0 | 0 | 0 | 0 | 0 | 0
250 | 7000016524 | 1300 | 480 | 140 | Civil Works | 100001458 | 995421 |  | 18 |  | Construction of rail cum road as per drawing including all item such as excavation,compactions, rolling watering, WBM etc. butexcluding concrete reinforcement and structural steel-Section having two rails for Reactor. | M2 | 240 |  | INCLUDED | 0 | 0 | 0 | 0 | 0 | 0
251 | 7000016524 | 1300 | 480 | 150 | Civil Works | 100008611 | 995477 |  | 18 |  | Swtichyard fencing: Providing and fixing fencing of GI barbed wire consisting of galvanized MS tubular posts at 3 m intervals; GIbarded wire shall run horizontally from post to post at a spacing of 300 mm (vertically) and a cross formation in each panel,complete as per technical specification and drawing. | M | 200 |  | INCLUDED | 0 | 0 | 0 | 0 | 0 | 0
252 | 7000016524 | 1300 | 480 | 160 | Civil Works | 100001392 | 995455 |  | 18 |  | Switchyard Gate excluding Concrete | EA | 1 |  | INCLUDED | 0 | 0 | 0 | 0 | 0 | 0
253 | 7000016524 | 1300 | 480 | 170 | Civil Works | 130000761 | 995428 |  | 18 |  | 14.4.2 Providing, laying and fixing following dia RCC pipe NP2 class (light duty) in ground complete with RCC collars, jointingwith cement mortar 1:2 (1 cement : 2 fine sand) including trenching (75 cm deep) and refilling etc as required. : 150 mm dia | M | 70 |  | INCLUDED | 0 | 0 | 0 | 0 | 0 | 0
254 | 7000016524 | 1300 | 480 | 180 | Civil Works | 130000762 | 995428 |  | 18 |  | 14.4.3 Providing, laying and fixing following dia RCC pipe NP2 class (light duty) in ground complete with RCC collars, jointingwith cement mortar 1:2 (1 cement : 2 fine sand) including trenching (75 cm deep) and refilling etc as required. : 250 mm dia | M | 70 |  | INCLUDED | 0 | 0 | 0 | 0 | 0 | 0
255 | 7000016524 | 1300 | 480 | 190 | Civil Works | 100001735 | 995462 |  | 18 |  | RCC culverts and cable trench crossings including supplying and laying hume pipe 250mm dia of grade (NP-3) excluding concrete as perspecification. | M | 10 |  | INCLUDED | 0 | 0 | 0 | 0 | 0 | 0
256 | 7000016524 | 1300 | 480 | 200 | Civil Works | 100001736 | 995462 |  | 18 |  | RCC culverts and cable trench crossings including supplying and laying hume pipe 300mm dia of grade (NP-3) excluding concrete as perspecification. | M | 10 |  | INCLUDED | 0 | 0 | 0 | 0 | 0 | 0
257 | 7000016524 | 1300 | 480 | 210 | Civil Works | 100001737 | 995462 |  | 18 |  | RCC culverts and cable trench crossings including supplying and laying hume pipe 450mm dia of grade (NP-3) excluding concrete as perspecification. | M | 10 |  | INCLUDED | 0 | 0 | 0 | 0 | 0 | 0
258 | 7000016524 | 1300 | 480 | 220 | Civil Works | 100007701 | 995462 |  | 18 |  | Supplying and erecting dewatering pumps- 2 HP | EA | 2 |  | INCLUDED | 0 | 0 | 0 | 0 | 0 | 0
259 | 7000016524 | 1300 | 480 | 230 | Civil Works | 100001409 | 995462 |  | 18 |  | Supplying and erecting dewatering pumps-5 HP | EA | 3 |  | INCLUDED | 0 | 0 | 0 | 0 | 0 | 0
260 | 7000016524 | 1300 | 480 | 240 | Civil Works | 100001412 | 995462 |  | 18 |  | Drain including culverts but excluding concrete & reinforcement steel-Section A-A | M | 950 |  | INCLUDED | 0 | 0 | 0 | 0 | 0 | 0
261 | 7000016524 | 1300 | 480 | 250 | Civil Works | 100001413 | 995462 |  | 18 |  | Drain including culverts but excluding concrete & reinforcement steel-Section B-B | M | 950 |  | INCLUDED | 0 | 0 | 0 | 0 | 0 | 0
262 | 7000016524 | 1300 | 480 | 260 | Civil Works | 100001414 | 995462 |  | 18 |  | Drain including culverts but excluding concrete & reinforcement steel-Section C-C | M | 450 |  | INCLUDED | 0 | 0 | 0 | 0 | 0 | 0
263 | 7000016524 | 1300 | 480 | 270 | Civil Works | 100001415 | 995462 |  | 18 |  | Drain including culverts but excluding concrete & reinforcement steel-Section D-D | M | 450 |  | INCLUDED | 0 | 0 | 0 | 0 | 0 | 0
264 | 7000016524 | 1300 | 480 | 280 | Civil Works | 100001743 | 995414 |  | 18 |  | PEB - 400 kV GIS - Civil Works. All civil works as per drawing and specifications complete, including - brickwork, finishing(external and internal), windows etc. However, excavation, PCC, RCC and reinforcement shall be paid separately as per BPS. | M2 | 1440 |  | INCLUDED | 0 | 0 | 0 | 0 | 0 | 0
265 | 7000016524 | 1300 | 480 | 290 | Civil Works | 100004431 | 995416 |  | 18 |  | 400 kV PEB Panel Room for GIS Hall - Civil Works All civil works complete as per TS, including - brickwork, finishing (externaland internal), windows etc. However, excavation, concrete (all types) and reinforcement steel shall be measured and paid separatelyas per respective item of BPS. | M2 | 140 |  | INCLUDED | 0 | 0 | 0 | 0 | 0 | 0
266 | 7000016524 | 1300 | 480 | 300 | Civil Works | 100004427 | 995416 |  | 18 |  | 400 kV PEB AHU Room for GIS Hall - Civil Works All civil works complete as per TS, including - brickwork, finishing (external andinternal), windows etc. However, excavation, concrete (all types) and reinforcement steel shall be measured and paid separately asper respective item of BPS. | M2 | 60 |  | INCLUDED | 0 | 0 | 0 | 0 | 0 | 0
267 | 7000016524 | 1300 | 480 | 310 | Civil Works | 100001744 | 995414 |  | 18 |  | PEB - 220 kV GIS - Civil Works. All civil works as per drawing and specifications complete, including - brickwork,finishing(external and internal), windows etc. However, excavation, PCC, RCC and reinforcement shall be paid separately as per BPS | M2 | 540 |  | INCLUDED | 0 | 0 | 0 | 0 | 0 | 0
268 | 7000016524 | 1300 | 480 | 320 | Civil Works | 100004430 | 995416 |  | 18 |  | 220 kV PEB Panel Room for GIS Hall - Civil Works All civil works complete as per TS, including - brickwork, finishing (externaland internal), windows etc. However, excavation, concrete (all types) and reinforcement steel shall be measured and paid separatelyas per respective item of BPS. | M2 | 70 |  | INCLUDED | 0 | 0 | 0 | 0 | 0 | 0
269 | 7000016524 | 1300 | 480 | 330 | Civil Works | 100004426 | 995416 |  | 18 |  | 220 kV PEB AHU Room for GIS Hall - Civil Works All civil works complete as per TS, including - brickwork, finishing (external andinternal), windows etc. However, excavation, concrete (all types) and reinforcement steel shall be measured and paid separately asper respective item of BPS. | M2 | 40 |  | INCLUDED | 0 | 0 | 0 | 0 | 0 | 0
270 | 7000016524 | 1300 | 480 | 340 | Civil Works | 100002911 | 995432 |  | 18 |  | Earthwork in excavation & filling in all types of soil and soft/disintegrated rock in open areas/nallas/channels, to the requiredslopes, shapes, levels, elevations and profile, including trimming of bottom and slopes of excavation, bailing out rain(dewatering), pumping, removal of slush, preparing embankments/marginal banks, loosening, dressing, spreading material in layers notexceeding 200mm, as per direction of Engineer-in-Charge, water flooding, compacting to achieve 95% consolidation at optimum moisturecontent, finishing etc. all complete, for all leads and lifts within leveling boundary, including disposal of surplus earth andstacking of unsuitable material within a lead of 2.0 Km beyond substation boundary, with all labour, material, tools, tackles andequipment, safeguards and incidentals, Royalty,taxes etc. as necessary, as per drawings, specification and directions of theEngineer-in-Charge. Clearing of jungle is included in this item. (Only excavation/cutting will be measured for payment purpose.) | M3 | 5000 |  | INCLUDED | 0 | 0 | 0 | 0 | 0 | 0
271 | 7000016524 | 1300 | 480 | 350 | Civil Works | 100002583 | 995432 |  | 18 |  | Supply of earth (excluding rock & boulders) at site including royalty, carriage and filling in specified areas in layers notexceeding 200mm in depth, compacting under optimum moisture condition to achieve 95% of Proctor density, finishing etc. allcomplete, for all leads & lifts, with all labour, material, tools, tackles, equipments, safeguards & incidentals as necessary as perdrawings, specification and direction of the Engineer- in- Charge. | M3 | 105000 |  | INCLUDED | 0 | 0 | 0 | 0 | 0 | 0
272 | 7000016524 | 1300 | 480 | 360 | Civil Works | 100001720 | 995428 |  | 18 |  | Supplying, filling and compacting CNS material as per specification under floors, foundations, roads, cable trenches, drains etc inlayers not exceeding 200 mm thickness | M3 | 3289 |  | INCLUDED | 0 | 0 | 0 | 0 | 0 | 0
273 | 7000016524 | 1300 | 480 | 370 | Civil Works | 100001721 | 995428 |  | 18 |  | Supplying, filling and compacting stone boulders mixed with sand under foundations, roads, cable trenches, drains etc in layers notexceeding 250mm thickness including ramming, watering compacting | M3 | 1800 |  | INCLUDED | 0 | 0 | 0 | 0 | 0 | 0
274 | 7000016524 | 1300 | 480 | 390 | Civil Works | 100019561 | 995428 |  | 18 |  | Slope Protection using Geocell with Turfing: Supply and Installation of 100mm deep Geocell over 200 GSM non-woven Geotextileincluding earth filling and turfing with natural local vegetation etc. and preparing surface complete on slope of 1V: 1.5H orflatter including anchoring of geocell and geotextile to existing soil, with all necessary fixtures, labour, T&P etc. complete inall respect. The rate shall include supply, transportation and laying of geocell, geotextile and in-fill material along with allfixtures labour, T&P etc. complete. Geo-synthetic Material properties shall conform to MoRTH specification/ IRC: SP:59-2019.Construction of toe wall shall be paid separately under respective items as per BPS. | M2 | 1600 |  | INCLUDED | 0 | 0 | 0 | 0 | 0 | 0
275 | 7000016524 | 1300 | 480 | 410 | Civil Works | 100001478 | 995454 |  | 18 |  | Cable Trench including all types of crossings, all metallic works and sump pit including concrte and reinforcement steel Section 2-2 | M | 400 |  | INCLUDED | 0 | 0 | 0 | 0 | 0 | 0
276 | 7000016524 | 1300 | 480 | 420 | Civil Works | 100001479 | 995454 |  | 18 |  | Cable Trench including all types of crossings, all metallic works and sump pit including concrte and reinforcement steel Section 3-3 | M | 400 |  | INCLUDED | 0 | 0 | 0 | 0 | 0 | 0
277 | 7000016524 | 1300 | 480 | 430 | Civil Works | 100001480 | 995454 |  | 18 |  | Cable Trench including all types of crossings, all metallic works and sump pit including concrte and reinforcement steel Section 4-4 | M | 100 |  | INCLUDED | 0 | 0 | 0 | 0 | 0 | 0
278 | 7000016524 | 1300 | 480 | 440 | Civil Works | 100016667 | 995451 |  | 18 |  | Cable Trench including all types of crossings, all metallic works and sump pit including concrete and reinforcement steel Section2A-2A | M | 200 |  | INCLUDED | 0 | 0 | 0 | 0 | 0 | 0
279 | 7000016524 | 1300 | 480 | 450 | Civil Works | 170002833 | 998716 |  | 18 |  | SAND FILLING | M3 | 3150 |  | INCLUDED | 0 | 0 | 0 | 0 | 0 | 0
280 | 7000016524 | 1300 | 480 | 460 | Civil Works | 100026388 | 995451 |  | 18 |  | Boring, providing and installing bore cast-in-situ reinforced cement concrete pile of specified diameter and length below the pilecap, M30 grade ( Minimum cement content of 400Kg/cu.m.) in cement concrete, to carry a safe working load not less than specifiedexcluding the cost of reinforcement steel and cement concrete which shall be paid separately but including the cost of boring withcasing and/or bentonite solution and the length of pile to be embedded in the pile cap (length of pile boring for payment shall bemeasured up to bottom of pile cap)-300 mm dia single underreamed pile | RM | 13308 |  | INCLUDED | 0 | 0 | 0 | 0 | 0 | 0
281 | 7000016524 | 1300 | 480 | 470 | Civil Works | 100016609 | 995451 |  | 18 |  | Providing and laying of reinforced cement concrete for piling work of Grade M-30 ( Minimum cement content of 400Kg/cu.m.) ofspecified diameter & length below the pile cap. | M3 | 1367 |  | INCLUDED | 0 | 0 | 0 | 0 | 0 | 0
282 | 7000016524 | 1300 | 480 | 480 | Civil Works | 100026382 | 995451 |  | 18 |  | Initial Vertical Compression load testing of piles in accordance with IS 2911 (Part IV) including installation of loading platformand preparation of pile head or construction of test cap and dismantling of test cap after test etc. complete as per specification &the direction of Engineer in-charge. - 300mm Dia pile | EA | 3 |  | INCLUDED | 0 | 0 | 0 | 0 | 0 | 0
283 | 7000016524 | 1300 | 480 | 490 | Civil Works | 100026383 | 995451 |  | 18 |  | Initial Pullout Test of piles in accordance with IS 2911(Part-IV) inlcuding T&P, labour , hydraulic jack etc. complete - 300mm diapile | EA | 3 |  | INCLUDED | 0 | 0 | 0 | 0 | 0 | 0
284 | 7000016524 | 1300 | 480 | 500 | Civil Works | 100026384 | 995451 |  | 18 |  | Initial Lateral load testing of single pile in accordance with IS Code of practice IS : 2911 (Part IV) for determining safeallowable lateral load on pile -300mm dia Pile | EA | 3 |  | INCLUDED | 0 | 0 | 0 | 0 | 0 | 0
285 | 7000016524 | 1300 | 480 | 510 | Civil Works | 100026385 | 995451 |  | 18 |  | Routine test-Vertical load testing of piles in accordance with IS 2911 (Part IV) including installation of loading platform andpreparation of pile head or construction of test cap and dismantling of test cap after test etc. complete as per specification & thedirection of Engineer in-charge. - 300mm Dia pile | EA | 11 |  | INCLUDED | 0 | 0 | 0 | 0 | 0 | 0
286 | 7000016524 | 1300 | 480 | 520 | Civil Works | 100026386 | 995451 |  | 18 |  | Routine Pullout Test of piles in accordance with IS 2911(Part-IV) inlcuding T&P, labour , hydraulic jack etc. complete-300mm diapile | EA | 11 |  | INCLUDED | 0 | 0 | 0 | 0 | 0 | 0
287 | 7000016524 | 1300 | 480 | 530 | Civil Works | 100026387 | 995451 |  | 18 |  | Routine test- Lateral load testing of single pile in accordance with IS Code of practice IS : 2911 (Part IV) for determining safeallowable lateral load on pile -300mm dia pile | EA | 11 |  | INCLUDED | 0 | 0 | 0 | 0 | 0 | 0
288 | 7000016524 | 1300 | 480 | 540 | Civil Works | 120002789 | 995451 |  | 18 |  | 20.9 Integrity testing of Pile using Low Strain/ Sonic Integrity Test/ Sonic Echo Test method in accordance with IS 14893 includingsurface preparation of pile top by removing soil, mud, dust & chipping lean concrete lumps etc. and use of computerised equipmentand high skill trained personal for conducting the test & submission of results, all complete as per direction ofEngineer-in-charge. Note: DSR unit is 'per test' | EA | 2202 |  | INCLUDED | 0 | 0 | 0 | 0 | 0 | 0
289 | 7000016524 | 1300 | 480 | 550 | Civil Works | 100001433 | 995435 |  | 18 |  | Soil Investigation: As per technical specification including all laboratory and field tests, report and recommendations. | LOT | 1 |  | INCLUDED | 0 | 0 | 0 | 0 | 0 | 0
290 | 7000016524 | 1340 | 500 | 40 | Foundation bolt | 100001677 | 995455 |  | 18 |  | Erection of 56mm dia foundation bolts including nuts, checknuts, washers and packplates | EA | 168 |  | INCLUDED | 0 | 0 | 0 | 0 | 0 | 0
291 | 7000016524 | 1340 | 500 | 50 | Foundation bolt | 100002255 | 995455 |  | 18 |  | Erection of 24mm dia foundation bolts including nuts, checknuts, washers and packplates | EA | 16 |  | INCLUDED | 0 | 0 | 0 | 0 | 0 | 0
292 | 7000016524 | 1340 | 500 | 60 | Foundation bolt | 100001674 | 995455 |  | 18 |  | Erection of 28mm dia foundation bolts including nuts, checknuts, washers and packplates. | EA | 240 |  | INCLUDED | 0 | 0 | 0 | 0 | 0 | 0
293 | 7000016524 | 1480 | 520 | 10 | Instal of comm Equip at 400 Navsari NEW | 100002812 | 998734 |  | 18 |  | SDH Equipment (STM-16 MADM upto 5 MSP protected directions)-Base Equipment (Common cards, Cross Connect/control cards, optical basecards, power supply cards, power cabling, other hardware and accessories including sub racks, patch cord, DDF etc fully equipedexcluding optical interface & Tributary cards | EA | 1 |  | INCLUDED | 0 | 0 | 0 | 0 | 0 | 0
294 | 7000016524 | 1480 | 520 | 50 | Instal of comm Equip at 400 Navsari NEW | 100002825 | 998734 |  | 18 |  | Tributary interface- E1 interface (Minimum 16 nos.) | SET | 2 |  | INCLUDED | 0 | 0 | 0 | 0 | 0 | 0
295 | 7000016524 | 1480 | 520 | 60 | Instal of comm Equip at 400 Navsari NEW | 170000550 | 998336 |  | 18 |  | Ethernet Interface 10/100 Base T with Layer-2 switching (Min 8 Interfaces per card) | EA | 2 |  | INCLUDED | 0 | 0 | 0 | 0 | 0 | 0
296 | 7000016524 | 1480 | 520 | 70 | Instal of comm Equip at 400 Navsari NEW | 100002829 | 998734 |  | 18 |  | Tributary interface-Gigabit Ethernet Interfaces 10/100 Mbps with Layer -2 Switching (minimum 2 nos.) | SET | 1 |  | INCLUDED | 0 | 0 | 0 | 0 | 0 | 0
297 | 7000016524 | 1480 | 520 | 80 | Instal of comm Equip at 400 Navsari NEW | 170000375 | 998734 |  | 18 |  | Equipment Cabinets-For SDH Equipments | EA | 1 |  | INCLUDED | 0 | 0 | 0 | 0 | 0 | 0
298 | 7000016524 | 1480 | 520 | 90 | Instal of comm Equip at 400 Navsari NEW | 170000376 | 998734 |  | 18 |  | NMS-Craft Terminal-Hardware | EA | 1 |  | INCLUDED | 0 | 0 | 0 | 0 | 0 | 0
299 | 7000016524 | 1480 | 520 | 100 | Instal of comm Equip at 400 Navsari NEW | 170000377 | 998734 |  | 18 |  | NMS-Craft Terminal-Software | EA | 1 |  | INCLUDED | 0 | 0 | 0 | 0 | 0 | 0
300 | 7000016524 | 1480 | 520 | 110 | Instal of comm Equip at 400 Navsari NEW | 170000551 | 998336 |  | 18 |  | VOIP telephone instrument with one common switch (min. 8 port) | EA | 2 |  | INCLUDED | 0 | 0 | 0 | 0 | 0 | 0
301 | 7000016524 | 1480 | 520 | 120 | Instal of comm Equip at 400 Navsari NEW | 100002882 | 998336 |  | 18 |  | Fibre Optic Approach cabling: Including installation hardware like ties/clips/cleats, conduits, ducts, supports, fittings,accessories etc.: 24 Fibre | KM | 1 |  | INCLUDED | 0 | 0 | 0 | 0 | 0 | 0
302 | 7000016524 | 1480 | 520 | 130 | Instal of comm Equip at 400 Navsari NEW | 170000356 | 998336 |  | 18 |  | Fibre Optic Distribution Panel (FODP): Indoor Type: FC Coupling and mounted on ETSI 19" rack or slimline rack: Type 2 (96 Fibre) | EA | 1 |  | INCLUDED | 0 | 0 | 0 | 0 | 0 | 0
303 | 7000016524 | 1480 | 520 | 20 | Instal of comm Equip at 400 Navsari NEW | 170000433 | 998734 |  | 18 |  | Optical Interface Cards/SFP# -S16.1 for SDH Equipment-STM-16 | EA | 4 |  | INCLUDED | 0 | 0 | 0 | 0 | 0 | 0
304 | 7000016524 | 1480 | 520 | 30 | Instal of comm Equip at 400 Navsari NEW | 170000374 | 998734 |  | 18 |  | Optical Interface Card (to support minimum 150 kms) for STM-16 | EA | 2 |  | INCLUDED | 0 | 0 | 0 | 0 | 0 | 0
305 | 7000016524 | 1480 | 520 | 40 | Instal of comm Equip at 400 Navsari NEW | 100002813 | 998734 |  | 18 |  | Optical Interface/SFP-V16.2 | EA | 2 |  | INCLUDED | 0 | 0 | 0 | 0 | 0 | 0
306 | 7000016524 | 1630 | 550 | 10 | PMU for 400/220kV Navsari GIS-services | 170000502 | 998713 |  | 18 |  | Service:- Phasor Measurement Unit (PMU) | EA | 4 |  | INCLUDED | 0 | 0 | 0 | 0 | 0 | 0
307 | 7000016524 | 1630 | 550 | 20 | PMU for 400/220kV Navsari GIS-services | 170000530 | 998734 |  | 18 |  | WAMS TIME SYSTEM(GPS RECEIVER) | EA | 4 |  | INCLUDED | 0 | 0 | 0 | 0 | 0 | 0
308 | 7000016524 | 1630 | 550 | 30 | PMU for 400/220kV Navsari GIS-services | 170000503 | 998713 |  | 18 |  | Installation of Substation Grade Layer-3 LAN Switches as per Technical Specification | EA | 5 |  | INCLUDED | 0 | 0 | 0 | 0 | 0 | 0
309 | 7000016524 | 1630 | 550 | 40 | PMU for 400/220kV Navsari GIS-services | 170000504 | 998713 |  | 18 |  | Services:- Armored Fibre Optic Cable and associated termination equipment | LOT | 1 |  | INCLUDED | 0 | 0 | 0 | 0 | 0 | 0
310 | 7000016524 | 1630 | 550 | 50 | PMU for 400/220kV Navsari GIS-services | 170000501 | 998734 |  | 18 |  | Integration of PMU with the PDC (Phasor Data Concentrator) of RLDCs and respective SLDCs as required. | LOT | 1 |  | INCLUDED | 0 | 0 | 0 | 0 | 0 | 0
IV | Bay Extn at 400kV Navsari (New)
311 | 7000016525 | 170 | 80 | 10 | 400kV GIS Equipment | 100002132 | 998736 |  | 18 |  | 420kV, 3150 A, 63 kA, SF6 GIS Tie bay module(without PIR) as per Section-Project, Technical specification | SET | 1 |  | INCLUDED | 0 | 0 | 0 | 0 | 0 | 0
312 | 7000016525 | 170 | 80 | 20 | 400kV GIS Equipment | 100001826 | 998736 |  | 18 |  | 420kV, 3150 A, 63 kA, SF6 GIS ICT feeder bay module as per Section-Project, Technical specification | SET | 1 |  | INCLUDED | 0 | 0 | 0 | 0 | 0 | 0
313 | 7000016525 | 170 | 80 | 40 | 400kV GIS Equipment | 100023002 | 998736 |  | 18 |  | 400kV GIS- 3150A, 63kA for 1 Sec, 1- phase Gas insulated interface module along with associated active parts to facilitate thedirect inter-connection of GIS duct with the Transformer | SET | 3 |  | INCLUDED | 0 | 0 | 0 | 0 | 0 | 0
314 | 7000016525 | 170 | 80 | 50 | 400kV GIS Equipment | 100023031 | 998736 |  | 18 |  | 400kV GIS- Single Phase Gas insulated Surge arrester with associated enclosure and insulator complete in all respect | EA | 6 |  | INCLUDED | 0 | 0 | 0 | 0 | 0 | 0
315 | 7000016525 | 170 | 80 | 60 | 400kV GIS Equipment | 100000268 | 998736 |  | 18 |  | Controlled Switching Device for 420 kV, 3-ph Circuit Breaker | EA | 2 |  | INCLUDED | 0 | 0 | 0 | 0 | 0 | 0
316 | 7000016525 | 170 | 80 | 70 | 400kV GIS Equipment | 100023510 | 998736 |  | 18 |  | 420kV, 3150 A, 63 kA, SF6 GIS ICT feeder bay module for IV side connection with 765kV ICT as per Section-Project, Technicalspecification | SET | 1 |  | INCLUDED | 0 | 0 | 0 | 0 | 0 | 0
317 | 7000016525 | 170 | 80 | 80 | 400kV GIS Equipment | 100023509 | 998736 |  | 18 |  | 420kV, 3000A, 63kA, Single phase, SF6 Gas Insulated Bus Duct (GIB) outside GIS Hall alongwith associated support structure, etc. asper Technical Specification | M | 500 |  | INCLUDED | 0 | 0 | 0 | 0 | 0 | 0
318 | 7000016525 | 180 | 100 | 10 | 400kV Control & Relay Panel | 100000728 | 998736 |  | 18 |  | 400kV Circuit Breaker Relay Panel with Auto Reclose (with Automation) | EA | 3 |  | INCLUDED | 0 | 0 | 0 | 0 | 0 | 0
319 | 7000016525 | 190 | 110 | 30 | Substation automation system | 100002069 | 998736 |  | 18 |  | Augmentation of Substation automation System for 400kV Main bay as per Technical Specification | EA | 2 |  | INCLUDED | 0 | 0 | 0 | 0 | 0 | 0
320 | 7000016525 | 190 | 110 | 40 | Substation automation system | 100002075 | 998736 |  | 18 |  | Augmentation of Substation automation System for 400kV Tie bay as per Technical Specification | EA | 1 |  | INCLUDED | 0 | 0 | 0 | 0 | 0 | 0
321 | 7000016525 | 200 | 120 | 10 | Erection Hardware | 100002188 | 998731 |  | 18 |  | Erection Hardware for 400kV I type layout for GIS termination arrangement-Transformer bay as per technical specification | SET | 1 |  | INCLUDED | 0 | 0 | 0 | 0 | 0 | 0
322 | 7000016525 | 210 | 130 | 10 | Power and Control Cables | 100002181 | 998736 |  | 18 |  | 1.1kV grade Power Cables (PVCinsulated)along withlugs,glands,straight joints &accessories,etc. | LS | 1 |  | INCLUDED | 0 | 0 | 0 | 0 | 0 | 0
323 | 7000016525 | 210 | 130 | 20 | Power and Control Cables | 100002182 | 998736 |  | 18 |  | 1.1kV grade Control Cables (PVCinsulated) along withlugs,glands,straight joints &accessories,etc. | LS | 1 |  | INCLUDED | 0 | 0 | 0 | 0 | 0 | 0
324 | 7000016525 | 220 | 200 | 10 | Civil Works | 100004518 | 995433 |  | 18 |  | Excavation in all kind of soil including rock for all leads and lifts, backfilling, disposal of surplus earth within a lead up to2Km as per technical specification. The surplus earth shall be roughly graded . | M3 | 649 |  | INCLUDED | 0 | 0 | 0 | 0 | 0 | 0
325 | 7000016525 | 220 | 200 | 20 | Civil Works | 100001325 | 995454 |  | 18 |  | Providing and laying of Plain Cement Concrete (PCC) (1:4:8) | M3 | 23 |  | INCLUDED | 0 | 0 | 0 | 0 | 0 | 0
326 | 7000016525 | 220 | 200 | 30 | Civil Works | 100016607 | 995451 |  | 18 |  | Providing and laying of Reinforced Cement Concrete M30 including pre cast, shuttering, Grouting of pockets & underpinning butexcluding steel reinforcement | M3 | 127 |  | INCLUDED | 0 | 0 | 0 | 0 | 0 | 0
327 | 7000016525 | 220 | 200 | 40 | Civil Works | 100016681 | 995454 |  | 18 |  | Reinforcement steel meeting corrosion resistance properties as per IS:1786 and manufacturer specificationâ€‹ | MT | 38 |  | INCLUDED | 0 | 0 | 0 | 0 | 0 | 0
328 | 7000016525 | 220 | 200 | 50 | Civil Works | 100001720 | 995428 |  | 18 |  | Supplying, filling and compacting CNS material as per specification under floors, foundations, roads, cable trenches, drains etc inlayers not exceeding 200 mm thickness | M3 | 128 |  | INCLUDED | 0 | 0 | 0 | 0 | 0 | 0
329 | 7000016525 | 220 | 200 | 70 | Civil Works | 100001479 | 995454 |  | 18 |  | Cable Trench including all types of crossings, all metallic works and sump pit including concrte and reinforcement steel Section 3-3 | M | 10 |  | INCLUDED | 0 | 0 | 0 | 0 | 0 | 0
330 | 7000016525 | 220 | 200 | 80 | Civil Works | 100001480 | 995454 |  | 18 |  | Cable Trench including all types of crossings, all metallic works and sump pit including concrte and reinforcement steel Section 4-4 | M | 20 |  | INCLUDED | 0 | 0 | 0 | 0 | 0 | 0
331 | 7000016525 | 220 | 200 | 90 | Civil Works | 100026388 | 995451 |  | 18 |  | Boring, providing and installing bore cast-in-situ reinforced cement concrete pile of specified diameter and length below the pilecap, M30 grade ( Minimum cement content of 400Kg/cu.m.) in cement concrete, to carry a safe working load not less than specifiedexcluding the cost of reinforcement steel and cement concrete which shall be paid separately but including the cost of boring withcasing and/or bentonite solution and the length of pile to be embedded in the pile cap (length of pile boring for payment shall bemeasured up to bottom of pile cap)-300 mm dia single underreamed pile | RM | 1212 |  | INCLUDED | 0 | 0 | 0 | 0 | 0 | 0
332 | 7000016525 | 220 | 200 | 100 | Civil Works | 100016609 | 995451 |  | 18 |  | Providing and laying of reinforced cement concrete for piling work of Grade M-30 ( Minimum cement content of 400Kg/cu.m.) ofspecified diameter & length below the pile cap. | M3 | 126 |  | INCLUDED | 0 | 0 | 0 | 0 | 0 | 0
333 | 7000016525 | 220 | 200 | 110 | Civil Works | 100026385 | 995451 |  | 18 |  | Routine test-Vertical load testing of piles in accordance with IS 2911 (Part IV) including installation of loading platform andpreparation of pile head or construction of test cap and dismantling of test cap after test etc. complete as per specification & thedirection of Engineer in-charge. - 300mm Dia pile | EA | 2 |  | INCLUDED | 0 | 0 | 0 | 0 | 0 | 0
334 | 7000016525 | 220 | 200 | 120 | Civil Works | 100026386 | 995451 |  | 18 |  | Routine Pullout Test of piles in accordance with IS 2911(Part-IV) inlcuding T&P, labour , hydraulic jack etc. complete-300mm diapile | EA | 2 |  | INCLUDED | 0 | 0 | 0 | 0 | 0 | 0
335 | 7000016525 | 220 | 200 | 130 | Civil Works | 100026387 | 995451 |  | 18 |  | Routine test- Lateral load testing of single pile in accordance with IS Code of practice IS : 2911 (Part IV) for determining safeallowable lateral load on pile -300mm dia pile | EA | 2 |  | INCLUDED | 0 | 0 | 0 | 0 | 0 | 0
336 | 7000016525 | 220 | 200 | 140 | Civil Works | 120002789 | 995451 |  | 18 |  | 20.9 Integrity testing of Pile using Low Strain/ Sonic Integrity Test/ Sonic Echo Test method in accordance with IS 14893 includingsurface preparation of pile top by removing soil, mud, dust & chipping lean concrete lumps etc. and use of computerised equipmentand high skill trained personal for conducting the test & submission of results, all complete as per direction ofEngineer-in-charge. Note: DSR unit is 'per test' | EA | 202 |  | INCLUDED | 0 | 0 | 0 | 0 | 0 | 0
V | 220kV GIS Line Feeders at Navsari-GETCO
337 | 7000016526 | 840 | 200 | 10 | Civil Works | 100004518 | 995433 |  | 18 |  | Excavation in all kind of soil including rock for all leads and lifts, backfilling, disposal of surplus earth within a lead up to2Km as per technical specification. The surplus earth shall be roughly graded . | M3 | 3130 |  | INCLUDED | 0 | 0 | 0 | 0 | 0 | 0
338 | 7000016526 | 840 | 200 | 20 | Civil Works | 100001325 | 995454 |  | 18 |  | Providing and laying of Plain Cement Concrete (PCC) (1:4:8) | M3 | 113 |  | INCLUDED | 0 | 0 | 0 | 0 | 0 | 0
339 | 7000016526 | 840 | 200 | 30 | Civil Works | 100001326 | 995454 |  | 18 |  | Providing and laying of Plain Cement Concrete (PCC) (1:2:4) | M3 | 6 |  | INCLUDED | 0 | 0 | 0 | 0 | 0 | 0
340 | 7000016526 | 840 | 200 | 40 | Civil Works | 100001328 | 995454 |  | 18 |  | Providing and laying Plain Cement Concrete 1:5:10 (1 cement : 5 sand : 10 brick aggregate) | M3 | 268 |  | INCLUDED | 0 | 0 | 0 | 0 | 0 | 0
341 | 7000016526 | 840 | 200 | 50 | Civil Works | 100016607 | 995451 |  | 18 |  | Providing and laying of Reinforced Cement Concrete M30 including pre cast, shuttering, Grouting of pockets & underpinning butexcluding steel reinforcement | M3 | 754 |  | INCLUDED | 0 | 0 | 0 | 0 | 0 | 0
342 | 7000016526 | 840 | 200 | 60 | Civil Works | 100016681 | 995454 |  | 18 |  | Reinforcement steel meeting corrosion resistance properties as per IS:1786 and manufacturer specificationâ€‹ | MT | 114 |  | INCLUDED | 0 | 0 | 0 | 0 | 0 | 0
343 | 7000016526 | 840 | 200 | 70 | Civil Works | 100001714 | 995428 |  | 18 |  | Stone spreading in switchyard excluding PCC | M2 | 5000 |  | INCLUDED | 0 | 0 | 0 | 0 | 0 | 0
344 | 7000016526 | 840 | 200 | 80 | Civil Works | 100001713 | 995424 |  | 18 |  | Antiweed treatment | M2 | 5000 |  | INCLUDED | 0 | 0 | 0 | 0 | 0 | 0
345 | 7000016526 | 840 | 200 | 90 | Civil Works | 100001409 | 995462 |  | 18 |  | Supplying and erecting dewatering pumps-5 HP | EA | 1 |  | INCLUDED | 0 | 0 | 0 | 0 | 0 | 0
346 | 7000016526 | 840 | 200 | 100 | Civil Works | 100004430 | 995416 |  | 18 |  | 220 kV PEB Panel Room for GIS Hall - Civil Works All civil works complete as per TS, including - brickwork, finishing (externaland internal), windows etc. However, excavation, concrete (all types) and reinforcement steel shall be measured and paid separatelyas per respective item of BPS. | M2 | 40 |  | INCLUDED | 0 | 0 | 0 | 0 | 0 | 0
347 | 7000016526 | 840 | 200 | 110 | Civil Works | 100001720 | 995428 |  | 18 |  | Supplying, filling and compacting CNS material as per specification under floors, foundations, roads, cable trenches, drains etc inlayers not exceeding 200 mm thickness | M3 | 319 |  | INCLUDED | 0 | 0 | 0 | 0 | 0 | 0
348 | 7000016526 | 840 | 200 | 120 | Civil Works | 100001721 | 995428 |  | 18 |  | Supplying, filling and compacting stone boulders mixed with sand under foundations, roads, cable trenches, drains etc in layers notexceeding 250mm thickness including ramming, watering compacting | M3 | 310 |  | INCLUDED | 0 | 0 | 0 | 0 | 0 | 0
349 | 7000016526 | 840 | 200 | 130 | Civil Works | 100001479 | 995454 |  | 18 |  | Cable Trench including all types of crossings, all metallic works and sump pit including concrte and reinforcement steel Section 3-3 | M | 150 |  | INCLUDED | 0 | 0 | 0 | 0 | 0 | 0
350 | 7000016526 | 840 | 200 | 140 | Civil Works | 100001480 | 995454 |  | 18 |  | Cable Trench including all types of crossings, all metallic works and sump pit including concrte and reinforcement steel Section 4-4 | M | 200 |  | INCLUDED | 0 | 0 | 0 | 0 | 0 | 0
351 | 7000016526 | 840 | 200 | 150 | Civil Works | 100026388 | 995451 |  | 18 |  | Boring, providing and installing bore cast-in-situ reinforced cement concrete pile of specified diameter and length below the pilecap, M30 grade ( Minimum cement content of 400Kg/cu.m.) in cement concrete, to carry a safe working load not less than specifiedexcluding the cost of reinforcement steel and cement concrete which shall be paid separately but including the cost of boring withcasing and/or bentonite solution and the length of pile to be embedded in the pile cap (length of pile boring for payment shall bemeasured up to bottom of pile cap)-300 mm dia single underreamed pile | RM | 2322 |  | INCLUDED | 0 | 0 | 0 | 0 | 0 | 0
352 | 7000016526 | 840 | 200 | 160 | Civil Works | 100016609 | 995451 |  | 18 |  | Providing and laying of reinforced cement concrete for piling work of Grade M-30 ( Minimum cement content of 400Kg/cu.m.) ofspecified diameter & length below the pile cap. | M3 | 244 |  | INCLUDED | 0 | 0 | 0 | 0 | 0 | 0
353 | 7000016526 | 840 | 200 | 170 | Civil Works | 100026385 | 995451 |  | 18 |  | Routine test-Vertical load testing of piles in accordance with IS 2911 (Part IV) including installation of loading platform andpreparation of pile head or construction of test cap and dismantling of test cap after test etc. complete as per specification & thedirection of Engineer in-charge. - 300mm Dia pile | EA | 2 |  | INCLUDED | 0 | 0 | 0 | 0 | 0 | 0
354 | 7000016526 | 840 | 200 | 180 | Civil Works | 100026386 | 995451 |  | 18 |  | Routine Pullout Test of piles in accordance with IS 2911(Part-IV) inlcuding T&P, labour , hydraulic jack etc. complete-300mm diapile | EA | 2 |  | INCLUDED | 0 | 0 | 0 | 0 | 0 | 0
355 | 7000016526 | 840 | 200 | 190 | Civil Works | 100026387 | 995451 |  | 18 |  | Routine test- Lateral load testing of single pile in accordance with IS Code of practice IS : 2911 (Part IV) for determining safeallowable lateral load on pile -300mm dia pile | EA | 2 |  | INCLUDED | 0 | 0 | 0 | 0 | 0 | 0
356 | 7000016526 | 840 | 200 | 200 | Civil Works | 120002789 | 995451 |  | 18 |  | 20.9 Integrity testing of Pile using Low Strain/ Sonic Integrity Test/ Sonic Echo Test method in accordance with IS 14893 includingsurface preparation of pile top by removing soil, mud, dust & chipping lean concrete lumps etc. and use of computerised equipmentand high skill trained personal for conducting the test & submission of results, all complete as per direction ofEngineer-in-charge. Note: DSR unit is 'per test' | EA | 387 |  | INCLUDED | 0 | 0 | 0 | 0 | 0 | 0
357 | 7000016526 | 840 | 200 | 210 | Civil Works | 170002833 | 998716 |  | 18 |  | SAND FILLING | M3 | 525 |  | INCLUDED | 0 | 0 | 0 | 0 | 0 | 0
358 | 7000016526 | 850 | 210 | 10 | Foundation bolt | 100001679 | 995455 |  | 18 |  | Erection of 80mm dia foundation bolts including nuts, checknuts, washers and packplates | EA | 60 |  | INCLUDED | 0 | 0 | 0 | 0 | 0 | 0
359 | 7000016526 | 850 | 210 | 20 | Foundation bolt | 100001676 | 995455 |  | 18 |  | Erection of 40mm dia foundation bolts including nuts, checknuts, washers and packplates. | EA | 80 |  | INCLUDED | 0 | 0 | 0 | 0 | 0 | 0
360 | 7000016526 | 850 | 210 | 30 | Foundation bolt | 100001674 | 995455 |  | 18 |  | Erection of 28mm dia foundation bolts including nuts, checknuts, washers and packplates. | EA | 260 |  | INCLUDED | 0 | 0 | 0 | 0 | 0 | 0
361 | 7000016526 | 980 | 230 | 10 | 220 KV GIS Equipments | 100000377 | 998736 |  | 18 |  | 245kV, 1600 A, 50 kA, SF6 GIS Line feeder bay module for connecting Overhead line (Air/SF6) with GIS through gas insulatedinterconnection bus etc | SET | 8 |  | INCLUDED | 0 | 0 | 0 | 0 | 0 | 0
362 | 7000016526 | 980 | 230 | 30 | 220 KV GIS Equipments | 100002390 | 998736 |  | 18 |  | 245kV,1600A, 50 kA for 1 sec SF6 to Air Bushing | EA | 24 |  | INCLUDED | 0 | 0 | 0 | 0 | 0 | 0
363 | 7000016526 | 980 | 230 | 29 | 220 KV GIS Equipments | 100026389 | 998736 |  | 18 |  | 245kV,1600A, 50kA,3 Single phase, SF6 Gas Insulated Bus Duct (GIB) outside GIS Hall alongwith associated support structure etc. asper Technical Specification | M | 2040 |  | INCLUDED | 0 | 0 | 0 | 0 | 0 | 0
364 | 7000016526 | 990 | 240 | 10 | 220kV AIS Equipment | 100000448 | 998736 |  | 18 |  | 245 kV, 4400pf Capacitive Voltage Transformer (1- Phase) | EA | 8 |  | INCLUDED | 0 | 0 | 0 | 0 | 0 | 0
365 | 7000016526 | 990 | 240 | 20 | 220kV AIS Equipment | 100000484 | 998736 |  | 18 |  | 216kV Surge Arrester (1-phase) | EA | 24 |  | INCLUDED | 0 | 0 | 0 | 0 | 0 | 0
366 | 7000016526 | 990 | 240 | 30 | 220kV AIS Equipment | 100001907 | 998736 |  | 18 |  | 245 kV,1 phase Bus Post Insulator (except for Line Traps) | EA | 24 |  | INCLUDED | 0 | 0 | 0 | 0 | 0 | 0
367 | 7000016526 | 990 | 240 | 40 | 220kV AIS Equipment | 100000884 | 998734 |  | 18 |  | 245 kV ,1 phase Bus Post Insulators for Line Traps | EA | 3 |  | INCLUDED | 0 | 0 | 0 | 0 | 0 | 0
368 | 7000016526 | 1000 | 250 | 10 | Relay & Protection Panel | 100000738 | 998736 |  | 18 |  | 220kV Line Protection Panel (with Automation) | EA | 8 |  | INCLUDED | 0 | 0 | 0 | 0 | 0 | 0
369 | 7000016526 | 1000 | 250 | 20 | Relay & Protection Panel | 100000736 | 998736 |  | 18 |  | 220kV Circuit Breaker Relay Panel with Auto Reclose (with Automation) | EA | 8 |  | INCLUDED | 0 | 0 | 0 | 0 | 0 | 0
370 | 7000016526 | 1000 | 250 | 30 | Relay & Protection Panel | 100002605 | 998736 |  | 18 |  | Line Current Differential Relay | SET | 12 |  | INCLUDED | 0 | 0 | 0 | 0 | 0 | 0
371 | 7000016526 | 1120 | 255 | 10 | Substation automation system-220kV | 100002070 | 998736 |  | 18 |  | Augmentation of Substation automation System for 220kV bay as per Technical Specification | EA | 8 |  | INCLUDED | 0 | 0 | 0 | 0 | 0 | 0
372 | 7000016526 | 1010 | 260 | 10 | PLCC Equipment | 100002048 | 998734 |  | 18 |  | 220kV,1600A,0.5mH ,50kA Line Trap | EA | 2 |  | INCLUDED | 0 | 0 | 0 | 0 | 0 | 0
373 | 7000016526 | 1010 | 260 | 30 | PLCC Equipment | 100003517 | 998734 |  | 18 |  | HF CABLE FOR PLCC-75 OHM (KM) | KM | 0.5 |  | INCLUDED | 0 | 0 | 0 | 0 | 0 | 0
374 | 7000016526 | 1020 | 270 | 10 | Air conditioning system | 100003516 | 995463 |  | 18 |  | Airconditioning system for LCR in 245kV GIS building | LS | 1 |  | INCLUDED | 0 | 0 | 0 | 0 | 0 | 0
375 | 7000016526 | 1030 | 280 | 10 | Fire protection System | 100000976 | 998736 |  | 18 |  | 6Kg dry chemical powered type Portable Fire extinguisher | EA | 1 |  | INCLUDED | 0 | 0 | 0 | 0 | 0 | 0
376 | 7000016526 | 1030 | 280 | 20 | Fire protection System | 100000975 | 995461 |  | 18 |  | 4.5 kg CO2 type Portable Fire extinguisher | EA | 2 |  | INCLUDED | 0 | 0 | 0 | 0 | 0 | 0
377 | 7000016526 | 1030 | 280 | 30 | Fire protection System | 100023508 | 998739 |  | 18 |  | FIRE PROTECTION SYSTEM FOR PANEL ROOM AS PER TS | SET | 1 |  | INCLUDED | 0 | 0 | 0 | 0 | 0 | 0
378 | 7000016526 | 1040 | 290 | 10 | 220kV Insulator and Hardware | 100017117 | 998731 |  | 18 |  | 220KV TENSION INSULATOR STRING AND ASSOCIATED HARDWARE FITTINGS WITH TURN BUCKLE SUITABLE FOR TWIN CONDUCTOR | EA | 36 |  | INCLUDED | 0 | 0 | 0 | 0 | 0 | 0
379 | 7000016526 | 1040 | 290 | 20 | 220kV Insulator and Hardware | 100017121 | 998731 |  | 18 |  | 220KV SUSPENSION INSULATOR STRING AND ASSOCIATED HARDWARE FITTINGS WITH THROUGH CLAMP SUITABLE FOR TWIN CONDUCTOR | EA | 12 |  | INCLUDED | 0 | 0 | 0 | 0 | 0 | 0
380 | 7000016526 | 1040 | 290 | 30 | 220kV Insulator and Hardware | 100017122 | 998731 |  | 18 |  | 220KV SUSPENSION INSULATOR STRING AND ASSOCIATED HARDWARE FITTINGS WITH DROP CLAMP SUITABLE FOR TWIN CONDUCTOR | EA | 24 |  | INCLUDED | 0 | 0 | 0 | 0 | 0 | 0
381 | 7000016526 | 1040 | 290 | 40 | 220kV Insulator and Hardware | 100017118 | 998731 |  | 18 |  | 220KV TENSION INSULATOR STRING AND ASSOCIATED HARDWARE FITTINGS WITHOUT TURN BUCKLE SUITABLE FOR TWIN CONDUCTOR | EA | 12 |  | INCLUDED | 0 | 0 | 0 | 0 | 0 | 0
382 | 7000016526 | 1050 | 300 | 10 | Erection Hardware-220kV | 100000512 | 998731 |  | 18 |  | Erection Hardware for 220kV DM-type layout for GIS termination arrangement-Line bay as per specification | SET | 8 |  | INCLUDED | 0 | 0 | 0 | 0 | 0 | 0
383 | 7000016526 | 1060 | 310 | 10 | Power and Control Cables | 100002182 | 998736 |  | 18 |  | 1.1kV grade Control Cables (PVCinsulated) along withlugs,glands,straight joints &accessories,etc. | LS | 1 |  | INCLUDED | 0 | 0 | 0 | 0 | 0 | 0
384 | 7000016526 | 1060 | 310 | 80 | Power and Control Cables | 100002181 | 998736 |  | 18 |  | 1.1kV grade Power Cables (PVCinsulated)along withlugs,glands,straight joints &accessories,etc. | LS | 1 |  | INCLUDED | 0 | 0 | 0 | 0 | 0 | 0
385 | 7000016526 | 1070 | 320 | 20 | Illumination-Indoor | 100023507 | 998739 |  | 18 |  | INDOOR ILLUMINATION OF PANEL ROOM AS PER TS | SET | 1 |  | INCLUDED | 0 | 0 | 0 | 0 | 0 | 0
386 | 7000016526 | 1080 | 330 | 10 | Illumination(Outdoor) | 100001021 | 995461 |  | 18 |  | Lighting Panel type ACP-2 as per technical specification | EA | 2 |  | INCLUDED | 0 | 0 | 0 | 0 | 0 | 0
387 | 7000016526 | 1080 | 330 | 20 | Illumination(Outdoor) | 100004926 | 998731 |  | 18 |  | Lighting Fixture LED Luminaires type FL2 as per tech. specifications | EA | 10 |  | INCLUDED | 0 | 0 | 0 | 0 | 0 | 0
388 | 7000016526 | 1080 | 330 | 30 | Illumination(Outdoor) | 100004930 | 998731 |  | 18 |  | LED Flood Light Luminaries Type-FL-1 as per technical specification | EA | 10 |  | INCLUDED | 0 | 0 | 0 | 0 | 0 | 0
389 | 7000016526 | 1090 | 340 | 10 | Steel Structure-220kV Equipment | 100001225 | 995455 |  | 18 |  | Erection of Pipe Structure - 220 kV 1-Phase BPI including nuts, bolts, all type of washers, packplates, step bolts and gusset platesexcluding foundation bolts | EA | 24 |  | INCLUDED | 0 | 0 | 0 | 0 | 0 | 0
390 | 7000016526 | 1090 | 340 | 20 | Steel Structure-220kV Equipment | 100001221 | 995455 |  | 18 |  | Erection of Pipe Structure - 220 kV 1-Phase CVT including nuts, bolts, all type of washers, packplates, step bolts and gusset platesexcluding foundation bolts | EA | 8 |  | INCLUDED | 0 | 0 | 0 | 0 | 0 | 0
391 | 7000016526 | 1090 | 340 | 30 | Steel Structure-220kV Equipment | 100001224 | 995455 |  | 18 |  | Erection of Pipe Structure - 220 kV 1-Phase SA including nuts, bolts, all type of washers, packplates, step bolts and gusset platesexcluding foundation bolts | EA | 24 |  | INCLUDED | 0 | 0 | 0 | 0 | 0 | 0
392 | 7000016526 | 1090 | 340 | 40 | Steel Structure-220kV Equipment | 100003521 | 995455 |  | 18 |  | Erection of Pipe Structure - 220 kV 1 - PH BPI for WT including nuts, bolts, all type of washers, packplates, step bolts and gussetplates excluding foundation bolts | SET | 6 |  | INCLUDED | 0 | 0 | 0 | 0 | 0 | 0
393 | 7000016526 | 1100 | 350 | 10 | Steel structure | 100002443 | 995455 |  | 18 |  | Erection of Std 220 kV Tower CHP including nuts, bolts, all type of washers, packplates, step bolts and gusset plates excludingfoundation bolts | EA | 5 |  | INCLUDED | 0 | 0 | 0 | 0 | 0 | 0
394 | 7000016526 | 1100 | 350 | 20 | Steel structure | 100002442 | 995455 |  | 18 |  | Standard Towers for 220kV - Type CGP | EA | 5 |  | INCLUDED | 0 | 0 | 0 | 0 | 0 | 0
395 | 7000016526 | 1100 | 350 | 30 | Steel structure | 100003939 | 995455 |  | 18 |  | Erection of 220 kV Beam B1 including nuts, bolts, all type of washers, packplates, step bolts and gusset plates | EA | 12 |  | INCLUDED | 0 | 0 | 0 | 0 | 0 | 0
2: Total; 16=14*15: 0 |  | 0 |  |  | 0 | 0 | 0
# | In case the bidder leaves the cell for confirmation of the SAC and/or GST rate “blank”, the SAC and corresponding GST rate indicated by the Employer shall be deemed to be the one confirmed by the Bidder.
| Date | [10 empty] | Printed Name
| Place | [10 empty] | Designation
0

## Sch-4
5002002195/GIS-INCLUDING/DOM/A02-CC CS -3 | [14 empty] | Schedule - 4
400kV GIS Substation Package SS-85 for: (i) (a) Establishment of Digital 400/220kV Navsari (New) (South Gujrat) GIS S/S (b) Extension works at 400kV Kala GIS S/S (c) Extension works at 400kV Magarwada GIS S/S under Transmission Network Expansion in Gujarat to increase its ATS from ISTS: Part B. (ii) 400kV GIS ICT bay extension under augmentation of transformation capacity at Navsari(New) 765/400kV GIS S/S under Transmission Network Expansion in Gujarat associated with integration of RE projects from Khavda potential RE Zone. (iii) 08 Nos 220kV GIS Feeder Bays at Navasri (New) as Deposit Work of GETCO.
(SCHEDULE OF RATES AND PRICES )
BIDDER:
0 | [12 empty] | To:
Bidder’s Name and Address (Sole Bidder) : | [12 empty] | Contract Services
Name : | [12 empty] | Power Grid Corporation of India Ltd.,
Address : | [12 empty] | "Saudamini", Plot No.-2
Sector-29,
Gurgaon (Haryana) - 122001
Training Charges :
SI. No. | PR No | Line Item No | Activity Header | PR Activity No | Activity Description | Service Code | SAC (Service Accounting Codes) | Whether SAC in column ‘…’ is confirmed. If not indicate applicable the SAC # | Rate of GST applicable ( in %) | Whether rate of GST in column ‘---’ is confirmed. If not indicate applicable rate of GST # | Description | Unit | Quantity | Unit Charges | Total Charges
1 | 2 | 3 | 4 | 5 | 6 | 7 | 8 | 9 | 10 | 11 | 12 | 13 | 14 | 15 | 16=14*15
NOT APPLICABLE
NOTE: To and fro charges and accommodation for the Instructor (Trainer) and Training material for the Trainees shall be included in the prices quoted by the bidder.
# In case the bidder leaves the cell for confirmation of the SAC and/or GST rate “blank” “blank”, the SAC and corresponding GST rate indicated by the Employer shall be deemed to be the one confirmed by the Bidder
Date
| Place | [9 empty] | Printed Name
Designation

## Sch-5
5002002195/GIS-INCLUDING/DOM/A02-CC CS -3 |  |  |  | Schedule - 5
400kV GIS Substation Package SS-85 for: (i) (a) Establishment of Digital 400/220kV Navsari (New) (South Gujrat) GIS S/S (b) Extension works at 400kV Kala GIS S/S (c) Extension works at 400kV Magarwada GIS S/S under Transmission Network Expansion in Gujarat to increase its ATS from ISTS: Part B. (ii) 400kV GIS ICT bay extension under augmentation of transformation capacity at Navsari(New) 765/400kV GIS S/S under Transmission Network Expansion in Gujarat associated with integration of RE projects from Khavda potential RE Zone. (iii) 08 Nos 220kV GIS Feeder Bays at Navasri (New) as Deposit Work of GETCO.
(SUMMARY OF TAXES & DUTIES APPLICABLE ON PLANT & EQUIPMENT)
BIDDER:
0 |  |  | To:
Bidder’s Name and Address (Sole Bidder) : |  |  | Contract Services
Name : |  |  | Power Grid Corporation of India Ltd.,
Address : |  |  | "Saudamini", Plot No.-2
Sector-29,
Gurgaon (Haryana) - 122001
Sl. No. | Item Nos. |  | Total Price (INR) |  | After Discount |  | After MPDiscount
1 | TOTAL GST on Goods |  | 0 |  | Excise Duty | #REF! | Excise Duty | #REF!
Total GST for Supply of Goods (inter-alia including Type Test Charges) between the Contractor and the Employer (identified in Schedule 1') which are not included in the Ex-works price as per the provision of the Bidding Documents, as applicable.
2 | TOTAL GST on Services |  | 0 |  | Sales Tax | 0 | Sales Tax | 0
| Total GST on Installation Services (indentified in Schedule-3) and Training to be imparted in India (identified in Schedule-4) which are not included in the Installation and Training charges as per the provision of the Bidding Documents, as applicable |  |  |  | #REF! | 0 | #REF! | 0
| GRAND TOTAL [1+2] |  | 0
Date : |  | Printed Name :
Place : |  | Designation :
Click for Sch-6

## Sch-5 after discount
5002002195/GIS-INCLUDING/DOM/A02-CC CS -3 |  |  |  | Schedule - 5
400kV GIS Substation Package SS-85 for: (i) (a) Establishment of Digital 400/220kV Navsari (New) (South Gujrat) GIS S/S (b) Extension works at 400kV Kala GIS S/S (c) Extension works at 400kV Magarwada GIS S/S under Transmission Network Expansion in Gujarat to increase its ATS from ISTS: Part B. (ii) 400kV GIS ICT bay extension under augmentation of transformation capacity at Navsari(New) 765/400kV GIS S/S under Transmission Network Expansion in Gujarat associated with integration of RE projects from Khavda potential RE Zone. (iii) 08 Nos 220kV GIS Feeder Bays at Navasri (New) as Deposit Work of GETCO.
(SUMMARY OF TAXES & DUTIES APPLICABLE ON PLANT & EQUIPMENT)
BIDDER:
0 |  |  | To:
Bidder’s Name and Address (Sole Bidder) : |  |  | Contract Services
Name : |  |  | Power Grid Corporation of India Ltd.,
Address : |  |  | "Saudamini", Plot No.-2
Sector-29,
Gurgaon (Haryana) - 122001
Sl. No. | Item Nos. |  | Total Price (INR)
1 | TOTAL GST on Goods |  | 0
Total GST for Supply of Goods (inter-alia including Type Test Charges) between the Contractor and the Employer (identified in Schedule 1') which are not included in the Ex-works price as per the provision of the Bidding Documents, as applicable.
2 | TOTAL GST on Services |  | 0
Total GST on Installation Services (indentified in Schedule-3) and Training to be imparted in India (identified in Schedule-4) which are not included in the Installation and Training charges as per the provision of the Bidding Documents, as applicable
| GRAND TOTAL [1+2] |  | 0
Date : |  | Printed Name :
Place : |  | Designation :
Click for Sch-6

## Sch-6
5002002195/GIS-INCLUDING/DOM/A02-CC CS -3 |  |  | Schedule - 6
400kV GIS Substation Package SS-85 for: (i) (a) Establishment of Digital 400/220kV Navsari (New) (South Gujrat) GIS S/S (b) Extension works at 400kV Kala GIS S/S (c) Extension works at 400kV Magarwada GIS S/S under Transmission Network Expansion in Gujarat to increase its ATS from ISTS: Part B. (ii) 400kV GIS ICT bay extension under augmentation of transformation capacity at Navsari(New) 765/400kV GIS S/S under Transmission Network Expansion in Gujarat associated with integration of RE projects from Khavda potential RE Zone. (iii) 08 Nos 220kV GIS Feeder Bays at Navasri (New) as Deposit Work of GETCO.
(GRAND SUMMARY)
BIDDER:
0 |  |  | To:
Bidder’s Name and Address (Sole Bidder) : |  |  | Contract Services
Name : |  |  | Power Grid Corporation of India Ltd.,
Address : |  |  | "Saudamini", Plot No.-2
Sector-29,
Gurgaon (Haryana) - 122001
Sl. No. | Description |  | Total Price (INR)
1 | TOTAL SCHEDULE NO. 1 |  | 0
Ex-works price of Plant and Equipment including Type Test Charges
2 | TOTAL SCHEDULE NO. 2 |  | 0
Local Transportation, In-transit Insurance, loading and unloading
3 | TOTAL SCHEDULE NO. 3 |  | 0
Installation Charges
4 | TOTAL SCHEDULE NO. 4 |  | Not Applicable
Training Charges
5 | TOTAL SCHEDULE NO. 5 |  | 0
Taxes and Duties
6 | TOTAL SCHEDULE NO. 7 |  | Not Applicable
Type Test Charges [Total of this Schedule is included in Schedule - 1 above.]
GRAND TOTAL [1+2+3+5]
0
Date : |  | Printed Name :
Place : |  | Designation :
Click for Sch-7

## Sch-6 After Discount (hidden)
5002002195/GIS-INCLUDING/DOM/A02-CC CS -3 |  |  | Schedule - 6 After Discount
400kV GIS Substation Package SS-85 for: (i) (a) Establishment of Digital 400/220kV Navsari (New) (South Gujrat) GIS S/S (b) Extension works at 400kV Kala GIS S/S (c) Extension works at 400kV Magarwada GIS S/S under Transmission Network Expansion in Gujarat to increase its ATS from ISTS: Part B. (ii) 400kV GIS ICT bay extension under augmentation of transformation capacity at Navsari(New) 765/400kV GIS S/S under Transmission Network Expansion in Gujarat associated with integration of RE projects from Khavda potential RE Zone. (iii) 08 Nos 220kV GIS Feeder Bays at Navasri (New) as Deposit Work of GETCO.
(GRAND SUMMARY)
#REF! |  |  | To:
Bidder’s Name and Address (Sole Bidder) : |  |  | Contract Services
Name : |  |  | Power Grid Corporation of India Ltd.,
Address : |  |  | "Saudamini", Plot No.-2
Sector-29,
Gurgaon (Haryana) - 122001
Sl. No. | Description |  | Total Price (INR)
1 | TOTAL SCHEDULE NO. 1
Ex-works price of Plant and Equipment including Type Test Charges
2 | TOTAL SCHEDULE NO. 2
Local Transportation, Insurance and other Incidental Services
3 | TOTAL SCHEDULE NO. 3
Installation Charges
4 | TOTAL SCHEDULE NO. 4
Training Charges
5 | TOTAL SCHEDULE NO. 5
Taxes and Duties
6 | TOTAL SCHEDULE NO. 7
Type Test Charges [Total of this Schedule is included in Schedule - 1 above.]
GRAND TOTAL [1+2+3+4+5]
Date : |  | Printed Name :
Place : |  | Designation :
Click for Sch-7

## Sch-6 (After Discount)
5002002195/GIS-INCLUDING/DOM/A02-CC CS -3 |  |  | Schedule - 6
400kV GIS Substation Package SS-85 for: (i) (a) Establishment of Digital 400/220kV Navsari (New) (South Gujrat) GIS S/S (b) Extension works at 400kV Kala GIS S/S (c) Extension works at 400kV Magarwada GIS S/S under Transmission Network Expansion in Gujarat to increase its ATS from ISTS: Part B. (ii) 400kV GIS ICT bay extension under augmentation of transformation capacity at Navsari(New) 765/400kV GIS S/S under Transmission Network Expansion in Gujarat associated with integration of RE projects from Khavda potential RE Zone. (iii) 08 Nos 220kV GIS Feeder Bays at Navasri (New) as Deposit Work of GETCO.
(GRAND SUMMARY)
BIDDER:
0 |  |  | To:
Bidder’s Name and Address (Sole Bidder) : |  |  | Contract Services
Name : |  |  | Power Grid Corporation of India Ltd.,
Address : |  |  | "Saudamini", Plot No.-2
Sector-29,
Gurgaon (Haryana) - 122001
Sl. No. | Description |  | Total Price (INR) | From Sch-6 | Discount Factors
1 | TOTAL SCHEDULE NO. 1 |  | 0 | 0 | 0
Ex-works price of Plant and Equipment including Type Test Charges
2 | TOTAL SCHEDULE NO. 2 |  | 0 | 0 | 0
Local Transportation, In-transit Insurance, loading and unloading
3 | TOTAL SCHEDULE NO. 3 |  | 0 | 0 | 0
Installation Charges
4 | TOTAL SCHEDULE NO. 4 |  | Not Applicable
Training Charges
5 | TOTAL SCHEDULE NO. 5 |  | 0
Taxes and Duties
6 | TOTAL SCHEDULE NO. 7 |  | Not Applicable
Type Test Charges [Total of this Schedule is included in Schedule - 1 above.]
GRAND TOTAL [1+2+3+5]
0
Date : |  | Printed Name :
Place : |  | Designation :
Click for Sch-7

## Sch-7
5002002195/GIS-INCLUDING/DOM/A02-CC CS -3 | [11 empty] | Schedule 7
400kV GIS Substation Package SS-85 for: (i) (a) Establishment of Digital 400/220kV Navsari (New) (South Gujrat) GIS S/S (b) Extension works at 400kV Kala GIS S/S (c) Extension works at 400kV Magarwada GIS S/S under Transmission Network Expansion in Gujarat to increase its ATS from ISTS: Part B. (ii) 400kV GIS ICT bay extension under augmentation of transformation capacity at Navsari(New) 765/400kV GIS S/S under Transmission Network Expansion in Gujarat associated with integration of RE projects from Khavda potential RE Zone. (iii) 08 Nos 220kV GIS Feeder Bays at Navasri (New) as Deposit Work of GETCO. | [12 empty] | As per Lum-sum |  | 0
(SCHEDULE OF RATES AND PRICES ) | [12 empty] | AS per Percent |  | #REF!
BIDDER:
0
| Bidder’s Name and Address (Sole Bidder) : | [8 empty] | To:
| Name : | [8 empty] | Contract Services
| Address : | [8 empty] | Power Grid Corporation of India Ltd.,
"Saudamini", Plot No.-2
Sector-29,
Gurgaon (Haryana) - 122001
Type tests on Earthwire, Hardwar Fittings & accessories of conductor & earthwire:
SL. NO. | PR No | Line Item No | Code | HSN of the Equipment /item for which type test is to be conducted | Whether HSN in column ‘---’ is confirmed. If not indicate applicable the HSN code # | Rate of GST applicable ( in %) | Whether rate of GST in column ‘---’ is confirmed. If not indicate applicable rate of GST # | Description of Test | Unit | Quantity | Unit Test Charge | Total Test Charges (Rs.) |  | Total Test Charges After Discount (Rs.) |  | Dis Alert | Total Test Charges After MPD (Rs.)
NOT APPLICABLE
| Date | [5 empty] | Printed Name
| Place | [5 empty] | Designation
5002002195/GIS-INCLUDING/DOM/A02-CC CS -3
400kV GIS Substation Package SS-85 for: (i) (a) Establishment of Digital 400/220kV Navsari (New) (South Gujrat) GIS S/S (b) Extension works at 400kV Kala GIS S/S (c) Extension works at 400kV Magarwada GIS S/S under Transmission Network Expansion in Gujarat to increase its ATS from ISTS: Part B. (ii) 400kV GIS ICT bay extension under augmentation of transformation capacity at Navsari(New) 765/400kV GIS S/S under Transmission Network Expansion in Gujarat associated with integration of RE projects from Khavda potential RE Zone. (iii) 08 Nos 220kV GIS Feeder Bays at Navasri (New) as Deposit Work of GETCO. | [7 empty] | 0 | 0
(SCHEDULE OF RATES AND PRICES ) | [7 empty] | 0 | 0
#REF!
#REF! | [7 empty] | #REF! | #REF!
#REF! | [7 empty] | #REF! | #REF!
#REF! | [7 empty] | #REF! | #REF!
[8 empty] | #REF! | #REF!
[8 empty] | 0 | 0
SL. NO. | [7 empty] | Description of Test | #REF!
#REF! | [7 empty] | #REF! | #REF!
#REF! | [7 empty] | #REF!
#REF! | [7 empty] | #REF! | #REF!
#REF! | [7 empty] | #REF! | #REF!
[8 empty] | #REF! | #REF!
#REF! | [7 empty] | #REF!
#REF! | [7 empty] | #REF!
#REF! | [7 empty] | #REF!
#REF! | [7 empty] | #REF! | #REF!
#REF! | [7 empty] | #REF! | #REF!
#REF! | [7 empty] | #REF! | #REF!
#REF! | [7 empty] | #REF! | #REF!
[8 empty] | #REF! | #REF!
#REF! | [7 empty] | #REF!
#REF! | [7 empty] | #REF! | #REF!
#REF! | [7 empty] | #REF! | #REF!
#REF! | [7 empty] | #REF! | #REF!
#REF! | [7 empty] | #REF! | #REF!
[8 empty] | #REF! | #REF!
#REF! | [7 empty] | #REF!
#REF! | [7 empty] | #REF! | #REF!
#REF! | [7 empty] | #REF! | #REF!
#REF! | [7 empty] | #REF! | #REF!
[8 empty] | #REF! | #REF!
#REF! | [7 empty] | #REF!
#REF! | [7 empty] | #REF! | #REF!
#REF! | [7 empty] | #REF! | #REF!
#REF! | [7 empty] | #REF! | #REF!
[8 empty] | #REF! | #REF!
#REF! | [7 empty] | #REF!
#REF! | [7 empty] | #REF! | #REF!
#REF! | [7 empty] | #REF! | #REF!
#REF! | [7 empty] | #REF! | #REF!
#REF! | [7 empty] | #REF! | #REF!
[8 empty] | #REF! | #REF!
[8 empty] | #REF! | #REF!
#REF! | [7 empty] | #REF!
#REF! | [7 empty] | #REF!
#REF! | [7 empty] | #REF! | #REF!
#REF! | [7 empty] | #REF! | #REF!
#REF! | [7 empty] | #REF! | #REF!
[8 empty] | #REF! | #REF!
[8 empty] | #REF! | #REF!
#REF! | [7 empty] | #REF!
#REF! | [7 empty] | #REF!
#REF! | [7 empty] | #REF! | #REF!
#REF! | [7 empty] | #REF! | #REF!
#REF! | [7 empty] | #REF! | #REF!
#REF! | [7 empty] | #REF! | #REF!
#REF! | [7 empty] | #REF! | #REF!
[8 empty] | #REF! | #REF!
#REF! | [7 empty] | #REF!
#REF! | [7 empty] | #REF! | #REF!
#REF! | [7 empty] | #REF! | #REF!
#REF! | [7 empty] | #REF! | #REF!
#REF! | [7 empty] | #REF! | #REF!
#REF! | [7 empty] | #REF! | #REF!
#REF! | [7 empty] | #REF! | #REF!
[8 empty] | #REF! | #REF!
#REF! | [7 empty] | #REF!
#REF! | [7 empty] | #REF! | #REF!
#REF! | [7 empty] | #REF! | #REF!
#REF! | [7 empty] | #REF! | #REF!
#REF! | [7 empty] | #REF! | #REF!
#REF! | [7 empty] | #REF! | #REF!
#REF! | [7 empty] | #REF! | #REF!
#REF! | [7 empty] | #REF! | #REF!
#REF! | [7 empty] | #REF! | #REF!
#REF! | [7 empty] | #REF! | #REF!
[8 empty] | #REF! | #REF!
#REF! | [7 empty] | #REF!
#REF! | [7 empty] | #REF! | #REF!
#REF! | [7 empty] | #REF! | #REF!
#REF! | [7 empty] | #REF! | #REF!
[8 empty] | #REF! | #REF!
#REF! | [7 empty] | #REF!
#REF! | [7 empty] | #REF! | #REF!
#REF! | [7 empty] | #REF! | #REF!
#REF! | [7 empty] | #REF! | #REF!
[8 empty] | #REF! | #REF!
#REF! | [7 empty] | #REF!
#REF! | [7 empty] | #REF! | #REF!
#REF! | [7 empty] | #REF! | #REF!
[8 empty] | #REF! | #REF!
#REF! | [7 empty] | #REF!
#REF! | [7 empty] | #REF! | #REF!
#REF! | [7 empty] | #REF! | #REF!
#REF! | [7 empty] | #REF! | #REF!
#REF! | [7 empty] | #REF! | #REF!
#REF! | [7 empty] | #REF! | #REF!
#REF! | [7 empty] | #REF! | #REF!
[8 empty] | #REF! | #REF!
#REF! | [7 empty] | #REF!
#REF! | [7 empty] | #REF! | #REF!
#REF! | [7 empty] | #REF! | #REF!
#REF! | [7 empty] | #REF! | #REF!
#REF! | [7 empty] | #REF! | #REF!
#REF! | [7 empty] | #REF!
#REF! | [7 empty] | #REF! | #REF!
#REF! | [7 empty] | #REF! | #REF!
#REF! | [7 empty] | #REF! | #REF!
#REF! | [7 empty] | #REF! | #REF!
[8 empty] | #REF! | #REF!
[8 empty] | #REF! | #REF!
[8 empty] | #REF! | #REF!

## Discount
This letter of discount is optional. Bidder may / may not offer any discount.
5002002195/GIS-INCLUDING/DOM/A02-CC CS -3 |  |  |  |  | Letter of Discount
LETTER OF DISCOUNT
To:
Contract Services | [6 empty] | Schedule 1 | 0
Power Grid Corporation of India Ltd., | [6 empty] | Schedule 2 | 0
"Saudamini", Plot No.-2 | [6 empty] | Schedule 3 | 0
Sector-29, (near IFFCO Chowk) | [6 empty] | Total | 0
Gurgaon (Haryana) - 122001
Subject : |  | 400kV GIS Substation Package SS-85 for: (i) (a) Establishment of Digital 400/220kV Navsari (New) (South Gujrat) GIS S/S (b) Extension works at 400kV Kala GIS S/S (c) Extension works at 400kV Magarwada GIS S/S under Transmission Network Expansion in Gujarat to increase its ATS from ISTS: Part B. (ii) 400kV GIS ICT bay extension under augmentation of transformation capacity at Navsari(New) 765/400kV GIS S/S under Transmission Network Expansion in Gujarat associated with integration of RE projects from Khavda potential RE Zone. (iii) 08 Nos 220kV GIS Feeder Bays at Navasri (New) as Deposit Work of GETCO.
Dear Sir
With reference to the subject tender, we hereby offer unconditional discount on the prices quoted by us as per details given here below : | [5 empty] | Sch-1 | Sch-2 | Sch-3
| 1 | Discount on lum-sum basis on total price quoted by us without GST. [The discount shall be proportionately applicable on all the items of all the Schdules i.e. Sch-1 (without type test charges), Sch-2, Sch-3, Sch-4 & Sch-7] In Rs. |  |  |  | 0 | 0 | 0
| 2 | Discount on percent basis on total price quoted by us without GST. [The discount shall be applicable on all the items of all the Schdules i.e. Sch-1 (without type test charges), Sch-2 , Sch-3, Sch-4 & Sch-7] In Percent (%) |  |  |  | 0 | 0 | 0
| 3 | Discount on lum-sum basis on the Schedules as given below : [The discount shall be proportionately applicable on all the relevent items of the respective Schdules.] In Rs.
|  | Schedule-1 : Ex works prices |  | In Rs. |  | 0
|  | Schedule-2 : Local Transportation, In-transit Insurance, loading and unloading |  | In Rs. |  |  | 0
|  | Schedule-3 : Installation Charges |  | In Rs. |  |  |  | 0
|  | Schedule-4 : Training Charges |  | In Rs.
|  | Schedule-7 : Type Test Charges |  | In Rs.
| 4 | Discount on percent basis on the Schedules as given below : [The discount shall be applicable on all the relevent items of the respective Schdules.] In Percent (%)
|  | Schedule-1 : Ex works prices |  | In Percent (%) |  | 0
|  | Schedule-2 : Local Transportation, In-transit Insurance, loading and unloading |  | In Percent (%) |  |  | 0
|  | Schedule-3 : Installation Charges |  | In Percent (%) |  |  |  | 0
|  | Schedule-4 : Training Charges |  | In Percent (%)
|  | Schedule-7 : Type Test Charges |  | In Percent (%)
Discount(s) offered at sl. No. 1 to 4 will get displayed and accounted for automatically in the respective items of the Schedules.
| 5 | We hereby offer Multi-package discount as given below:
[6 empty] | 0 | 0 | 0 | 0 | 0
|  | Multi-Package Discount(s) offered at sl. No. 5 will not get automatically accounted for in the respective items of the Schedules. The same shall be worked out saparately for evaluation. |  |  |  | #DIV/0! | #DIV/0! | #DIV/0! | #DIV/0! | #REF!
[Discount will not be calculated authometrically. However, the same shall be considered during evaluation.]
Please consider this letter of discount as the integral part of our price bid.
Thanking you, we remain, | [5 empty] | 0 | 0 | 0
[5 empty] | Yours faithfully, | 0 | 0 | 0 | Discount Factors
For and on behalf of
Date : |  |  | Printed Name : | 0
Place : |  |  | Designation : | 0

## Octroi (hidden)
Details of Octroi
Sl No. | Description of Items | Amount on which Octroi is applicable | Rate of Octroi | Octroi
(1) | (2) | (3) | (4) | (5) =(3) x (4)
1 |  |  |  | 0
2 |  |  |  | 0
3 |  |  |  | 0
4 |  |  |  | 0
5 |  |  |  | 0
6 |  |  |  | 0
7 |  |  |  | 0
8 |  |  |  | 0
9 |  |  |  | 0
10 |  |  |  | 0
| Total |  |  | 0
Back to Sch 5

## Entry Tax (hidden)
Details of Entry Tax
Sl No. | Description of Items | Amount on which Entry Tax is applicable | Rate of Entry Tax | Entry Tax
(1) | (2) | (3) | (4) | (5) =(3) x (4)
1 |  |  |  | 0
2 |  |  |  | 0
3 |  |  |  | 0
4 |  |  |  | 0
5 |  |  |  | 0
6 |  |  |  | 0
7 |  |  |  | 0
8 |  |  |  | 0
9 |  |  |  | 0
10 |  |  |  | 0
| Total |  |  | 0
Back to Sch 5

## Other Taxes & Duties (hidden)
Details of Other Taxes & Duties
Sl No. | Description of Items | Amount on which Other Taxes & Duties are applicable | Description of Taxes & Duties | Rate of Taxes & Duties | Amount of Taxes & Duties
(1) | (2) | (3) | (4) | (5) | (6) =(3) x (4)
1 |  |  |  |  | 0
2 |  |  |  |  | 0
3 |  |  |  |  | 0
4 |  |  |  |  | 0
5 |  |  |  |  | 0
6 |  |  |  |  | 0
7 |  |  |  |  | 0
8 |  |  |  |  | 0
9 |  |  |  |  | 0
10 |  |  |  |  | 0
| Total |  |  |  | 0
Back to Sch 5

## Bid Form 2nd Envelope
5002002195/GIS-INCLUDING/DOM/A02-CC CS -3 |  |  |  |  | Bid Form 2nd Envelope |  |  |  | Sole Bidder | 1 | st |  | 1 | January
[9 empty] | 0 | 2 | nd |  | 2 | February
BID FORM (Second Envelope) | [9 empty] | 3 | rd |  | 3 | March
[10 empty] | 4 | th |  | 4 | April
Bid Proposal Ref. No. | [9 empty] | 5 | th |  | 5 | May
Date : | [9 empty] | 6 | th | #VALUE! | 6 | June
[10 empty] | 7 | th | #VALUE! | 7 | July
To: | [9 empty] | 8 | th | #VALUE! | 8 | August
0 | [9 empty] | 9 | th | #VALUE! | 9 | September
Power Grid Corporation of India Ltd., | [9 empty] | 10 | th |  | 10 | October
"Saudamini", Plot No.-2 | [9 empty] | 11 | th |  | 11 | November
Sector-29, | [9 empty] | 12 | th |  | 12 | December
Gurgaon (Haryana) - 122001 | [9 empty] | 13 | th
[10 empty] | 14 | th
Name of Contract : |  | 400kV GIS Substation Package SS-85 for: (i) (a) Establishment of Digital 400/220kV Navsari (New) (South Gujrat) GIS S/S (b) Extension works at 400kV Kala GIS S/S (c) Extension works at 400kV Magarwada GIS S/S under Transmission Network Expansion in Gujarat to increase its ATS from ISTS: Part B. (ii) 400kV GIS ICT bay extension under augmentation of transformation capacity at Navsari(New) 765/400kV GIS S/S under Transmission Network Expansion in Gujarat associated with integration of RE projects from Khavda potential RE Zone. (iii) 08 Nos 220kV GIS Feeder Bays at Navasri (New) as Deposit Work of GETCO. | [7 empty] | 15 | th
Dear Ladies and/or Gentlemen, | [9 empty] | 16 | th
1 | In continuation of First Envelope of our Bid, we hereby submit the Second Envelope of the Bid, both of which shall be read together and in conjunction with each other, and shall be construed as an integral part of our Bid. Accordingly, we the undersigned, offer to design, manufacture, test, deliver, install and commission (including carrying out Trial Operation, Performance & Guarantee Test as per provision of Technical Specification) under the above-named package in full conformity with the said Bidding Documents for the sum of Rs. 0/- () or such other sums as may be determined in accordance with the terms and conditions of the Bidding Documents |  |  |  |  | In continuation of First Envelope of our Bid, we hereby submit the Second Envelope of the Bid, both of which shall be read together and in conjunction with each other, and shall be construed as an integral part of our Bid. Accordingly, we the undersigned, offer to design, manufacture, test, deliver, install and commission (including carrying out Trial Operation, Performance & Guarantee Test as per provision of Technical Specification) under the above-named package in full conformity with the said Bidding Documents for the sum of Rs. |  |  |  | 17 | th
[6 empty] | 0 | /- (
)
| The above amounts are in accordance with the price schedules attached herewith and are made part of this bid. |  |  |  |  | or such other sums as may be determined in accordance with the terms and conditions of the Bidding Documents |  |  |  | 18 | th
2 | Price Schedules | [8 empty] | 19 | th
2.1 | In line with the requirements of the Bidding documents, we enclose herewith the following Price Schedules, duly filled - in as per your proforma: | [8 empty] | 20 | th
| Schedule 1 |  | Plant and Equipment (Including Mandatory Spare Parts) to be supplied, including Type Test Charges. | [6 empty] | 21 | st
| Schedule 2 |  | Local Transportation, In-transit Insurance, loading and unloading | [6 empty] | 22 | th
| Schedule 3 |  | Installation Charges. |  |  | Sole Bidder |  |  |  | 23 | th
| Schedule 4 |  | Training charges for training to be imparted. | [6 empty] | 24 | th
| Schedule 5 |  | Taxes and Duties not included in Schedule 1 | [6 empty] | 25 | th
| Schedule 6 |  | Grand Summary [Schedule 1to 5] | [6 empty] | 26 | th
| Schedule 7 |  | Break-up of Type Test Charges for Type Tests to be conducted | [6 empty] | 27 | th
2.2 | We are aware that the Price Schedules do not generally give a full description of the Work to be performed under each item and we shall be deemed to have read the Technical Specifications and other sections of the Bidding Documents and Drawings to ascertain the full scope of Work included in each item while filling-in the rates and prices. We agree that the entered rates and prices shall be deemed to include for the full scope as aforesaid, including overheads and profit. | [8 empty] | 28 | th
2.3 | We declare that as specified in Clause 11.5, Section –II:ITB, Vol.-I of the Bidding Documents, prices quoted by us in the Price Schedules shall be subject to Price Adjustment during the execution of Contract in accordance with Appendix-2 (Price Adjustment) to the Contract Agreement. | [8 empty] | 29 | th
2.4 | We understand that in the price schedules, where there are errors between the total of the amounts given under the column for the price Breakdown and the amount given under the Total Price, the former shall prevail and the latter will be corrected accordingly. We further understand that where there are discrepancies between amounts stated in figures and amounts stated in words, the amount stated in words shall prevail. Similarly, any discrepancy in the total bid price and that of the summation of Schedule price (price indicated in a Schedule indicating the total of that schedule), the total bid price shall be corrected to reflect the actual summation of the Schedule prices. | [8 empty] | 30 | th
2.5 | We declare that items left blank in the Schedules will be deemed to have been included in other items. The TOTAL for each Schedule and the TOTAL of Grand Summary shall be deemed to be the total price for executing the Facilities and sections thereof in complete accordance with the Contract, whether or not each individual item has been priced. | [8 empty] | 31 | st
3 | We confirm that except as otherwise specifically provided our Bid Prices in this Second Envelope include all taxes, duties, levies and charges as may be assessed on us/our Associate (applicable for Foreign Bidder), our Sub-Contractor/Sub-Vendor or their employees by all municipal, state or national government authorities in connection with the Facilities, in and outside of India.
3.1 | 100% of applicable Taxes and Duties i.e GST which are payable by the Employer under the Contract, shall be reimbursed by the Employer on production of satisfactory documentary evidence by the Contractor in accordance with the provisions of the Bidding Documents
3.2 | We further understand that notwithstanding 3.0 above, in case of award on us, you shall also bear and pay/reimburse to us, GST applicable on supplies by us to you, imposed on the Plant & Equipment including Mandatory Spare Parts to be incorporated into the Facilities including Type Test charges for Type test to be conducted in India specified in Schedule No. 1, Installation Services specified in Schedule No. 3 and Charges for Training to be imparted in India specified in Schedule No. 4 of the Price Schedule in this Second Envelope, by the Indian Laws.
3.3 | We confirm that we have also registered/we shall also get registered in the GST Network with a GSTIN in all the states where the project is located and the states from which we shall make our supply of goods.
4 | # (For Joint Venture only) We, the partners of Joint Venture submitting this bid, do agree and confirm that in case of Award of Contract on the Joint Venture, we shall be jointly and severally liable and responsible for the execution of the Contract in accordance with Contract terms and conditions.
5 | We, hereby, declare that only the persons or firms interested in this proposal as principals are named here and that no other persons or firms other than those mentioned herein have any interest in this proposal or in the Contract to be entered into, if the award is made on us, that this proposal is made without any connection with any other person, firm or party likewise submitting a proposal is in all respects for and in good faith, without collusion or fraud.
Thanking you, we remain,
Yours faithfully,
For and on behalf of test
Signature :
Date : |  |  |  | Printed Name : | 0
Place : |  |  |  | Designation : | 0
Common Seal :
Please provide additional information of the Bidder
Business Address :
Country of Incorporation :
State/Province to be indicated :
Name of Principal Officer :
Address of Principal Officer :
Note: Bidders may note that no prescribed proforma has been enclosed for Attachment 2 : Power of Attorney. Bidders may use their own proforma for furnishing the required information with the bid.
* * *
Back to Cover Page

## Contracts-Template (hidden)
Exworks
| Total Ex-Works Price Direct |  |  |  |  | 0
| Total Ex-Works Price Bought Out |  |  |  |  | 0
| Total Ex-Works Price |  |  |  |  | 0
| Total Type Test charges as per Schedule-7 |  |  |  |  | #REF!
| Total Ex-works Price including Type Test charges |  |  |  |  | #REF!
Note : | Specify amount of Excise Duty, Sales Tax/'VAT and other taxes payable on the transaction between the Contractor and the Employer and octroi/entry tax as applicable for destination site/state on all items of supply including bought-out finished items (to be identified in the Contract), which shall be dispatched directly from the sub-vendor’s works to the Employer’s site (sale-in-transit), separately in Schedule-5. Excise Duty, Sales tax and other levies for all the bought-out items are to be included in the EXW Price (Col. No. 5) only and not to be indicated in Schedule-5.
^ | If the item(s) quoted/considered as "Bought-out" in the bid are manufactured at Bidder's works and confirmed to be supplied under “Direct transaction” by the bidder, then the taxes and duties on such items shall be paid/reimbursed by POWERGRID in line with the provisions of Bidding Documents. For this purpose, at the time of award, the Ex-works price (exclusive of taxes & duties) shall be arrived at from the quoted Ex-works price (inclusive of taxes ad duties) by excluding taxes and duties applicable on such items, as on date of Bid opening, in case of supplies from manufacturer proposed in the bid. During contract execution, the taxes and duties on such items shall be paid/reimbursed at actuals, limited to the rates prevailing on date of Bid opening.
Date : | --
Place : |  |  | Printed Name : |  | --
Designation :
FandI
| Total F&I Price |  |  |  |  | (=SUM(I16:I27))
Date : | (='Sch-1'!B43)
Place : | (='Sch-1'!B44) |  | Printed Name : | (='Sch-1'!E44)
|  |  | Designation : | (='Sch-1'!E45)
service
| Total Installaiton Charges | [5 empty] | #REF!
Date : | (='Sch-1'!B43)
Place : | (='Sch-1'!B44) |  | Printed Name : | (='Sch-1'!E44)
|  |  | Designation : | (='Sch-1'!E45)
Training
Date : | (=IF('Sch-1'!B43=0,"", 'Sch-1'!B43)) |  | (="Printed Name : " & IF('Sch-1'!E44=0,"",'Sch-1'!E44))
Place : | (=IF('Sch-1'!B44=0,"", 'Sch-1'!B44)) |  | (="Designation : " & IF('Sch-1'!E45=0,"",'Sch-1'!E45))
Type test
| TOTAL TYPE TEST CHARGES |  |  |  |  | (=SUM(I17:I18))
Date : | (='Sch-1'!B43) | (="Printed Name : " & 'Sch-1'!E44)
Place : | (='Sch-1'!B44) | (="Designation : " & 'Sch-1'!E45)
Note : | Bidder should indicate the name of test laboratories where type tests are proposed to be conducted
Direct
Bought-out

## N-W (Cr.) (hidden)
#REF! |  |  | 0 |  | #REF! |  |  | 0 |  |  | #REF!
#REF!
INR
#REF! |  |  |  |  | #REF! | [5 empty] | #N/A
#N/A
#REF! | #REF! |  | 0 |  | #REF! | #REF! |  | 0
#REF! | #REF! | #REF! | 0 |  | #REF! | #REF! | #REF! | 0
#REF! | #REF! | #REF! | 0 |  | #REF! | #REF! | #REF! | 0 |  | #REF! | 0 | 0 | 0 | 0 | #REF! | plus
#REF! | #REF! | #REF! | 0 |  | #REF! | #REF! | #REF! | 0 |  | #REF! | 0 | 0 | 0 | 1 | #REF!
#REF! | #REF! | #REF! | 0 |  | #REF! | #REF! | #REF! | 0 |  | #REF! | 0 | 0 | 1 | 0 | #REF!
#REF! | #REF! | #REF! | 0 |  | #REF! | #REF! | #REF! | 0 |  | #REF! | 0 | 0 | 1 | 1 | #REF!
[10 empty] | #REF! | 0 | 1 | 0 | 0 | #REF!
1 | One |  | 1 | One | 1 | One |  | 1 | One | #REF! | 0 | 1 | 0 | 1 | #REF!
2 | Two |  | 2 | Two | 2 | Two |  | 2 | Two | #REF! | 0 | 1 | 1 | 0 | #REF!
3 | Three |  | 3 | Three | 3 | Three |  | 3 | Three | #REF! | 0 | 1 | 1 | 1 | #REF!
4 | Four |  | 4 | Four | 4 | Four |  | 4 | Four | #REF! | 1 | 0 | 0 | 0 | #REF!
5 | Five |  | 5 | Five | 5 | Five |  | 5 | Five | #REF! | 1 | 0 | 0 | 1 | #REF!
6 | Six |  | 6 | Six | 6 | Six |  | 6 | Six | #REF! | 1 | 0 | 1 | 0 | #REF!
7 | Seven |  | 7 | Seven | 7 | Seven |  | 7 | Seven | #REF! | 1 | 0 | 1 | 1 | #REF!
8 | Eight |  | 8 | Eight | 8 | Eight |  | 8 | Eight | #REF! | 1 | 1 | 0 | 0 | #REF!
9 | Nine |  | 9 | Nine | 9 | Nine |  | 9 | Nine | #REF! | 1 | 1 | 0 | 1 | #REF!
10 | Ten |  | 10 | Ten | 10 | Ten |  | 10 | Ten | #REF! | 1 | 1 | 1 | 0 | #REF!
11 | Eleven |  | 11 | Eleven | 11 | Eleven |  | 11 | Eleven | #REF! | 1 | 1 | 1 | 1 | #REF!
12 | Twelve |  | 12 | Twelve | 12 | Twelve |  | 12 | Twelve
13 | Thirteen |  | 13 | Thirteen | 13 | Thirteen |  | 13 | Thirteen
14 | Fourteen |  | 14 | Fourteen | 14 | Fourteen |  | 14 | Fourteen
15 | Fifteen |  | 15 | Fifteen | 15 | Fifteen |  | 15 | Fifteen
16 | Sixteen |  | 16 | Sixteen | 16 | Sixteen |  | 16 | Sixteen | #REF! | 0 | 0 | 0 | 0 | #REF! | +
17 | Seventeen |  | 17 | Seventeen | 17 | Seventeen |  | 17 | Seventeen | #REF! | 0 | 0 | 0 | 1 | #REF! | /- +
18 | Eighteen |  | 18 | Eighteen | 18 | Eighteen |  | 18 | Eighteen | #REF! | 0 | 0 | 1 | 0 | #REF! | /-
19 | Nineteen |  | 19 | Nineteen | 19 | Nineteen |  | 19 | Nineteen | #REF! | 0 | 0 | 1 | 1 | #REF!
20 | Twenty |  | 20 | Twenty | 20 | Twenty |  | 20 | Twenty | #REF! | 0 | 1 | 0 | 0 | #REF!
21 | Twenty One |  | 21 | Twenty One | 21 | Twenty One |  | 21 | Twenty One | #REF! | 0 | 1 | 0 | 1 | #REF!
22 | Twenty Two |  | 22 | Twenty Two | 22 | Twenty Two |  | 22 | Twenty Two | #REF! | 0 | 1 | 1 | 0 | #REF!
23 | Twenty Three |  | 23 | Twenty Three | 23 | Twenty Three |  | 23 | Twenty Three | #REF! | 0 | 1 | 1 | 1 | #REF!
24 | Twenty Four |  | 24 | Twenty Four | 24 | Twenty Four |  | 24 | Twenty Four | #REF! | 1 | 0 | 0 | 0 | #REF!
25 | Twenty Five |  | 25 | Twenty Five | 25 | Twenty Five |  | 25 | Twenty Five | #REF! | 1 | 0 | 0 | 1 | #REF!
26 | Twenty Six |  | 26 | Twenty Six | 26 | Twenty Six |  | 26 | Twenty Six | #REF! | 1 | 0 | 1 | 0 | #REF!
27 | Twenty Seven |  | 27 | Twenty Seven | 27 | Twenty Seven |  | 27 | Twenty Seven | #REF! | 1 | 0 | 1 | 1 | #REF!
28 | Twenty Eight |  | 28 | Twenty Eight | 28 | Twenty Eight |  | 28 | Twenty Eight | #REF! | 1 | 1 | 0 | 0 | #REF!
29 | Twenty Nine |  | 29 | Twenty Nine | 29 | Twenty Nine |  | 29 | Twenty Nine | #REF! | 1 | 1 | 0 | 1 | #REF!
30 | Thirty |  | 30 | Thirty | 30 | Thirty |  | 30 | Thirty | #REF! | 1 | 1 | 1 | 0 | #REF!
31 | Thirty One |  | 31 | Thirty One | 31 | Thirty One |  | 31 | Thirty One | #REF! | 1 | 1 | 1 | 1 | #REF!
32 | Thirty Two |  | 32 | Thirty Two | 32 | Thirty Two |  | 32 | Thirty Two
33 | Thirty Three |  | 33 | Thirty Three | 33 | Thirty Three |  | 33 | Thirty Three
34 | Thirty Four |  | 34 | Thirty Four | 34 | Thirty Four |  | 34 | Thirty Four
35 | Thirty Fivr |  | 35 | Thirty Fivr | 35 | Thirty Fivr |  | 35 | Thirty Fivr
36 | Thirty Six |  | 36 | Thirty Six | 36 | Thirty Six |  | 36 | Thirty Six
37 | Thirty Seven |  | 37 | Thirty Seven | 37 | Thirty Seven |  | 37 | Thirty Seven
38 | Thirty Eight |  | 38 | Thirty Eight | 38 | Thirty Eight |  | 38 | Thirty Eight
39 | Thirty Nine |  | 39 | Thirty Nine | 39 | Thirty Nine |  | 39 | Thirty Nine
40 | Forty |  | 40 | Forty | 40 | Forty |  | 40 | Forty
41 | Forty One |  | 41 | Forty One | 41 | Forty One |  | 41 | Forty One
42 | Forty Two |  | 42 | Forty Two | 42 | Forty Two |  | 42 | Forty Two
43 | Forty Three |  | 43 | Forty Three | 43 | Forty Three |  | 43 | Forty Three
44 | Forty Four |  | 44 | Forty Four | 44 | Forty Four |  | 44 | Forty Four
45 | Forty Five |  | 45 | Forty Five | 45 | Forty Five |  | 45 | Forty Five
46 | Forty Six |  | 46 | Forty Six | 46 | Forty Six |  | 46 | Forty Six
47 | Forty Seven |  | 47 | Forty Seven | 47 | Forty Seven |  | 47 | Forty Seven
48 | Forty Eight |  | 48 | Forty Eight | 48 | Forty Eight |  | 48 | Forty Eight
49 | Forty Nine |  | 49 | Forty Nine | 49 | Forty Nine |  | 49 | Forty Nine
50 | Fifty |  | 50 | Fifty | 50 | Fifty |  | 50 | Fifty
51 | Fifty One |  | 51 | Fifty One | 51 | Fifty One |  | 51 | Fifty One
52 | Fifty Two |  | 52 | Fifty Two | 52 | Fifty Two |  | 52 | Fifty Two
53 | Fifty Three |  | 53 | Fifty Three | 53 | Fifty Three |  | 53 | Fifty Three
54 | Fifty Four |  | 54 | Fifty Four | 54 | Fifty Four |  | 54 | Fifty Four
55 | Fifty Five |  | 55 | Fifty Five | 55 | Fifty Five |  | 55 | Fifty Five
56 | Fifty Six |  | 56 | Fifty Six | 56 | Fifty Six |  | 56 | Fifty Six
57 | Fifty Seven |  | 57 | Fifty Seven | 57 | Fifty Seven |  | 57 | Fifty Seven
58 | Fifty Eight |  | 58 | Fifty Eight | 58 | Fifty Eight |  | 58 | Fifty Eight
59 | Fifty Nine |  | 59 | Fifty Nine | 59 | Fifty Nine |  | 59 | Fifty Nine
60 | Sixty |  | 60 | Sixty | 60 | Sixty |  | 60 | Sixty
61 | Sixty One |  | 61 | Sixty One | 61 | Sixty One |  | 61 | Sixty One
62 | Sixty Two |  | 62 | Sixty Two | 62 | Sixty Two |  | 62 | Sixty Two
63 | Sixty Three |  | 63 | Sixty Three | 63 | Sixty Three |  | 63 | Sixty Three
64 | Sixty Four |  | 64 | Sixty Four | 64 | Sixty Four |  | 64 | Sixty Four
65 | Sixty Five |  | 65 | Sixty Five | 65 | Sixty Five |  | 65 | Sixty Five
66 | Sixty Six |  | 66 | Sixty Six | 66 | Sixty Six |  | 66 | Sixty Six
67 | Sixty Seven |  | 67 | Sixty Seven | 67 | Sixty Seven |  | 67 | Sixty Seven
68 | Sixty Eight |  | 68 | Sixty Eight | 68 | Sixty Eight |  | 68 | Sixty Eight
69 | Sixty Nine |  | 69 | Sixty Nine | 69 | Sixty Nine |  | 69 | Sixty Nine
70 | Seventy |  | 70 | Seventy | 70 | Seventy |  | 70 | Seventy
71 | Seventy One |  | 71 | Seventy One | 71 | Seventy One |  | 71 | Seventy One
72 | Seventy Two |  | 72 | Seventy Two | 72 | Seventy Two |  | 72 | Seventy Two
73 | Seventy Three |  | 73 | Seventy Three | 73 | Seventy Three |  | 73 | Seventy Three
74 | Seventy Four |  | 74 | Seventy Four | 74 | Seventy Four |  | 74 | Seventy Four
75 | Seventy Five |  | 75 | Seventy Five | 75 | Seventy Five |  | 75 | Seventy Five
76 | Seventy Six |  | 76 | Seventy Six | 76 | Seventy Six |  | 76 | Seventy Six
77 | Seventy Seven |  | 77 | Seventy Seven | 77 | Seventy Seven |  | 77 | Seventy Seven
78 | Seventy Eight |  | 78 | Seventy Eight | 78 | Seventy Eight |  | 78 | Seventy Eight
79 | Seventy Nine |  | 79 | Seventy Nine | 79 | Seventy Nine |  | 79 | Seventy Nine
80 | Eighty |  | 80 | Eighty | 80 | Eighty |  | 80 | Eighty
81 | Eighty One |  | 81 | Eighty One | 81 | Eighty One |  | 81 | Eighty One
82 | Eighty Two |  | 82 | Eighty Two | 82 | Eighty Two |  | 82 | Eighty Two
83 | Eighty Three |  | 83 | Eighty Three | 83 | Eighty Three |  | 83 | Eighty Three
84 | Eighty Four |  | 84 | Eighty Four | 84 | Eighty Four |  | 84 | Eighty Four
85 | Eighty Five |  | 85 | Eighty Five | 85 | Eighty Five |  | 85 | Eighty Five
86 | Eighty Six |  | 86 | Eighty Six | 86 | Eighty Six |  | 86 | Eighty Six
87 | Eighty Seven |  | 87 | Eighty Seven | 87 | Eighty Seven |  | 87 | Eighty Seven
88 | Eighty Eight |  | 88 | Eighty Eight | 88 | Eighty Eight |  | 88 | Eighty Eight
89 | Eighty Nine |  | 89 | Eighty Nine | 89 | Eighty Nine |  | 89 | Eighty Nine
90 | Ninety |  | 90 | Ninety | 90 | Ninety |  | 90 | Ninety
91 | Ninety One |  | 91 | Ninety One | 91 | Ninety One |  | 91 | Ninety One
92 | Ninety Two |  | 92 | Ninety Two | 92 | Ninety Two |  | 92 | Ninety Two
93 | Ninety Three |  | 93 | Ninety Three | 93 | Ninety Three |  | 93 | Ninety Three
94 | Ninety Four |  | 94 | Ninety Four | 94 | Ninety Four |  | 94 | Ninety Four
95 | Ninety Five |  | 95 | Ninety Five | 95 | Ninety Five |  | 95 | Ninety Five
96 | Ninety Six |  | 96 | Ninety Six | 96 | Ninety Six |  | 96 | Ninety Six
97 | Ninety Seven |  | 97 | Ninety Seven | 97 | Ninety Seven |  | 97 | Ninety Seven
98 | Ninety Eight |  | 98 | Ninety Eight | 98 | Ninety Eight |  | 98 | Ninety Eight
99 | Ninety Nine |  | 99 | Ninety Nine | 99 | Ninety Nine |  | 99 | Ninety Nine
100 | One Hundred |  | 100 | One Hundred | 100 | One Hundred |  | 100 | One Hundred
BG VALUE:
#REF!
#REF!
#REF! | #REF!
#REF! | #REF! | #REF!
#REF! | #REF! | #REF!
#REF! | #REF! | #REF!
#REF! | #REF! | #REF!
#REF! | #REF! | #REF!
1 | One
2 | Two
3 | Three
4 | Four
5 | Five
6 | Six
7 | Seven
8 | Eight
9 | Nine
10 | Ten
11 | Eleven
12 | Twelve
13 | Thirteen
14 | Fourteen
15 | Fifteen
16 | Sixteen
17 | Seventeen
18 | Eighteen
19 | Nineteen
20 | Twenty
21 | Twenty One
22 | Twenty Two
23 | Twenty Three
24 | Twenty Four
25 | Twenty Five
26 | Twenty Six
27 | Twenty Seven
28 | Twenty Eight
29 | Twenty Nine
30 | Thirty
31 | Thirty One
32 | Thirty Two
33 | Thirty Three
34 | Thirty Four
35 | Thirty Fivr
36 | Thirty Six
37 | Thirty Seven
38 | Thirty Eight
39 | Thirty Nine
40 | Forty
41 | Forty One
42 | Forty Two
43 | Forty Three
44 | Forty Four
45 | Forty Five
46 | Forty Six
47 | Forty Seven
48 | Forty Eight
49 | Forty Nine
50 | Fifty
51 | Fifty One
52 | Fifty Two
53 | Fifty Three
54 | Fifty Four
55 | Fifty Five
56 | Fifty Six
57 | Fifty Seven
58 | Fifty Eight
59 | Fifty Nine
60 | Sixty
61 | Sixty One
62 | Sixty Two
63 | Sixty Three
64 | Sixty Four
65 | Sixty Five
66 | Sixty Six
67 | Sixty Seven
68 | Sixty Eight
69 | Sixty Nine
70 | Seventy
71 | Seventy One
72 | Seventy Two
73 | Seventy Three
74 | Seventy Four
75 | Seventy Five
76 | Seventy Six
77 | Seventy Seven
78 | Seventy Eight
79 | Seventy Nine
80 | Eighty
81 | Eighty One
82 | Eighty Two
83 | Eighty Three
84 | Eighty Four
85 | Eighty Five
86 | Eighty Six
87 | Eighty Seven
88 | Eighty Eight
89 | Eighty Nine
90 | Ninety
91 | Ninety One
92 | Ninety Two
93 | Ninety Three
94 | Ninety Four
95 | Ninety Five
96 | Ninety Six
97 | Ninety Seven
98 | Ninety Eight
99 | Ninety Nine
100 | One Hundred