## Basic (hidden)
Package Name | Construction of Transformer and Reactor repair facility at ±500kV HVDC Bhiwadi terminal
Package Code | Substation Packages SS63 -Part A1 & B1
Specification No. | NR1/NT/W-CIVIL/DOM/I00/25/09005 (RFX- 5002004610)
ORIGINAL

## Cover
Price Schedules | Construction of Transformer and Reactor repair facility at ±500kV HVDC Bhiwadi terminal |  | Substation Packages SS63 -Part A1 & B1
NR1/NT/W-CIVIL/DOM/I00/25/09005 (RFX- 5002004610)
| 1 | Fill up only green shaded cells in Sch-1, Sch-2, Sch-3, Sch-4, Sch-7 and Bid Form 2nd Envelope.
| 2 | All the cells in Sch-5 & Sch-6 are auto filled, therefore no cell is required to be filled up there.
| 3 | Instructions / error messages, if any, will be displayed automatically after selecting the cell.
| 4 | After filling up all the schedues, save the file, take print out of all the schedules and Bid form and sign & stamp and submit them as hard copy of the 2nd envelope (Price part) of the bid. Also ensure to submit the soft copy of the the same file on CD/ DVD.
पावर ग्रिड कारपोरेशन ऑफ इण्डिया लिमिटेड
(भारत सरकार का उद्यम)
Power Grid Corporation of India Limited
(A Government of India Enterprises)
Click to skip Instructions & Proceed
Click for Detailed General Instructions
General guidelines for filling up the Price Schedules, Sch-1 to Sch-7

## Instructions (hidden)
General Instruction to the Bidders for filling up this workbook of Price Schedules
I | While filling up the worksheets following may please be observed :
| (i) | Fill up only green shaded cells.
| (ii) | Certain data type entries have been restricted, such as Numeric values or limits of numeric values.
| (iii) | Select only the options provided in pull down menus.
| (iv) | Do not link any cell of this work book with any other work book.
| (v) | Do not use copy & paste or cut & paste options for filling up the data.
| (vi) | Do not reformat any of the cell of the work book.
II | This Workbook consists of following worksheets :
Cover :
Opening page of the workbook.
Names of Bidder :
| ● | Select Sole Bidder or JV (Joint Venture) from the pull down menu. Do not leave this cell blank.
| ● | Select nos. of the JV Partners other than the Lead Partner from drop down menu.
| ● | In case of JV partners more than 2, enter details of 3rd & more partners along with details of 2nd partner.
| ● | Fill up names and address of the Sole Bidder and /or Joint Venture.
| ● | Fill up date in dd-mmm-yyyy format from drop down menu.
| ● | Click for Sch-1 given at the right top of the worksheet to go to Sch-1.
Sch-1 (Ex-works Prices) :
| ● | Fill up unit rates for all the items in numeric values greater than 0 (zero). If unit rate is left blank, the corresponding item shall be deemed to be included in the total price.
| ● | Corresponding cell for mode of transaction shall be come enable only after filling up the unit rate, therefore first fill up the unit rate and then mode of transaction for the corresponding item.
| ● | Select either Direct or Bought-out from the drop down menu. Do not leave the cell blank the same shall be deemed to be Bought-out if the cell is left blank.
| ● | Total amount shall get calculated automatically.
| ● | Type Test charges shall appear automatically after filling up Sch-7 appropriately.
Sch-2 (Freight & Insurance Charges) :
| ● | Fill up unit rates for all the items in numeric values greater than 0 (zero). If unit rate is left blank, the corresponding item shall be deemed to be included in the total price.
| ● | Total amount shall get calculated automatically.
Sch-3 (Erection Charges) :
| ● | Fill up unit rates for all the items in numeric values greater than 0 (zero). If unit rate is left blank, the corresponding item shall be deemed to be included in the total price.
| ● | Total amount shall get calculated automatically.
Sch-4 (Training Charges) :
| ● | Not applicable, hence no cell is required to be filled up.
Sch-4b (Maintenance Charges during and after Defect Liability Period) :
| ● | Not applicable, hence no cell is required to be filled up.
Sch-5 (Summary of Taxes and Duties applicable on the Goods) :
| ● | No cell is required to be filled in by the bidder in this worksheet.
Sch -6 :
| ● | Summary of all the Schedules without considering discount (mentioned in the work sheet discount) shall be displayed automatically.
| ● | No cell is required to be filled in by the bidder in this worksheet.
Sch-7 (Type Test Charges) :
| ● | Fill up the rates & location where type tests are proposed.
| ● | Total of this Sch-7 shall automatically appear in Sch-1.
Bid from 2nd Envelope :
| ● | Fill up ref. no. as bidder's ref no. of this letter.
| ● | This letter shall consider the net price as per Sch-6 (After Discount).
| ● | Fill up names & Designation of the representatives of other JV partner(s) if the bidder is JV (Joint Venture) .
| ● | Fill up additional information as required.
* * *
Happy Bidding !
Click to Proceed

## Names of Bidder
Construction of Transformer and Reactor repair facility at ±500kV HVDC Bhiwadi terminal
NR1/NT/W-CIVIL/DOM/I00/25/09005 (RFX- 5002004610) |  |  |  |  | Sole Bidder | 1 |  | Sole Bidder | 1
[5 empty] | Joint Venture | 2 or More |  | JV (Joint Venture) | 2 or More
Enter following details of the bidder
Specify type of Bidder [Select from drop down menu] |  |  | 0 | 2 | 0 | 0 | 2 | 0
0
Name of Lead Partner | …….. …….. …….. …….. …….. ……..
Address of Sole Bidder | …….. …….. …….. …….. …….. ……..
…….. …….. …….. …….. …….. ……..
…….. …….. …….. …….. …….. ……..
Name of other Partner - 1
Address of other Partner - 1
…….. …….. …….. …….. …….. ……..
…….. …….. …….. …….. …….. ……..
Name of other Partner - 2 (more, if any) | …….. …….. …….. …….. …….. ……..
Address of other Partner - 2 (more, if any) | …….. …….. …….. …….. …….. ……..
…….. …….. …….. …….. …….. ……..
…….. …….. …….. …….. …….. ……..
Printed Name
Designation
email ID of Bid Signatory
Mobile No. of Bid Signatory
Tel No. of Bid Signatory
Fax No. of Bid Signatory
Date |  | 31
Place
Click for Sch-1

## Sch-1
NR1/NT/W-CIVIL/DOM/I00/25/09005 (RFX- 5002004610) | [13 empty] | Schedule - 1 |  |  | Direct Total | 0 | 0 | `
[17 empty] | BO Total | #REF! | 0
Construction of Transformer and Reactor repair facility at ±500kV HVDC Bhiwadi terminal
(SCHEDULE OF RATES AND PRICES)
Bidder’s Name and Address (Lead Partner) : | [11 empty] | To:
Power Grid Corporation of India Limited
Name : |  | …….. …….. …….. …….. …….. …….. | [9 empty] | Northern Region Transmission System–I, Regional Headquarter,
Address : |  | …….. …….. …….. …….. …….. …….. | [9 empty] | SCO Bay No. 5 to 10, Sector 16A,
|  | …….. …….. …….. …….. …….. …….. | [9 empty] | Faridabad-121002, Haryana
…….. …….. …….. …….. …….. ……..
PLANT AND EQUIPMENT (INCLUDING MANDATORY SPARES PARTS) TO BE SUPPLIED, INCLUDING TYPE TEST CHARGES FOR TESTS TO BE CONDUCTED | [17 empty] | Direct
[11 empty] | All Prices are in Indian Rupees. | [6 empty] | Bought-Out
SI. No. | PR No | PR Line Item No | Activity Description | Material Code | HSN Code | Whether HSN in column ‘ 6 ’ is confirmed. If not indicate applicable the HSN code * | Rate of GST applicable ( in %) | Whether rate of GST in column ‘4’ is confirmed. If not indicate applicable rate of GST * | Item Description | Unit | Qty. | Unit Ex-works price (excluding GST) | Total Ex-works price (excluding GST) | GST Tax as confirmed by Bidder
1 | 2 | 3 | 4 | 5 | 6 | 7 | 8 | 9 | 10 | 11 | 12 | 13 | 14= 12 x 13 | 15
1 | 7000016517 | 20 | GANTRY STRCUTURES |  |  |  | 18 |  | Design, manufacturing & supply of 300/50T EOT crane as per TS. | LS | 1 |  | Included | 0 | 0 | 0
2 | 7000016517 | 30 | GANTRY STRCUTURES |  |  |  | 18 |  | Design, manufacturing & supply of 50/10T span EOT crane as per TS. | LS | 1 |  | Included | 0 | 0 | 0
3 | 7000016517 | 40 | GANTRY STRCUTURES |  |  |  | 18 |  | 1000kVA Out door transformer | nos | 2 |  | Included | 0 | 0 | 0
4 | 7000016517 | 50 | GANTRY STRCUTURES |  |  |  | 18 |  | Ring Main Unit (RMU) | nos | 1 |  | Included | 0 | 0 | 0
5 | 7000016517 | 70 | Tele BoQ at Fatehgarh-3 (Extn) |  |  |  | 18 |  | Diesel Generator Set | nos | 1 |  | Included | 0 | 0 | 0
6 | 7000016517 | 80 | Tele BoQ at Fatehgarh-3 (Extn) |  |  |  | 18 |  | HT Panel | nos | 1 |  | Included | 0 | 0 | 0
7 | 7000016517 | 90 | Tele BoQ at Fatehgarh-3 (Extn) |  |  |  | 18 |  | MLVP-01 Panel | nos | 1 |  | Included | 0 | 0 | 0
8 | 7000016517 | 100 | Tele BoQ at Fatehgarh-3 (Extn) |  |  |  | 18 |  | Generator/Synchronizing Panel | nos | 1 |  | Included | 0 | 0 | 0
9 | 7000016517 | 110 | Tele BoQ at Fatehgarh-3 (Extn) | [5 empty] | APPFC-01(CAPACITOR BANK) 1000KVAR | nos | 1 |  | Included | 0 | 0 | 0
10 | [8 empty] | MDP-EQ | nos | 1 |  | Included | 0 | 0 | 0
11 | [8 empty] | SMDP-EX | nos | 1 |  | Included | 0 | 0 | 0
12 | [8 empty] | RMU Incomming Cables | m | 1400 |  | Included | 0 | 0 | 0
13 | [8 empty] | Cables for RMU to Transformer (3Cx120mm² XLPE/SWA/PVC COPPER,11KV CABLE) | Km | 0.05 |  | Included | 0 | 0 | 0
14 | [8 empty] | Cables for Transformer to MLVP-01 Panel (14Runs/Nos x1Cx630sqmm XLPE/AWA/PVC/Cu. CABLES) | Km | 0.05 |  | Included | 0 | 0 | 0
15 | [8 empty] | Cables for Generator to Synchronizing Panel | Km | 0.05 |  | Included | 0 | 0 | 0
16 | [8 empty] | 5Runs/Nos x4Cx240mm² XLPE/SWA/PVC/CU CABLE and 3Runs x185mm² PVC Earth Cable | Km | 0.05 |  | Included | 0 | 0 | 0
17 | [8 empty] | 4Runs/Nos x4Cx185mm² XLPE/SWA/PVC/CU CABLE and 2Runs x185mm² PVC Earth Cable | Km | 0.05 |  | Included | 0 | 0 | 0
18 | [8 empty] | 2Runs/Nos x4Cx240mm² XLPE/SWA/PVC/CU CABLE and 240mm² PVC Earth Cable | Km | 0.15 |  | Included | 0 | 0 | 0
19 | [8 empty] | 4Cx240mm² XLPE/SWA/PVC/CU CABLE and 120mm² PVC Earth Cable | Km | 0.25 |  | Included | 0 | 0 | 0
20 | [8 empty] | 4Cx95mm² XLPE/SWA/PVC/CU CABLE and 50mm² PVC Earth Cable | Km | 0.15 |  | Included | 0 | 0 | 0
21 | [8 empty] | 4Cx70mm² XLPE/SWA/PVC/CU CABLE and 35mm² PVC Earth Cable | Km | 0.6 |  | Included | 0 | 0 | 0
22 | [8 empty] | 4Cx35mm² XLPE/SWA/PVC/CU CABLE and 25mm² PVC Earth Cable | Km | 0.35 |  | Included | 0 | 0 | 0
23 | [8 empty] | 4Cx25mm² XLPE/SWA/PVC/CU CABLE and 16mm² PVC Earth Cable | Km | 0.25 |  | Included | 0 | 0 | 0
24 | [8 empty] | 4Cx16mm² XLPE/SWA/PVC/CU CABLE and 10mm² PVC Earth Cable | Km | 0.35 |  | Included | 0 | 0 | 0
25 | [8 empty] | 4Cx10mm² XLPE/SWA/PVC/CU CABLE and 10mm² PVC Earth Cable | Km | 0.6 |  | Included | 0 | 0 | 0
26 | [8 empty] | 4Cx6mm² XLPE/SWA/PVC/CU CABLE and 6mm² PVC Earth Cable | Km | 0.8 |  | Included | 0 | 0 | 0
27 | [8 empty] | 2C x 6mm² XLPE/SWA/PVC Copper Cable | Km | 0.8 |  | Included | 0 | 0 | 0
28 | [8 empty] | 2C x 4mm² XLPE/SWA/PVC Copper Cable | Km | 2 |  | Included | 0 | 0 | 0
29 | [8 empty] | 2C x 2.5 mm² XLPE/SWA/PVC Copper Cable | Km | 2 |  | Included | 0 | 0 | 0
30 | [8 empty] | DB-LDB | nos | 2 |  | Included | 0 | 0 | 0
31 | [8 empty] | DB-PDB-1 | nos | 2 |  | Included | 0 | 0 | 0
32 | [8 empty] | DB-PDB-2 | nos | 1 |  | Included | 0 | 0 | 0
33 | [8 empty] | DB-PDB-3 | nos | 1 |  | Included | 0 | 0 | 0
34 | [8 empty] | DB-PDB-4 | nos | 1 |  | Included | 0 | 0 | 0
35 | [8 empty] | DB-PDB-5 | nos | 1 |  | Included | 0 | 0 | 0
36 | [8 empty] | DB-PR | nos | 1 |  | Included | 0 | 0 | 0
37 | [8 empty] | 800A Control Panel | nos | 2 |  | Included | 0 | 0 | 0
38 | [8 empty] | 400A Control Panel | nos | 2 |  | Included | 0 | 0 | 0
39 | [8 empty] | 200A Control Panel | nos | 2 |  | Included | 0 | 0 | 0
40 | [8 empty] | 160A Control Panel | nos | 4 |  | Included | 0 | 0 | 0
41 | [8 empty] | 63A Control Panel | nos | 1 |  | Included | 0 | 0 | 0
42 | [8 empty] | 40A Control Panel | nos | 4 |  | Included | 0 | 0 | 0
43 | [8 empty] | 32A Control Panel | nos | 1 |  | Included | 0 | 0 | 0
44 | [8 empty] | 32A TPN Isolator For Exhaust Fan | nos | 15 |  | Included | 0 | 0 | 0
45 | [8 empty] | 20A TPN Isolator For Rolling Shutter | nos | 2 |  | Included | 0 | 0 | 0
46 | [8 empty] | 25A or 32A SPN Isolator For Outdoor Units | nos | 14 |  | Included | 0 | 0 | 0
47 | [8 empty] | 600mm Cable Tray | m | 550 |  | Included | 0 | 0 | 0
48 | [8 empty] | 450mm Cable Tray | m | 550 |  | Included | 0 | 0 | 0
49 | [8 empty] | 300mm Cable Tray | m | 400 |  | Included | 0 | 0 | 0
50 | [8 empty] | 150mm Cable Tray | m | 300 |  | Included | 0 | 0 | 0
51 | [8 empty] | 100x100 GI Trunking | m | 400 |  | Included | 0 | 0 | 0
52 | [8 empty] | 75x75 GI Trunking | m | 400 |  | Included | 0 | 0 | 0
53 | [8 empty] | 110 Dia Sleeve | m | 350 |  | Included | 0 | 0 | 0
54 | [8 empty] | 160 Dia Sleeve | m | 200 |  | Included | 0 | 0 | 0
55 | [8 empty] | 200 Dia Sleeve | m | 75 |  | Included | 0 | 0 | 0
56 | [8 empty] | 32mm GI Conduits Approx. | m | 1800 |  | Included | 0 | 0 | 0
57 | [8 empty] | 300W LED HIGH BAY METAL LIGHT FITTING | nos | 85 |  | Included | 0 | 0 | 0
58 | [8 empty] | 4x18W RECESSED TYPE LIGHT FITTING IP20 | nos | 25 |  | Included | 0 | 0 | 0
59 | [8 empty] | 2x42W SUSPENDED TYPE LINEAR LIGHT FITTING IP65 | nos | 20 |  | Included | 0 | 0 | 0
60 | [8 empty] | 2x32W SUSPENDED TYPE LINEAR LIGHT FITTING IP65 | nos | 10 |  | Included | 0 | 0 | 0
61 | [8 empty] | 1x18W RECESSED MOUNTED DOWN LIGHT FITTING IP44 | nos | 20 |  | Included | 0 | 0 | 0
62 | [8 empty] | 1x26W RECESSED MOUNTED DOWN LIGHT FITTING IP20 | nos | 20 |  | Included | 0 | 0 | 0
63 | [8 empty] | 11W MIRROR LIGHT | nos | 15 |  | Included | 0 | 0 | 0
64 | [8 empty] | 70W LED SECURITY LIGHT IP54 | nos | 12 |  | Included | 0 | 0 | 0
65 | [8 empty] | 250W LED FLOOD LIGHT FITTING IP65 | nos | 15 |  | Included | 0 | 0 | 0
66 | [8 empty] | 10A ONE WAY SWITCH | nos | 70 |  | Included | 0 | 0 | 0
67 | [8 empty] | 10A TWO WAY SWITCH | nos | 10 |  | Included | 0 | 0 | 0
68 | [8 empty] | MULTI SOCKET OUTLET BOX WEATHER PROOF TYPE (4x20A 1∅, 1x16A 3∅ & 1x32A 3∅) | nos | 45 |  | Included | 0 | 0 | 0
69 | [8 empty] | FLOOR BOX, 1Nos.13A TWIN SWITCHED SOCKET (NORMAL SUPPLY)/1Nos. TWIN SWITCHED SOCKET (UPS SUPPLY) & Nos. OF DUAL DATA OUTLETS. | nos | 20 |  | Included | 0 | 0 | 0
70 | [8 empty] | 13A SINGLE SWITCHED SOCKET. | nos | 40 |  | Included | 0 | 0 | 0
71 | [8 empty] | 13A TWIN SWITCHED SOCKET. | nos | 40 |  | Included | 0 | 0 | 0
72 | [8 empty] | RJ45 SINGLE DATE OUTLET | nos | 20 |  | Included | 0 | 0 | 0
73 | [8 empty] | RJ45 DUEL DATE OUTLET | nos | 20 |  | Included | 0 | 0 | 0
74 | [8 empty] | FUSED SPUR OUTLET | nos | 20 |  | Included | 0 | 0 | 0
75 | [8 empty] | 20A DP SWITCH WITH INDICATOR | nos | 20 |  | Included | 0 | 0 | 0
76 | [8 empty] | WALL MOUNTED CCTV | nos | 20 |  | Included | 0 | 0 | 0
77 | [8 empty] | CEILING MOUNTED CAMERA | nos | 8 |  | Included | 0 | 0 | 0
78 | [8 empty] | CEILING MOUNTED SPEAKER | nos | 15 |  | Included | 0 | 0 | 0
79 | [8 empty] | WALL MOUNTED SPEAKER | nos | 20 |  | Included | 0 | 0 | 0
80 | [8 empty] | ELV JUNCTION BOX | nos | 4 |  | Included | 0 | 0 | 0
81 | [8 empty] | ELECTRICAL MANHOLE | nos | 4 |  | Included | 0 | 0 | 0
82 | [8 empty] | ELV MANHOLE | nos | 12 |  | Included | 0 | 0 | 0
83 | [8 empty] | Split AC - 1.0 Tr | Nos | 2 |  | Included | 0 | 0 | 0
84 | [8 empty] | Split AC - 1.5 Tr | Nos | 3 |  | Included | 0 | 0 | 0
85 | [8 empty] | Split AC - 2.0 Tr | Nos | 6 |  | Included | 0 | 0 | 0
86 | [8 empty] | Outdoor Units (for above 11 split AC) | Nos | 11 |  | Included | 0 | 0 | 0
87 | [8 empty] | Wall Mounted Exhaust Fan - 30 l/s | Nos | 5 |  | Included | 0 | 0 | 0
88 | [8 empty] | Wall Mounted Exhaust Fan - 75 l/s | Nos | 4 |  | Included | 0 | 0 | 0
89 | [8 empty] | Wall Mounted Exhaust Fan - 150 l/s | Nos | 4 |  | Included | 0 | 0 | 0
90 | [8 empty] | Thermostat Control ( for above 11 split AC) | Nos | 11 |  | Included | 0 | 0 | 0
91 | [8 empty] | Refrigerant Pipes ( for above 11 split AC) | m | 160 |  | Included | 0 | 0 | 0
92 | [8 empty] | SMOKE DETECTOR | Nos | 75 |  | Included | 0 | 0 | 0
93 | [8 empty] | HEAT DETECTOR | Nos | 8 |  | Included | 0 | 0 | 0
94 | [8 empty] | EMERGENCY LIGHT | Nos | 102 |  | Included | 0 | 0 | 0
95 | [8 empty] | FIRE EXIT SIGNS/LIGHT | Nos | 14 |  | Included | 0 | 0 | 0
96 | [8 empty] | MANUAL FIRE ALARM CALL POINT | Nos | 14 |  | Included | 0 | 0 | 0
97 | [8 empty] | FIRE ALARM SOUNDER | Nos | 10 |  | Included | 0 | 0 | 0
98 | [8 empty] | FIRE ALARM SOUNDER WITH STROBE LIGHT | Nos | 7 |  | Included | 0 | 0 | 0
99 | [8 empty] | FIRE ALARM PANEL | Nos | 2 |  | Included | 0 | 0 | 0
100 | [8 empty] | FIRE HOSE REEL (45M) | Nos | 10 |  | Included | 0 | 0 | 0
101 | [8 empty] | FIRE EXTINGUISHERS (FOAM TYPE) AFFF | Nos | 14 |  | Included | 0 | 0 | 0
102 | [8 empty] | FIRE EXTINGUISHERS (CARBON DIOXIDE) CO2 | Nos | 14 |  | Included | 0 | 0 | 0
103 | [8 empty] | FIRE EXTINGUISHERS (DRY POWDER) | Nos | 4 |  | Included | 0 | 0 | 0
104 | [8 empty] | FIRE BLANKET | Nos | 2 |  | Included | 0 | 0 | 0
105 | [8 empty] | FIRE HYDRANT | Nos | 6 |  | Included | 0 | 0 | 0
106 | [8 empty] | VALVE CHAMBER WITH VALVE | Nos | 7 |  | Included | 0 | 0 | 0
107 | [8 empty] | FIRE PUMP SET DUTY/STANDBY/JOCKEY CAP:- 750 GPM @ 8 BAR) | Set | 2 |  | Included | 0 | 0 | 0
108 | [8 empty] | 160 DIA FIRE PIPE | m | 440 |  | Included | 0 | 0 | 0
109 | [8 empty] | 50 DIA FIRE PIPE | m | 190 |  | Included | 0 | 0 | 0
110 | [8 empty] | European Water Closet (EWC) with complete accessories | Set | 2 |  | Included | 0 | 0 | 0
111 | [8 empty] | Asian Water Closet (AWC) with complete accessories | Set | 9 |  | Included | 0 | 0 | 0
112 | [8 empty] | Urinal with flush valve manual type with complete accessories | Set | 4 |  | Included | 0 | 0 | 0
113 | [8 empty] | Counter Top Wash Basin with complete accessories | Set | 10 |  | Included | 0 | 0 | 0
114 | 7000016517 | 120 | Tele BoQ at Fatehgarh-3 (Extn) |  |  |  | 18 |  | Kitchen Sink with complete accessories | Set | 2 |  | Included | 0 | 0 | 0
115 | 7000016517 | 130 | Tele BoQ at Fatehgarh-3 (Extn) |  |  |  | 18 |  | Water Cooler with complete accessories | Set | 2 |  | Included | 0 | 0 | 0
116 | 7000016517 | 140 | Tele BoQ at Fatehgarh-3 (Extn) |  |  |  | 18 |  | 50 Liter Water Heater with complete accessories | Set | 4 |  | Included | 0 | 0 | 0
117 | 7000016517 | 150 | Tele BoQ at Fatehgarh-3 (Extn) |  |  |  | 18 |  | Sump Pump For Pump Room | Set | 2 |  | Included | 0 | 0 | 0
118 | 7000016517 | 160 | Tele BoQ at Fatehgarh-3 (Extn) |  |  |  | 18 |  | COLD WATER BOOSTER PUMP SET (1 DUTY/1 STANDBY) (CAPA: 2.5 LPS @ 3 BAR+200 Litre) PRESSURE VESSEL) | Set | 2 |  | Included | 0 | 0 | 0
119 | 7000016517 | 170 | Tele BoQ at Fatehgarh-3 (Extn) | [5 empty] | Floor Trap | Nos | 7 |  | Included | 0 | 0 | 0
120 | [8 empty] | Floor Clean Out | Nos | 8 |  | Included | 0 | 0 | 0
121 | [8 empty] | Gully Trap | Nos | 5 |  | Included | 0 | 0 | 0
122 | [8 empty] | Isolation Valve | Nos | 14 |  | Included | 0 | 0 | 0
123 | [8 empty] | Valve Chamber With Valve | Nos | 4 |  | Included | 0 | 0 | 0
124 | [8 empty] | Sewage Manhole | Nos | 10 |  | Included | 0 | 0 | 0
125 | [8 empty] | 75mm Dia | m | 125 |  | Included | 0 | 0 | 0
126 | [8 empty] | 63mm Dia | m | 25 |  | Included | 0 | 0 | 0
127 | [8 empty] | 50mm Dia | m | 25 |  | Included | 0 | 0 | 0
128 | [8 empty] | 40mm Dia | m | 150 |  | Included | 0 | 0 | 0
129 | [8 empty] | 32mm Dia | m | 25 |  | Included | 0 | 0 | 0
130 | [8 empty] | 25mm Dia | m | 65 |  | Included | 0 | 0 | 0
131 | [8 empty] | 25mm Dia | m | 375 |  | Included | 0 | 0 | 0
132 | [8 empty] | 32mm Dia | m | 95 |  | Included | 0 | 0 | 0
133 | [8 empty] | 50mm Dia | m | 95 |  | Included | 0 | 0 | 0
134 | [8 empty] | 82mm Dia | m | 95 |  | Included | 0 | 0 | 0
135 | [8 empty] | 110mm Dia | m | 125 |  | Included | 0 | 0 | 0
136 | [8 empty] | 160mm Dia | m | 375 |  | Included | 0 | 0 | 0
#REF! | 7000016517 | 430 | 420kV SHUNT REACTOR |  |  |  | 18 |  | TOTAL |  |  |  | Included | 0 | 0 | 0
#REF! | 7000016517 | 440 | 800kV 50kA AIS EQUIPMENT |  |  |  | 18 |  | Freight and Insurance |  |  |  | Included | 0 | 0 | 0
#REF! | 7000016517 | 450 | 800kV 50kA AIS EQUIPMENT |  |  |  | 18 |  | Installation Portion: |  |  |  | Included | 0 | 0 | 0
#REF! | 7000016517 | 460 | 800kV 50kA AIS EQUIPMENT |  |  |  | 18 |  | ELECTRICAL/STRUCTURAL WORKS |  |  |  | Included | 0 | 0 | 0
#REF! | 7000016517 | 470 | 800kV 50kA AIS EQUIPMENT |  |  |  | 18 |  | 245 kV 1600A, 50KA Circuit Breakers (3-Phase) with support | EA | 2 |  | Included | 0 | 0 | 0
#REF! | 7000016517 | 480 | 800kV 50kA AIS EQUIPMENT |  |  |  | 18 |  | 245 kV, 1600A, 50KA, 1-Phase CurrentTransformer with 120% extended currentrating | EA | 6 |  | Included | 0 | 0 | 0
#REF! | 7000016517 | 490 | 800kV 50kA AIS EQUIPMENT |  |  |  | 18 |  | 245kV, 1600A, 50 KA, 3-phase DoubleBreak Tandem Isolator without E/S | EA | 4 |  | Included | 0 | 0 | 0
#REF! | 7000016517 | 500 | 800kV 50kA AIS EQUIPMENT |  |  |  | 18 |  | 245kV, 1600A, 50 KA, 3-phase DoubleBreak Isolator with two E/S | EA | 2 |  | Included | 0 | 0 | 0
#REF! | 7000016517 | 510 | 800kV 50kA AIS EQUIPMENT |  |  |  | 18 |  | 245kV, 1600A, 50 KA, 3-phase DoubleBreak Isolator with one E/S | EA | 2 |  | Included | 0 | 0 | 0
#REF! | 7000016517 | 520 | 800kV 50kA AIS EQUIPMENT |  |  |  | 18 |  | 245 kV,1 phase Bus Post Insulator (except for Line Traps) | EA | 22 |  | Included | 0 | 0 | 0
#REF! | 7000016517 | 530 | 800kV 50kA AIS EQUIPMENT |  |  |  | 18 |  | 216kV Surge Arrester (1-phase) | EA | 6 |  | Included | 0 | 0 | 0
#REF! | 7000016517 | 540 | 800kV 50kA AIS EQUIPMENT |  |  |  | 18 |  | 245 kV, 4400pf Capacitive Voltage Transformer (1- Phase) | EA | 6 |  | Included | 0 | 0 | 0
#REF! | 7000016517 | 550 | 420kV, 63kA AIS EQUIPMENT |  |  |  | 18 |  | 220kV Line Protection Panel (with Automation) | EA | 2 |  | Included | 0 | 0 | 0
#REF! | 7000016517 | 560 | 420kV, 63kA AIS EQUIPMENT |  |  |  | 18 |  | 220kV Circuit Breaker Relay Panel with Auto Reclose (with Automation) | EA | 2 |  | Included | 0 | 0 | 0
#REF! | 7000016517 | 570 | 420kV, 63kA AIS EQUIPMENT |  |  |  | 18 |  | Augmentation of Substation automation System for 220kV bay as per Technical - |  |  |  | Included | 0 | 0 | 0
#REF! | 7000016517 | 580 | 420kV, 63kA AIS EQUIPMENT |  |  |  | 18 |  | Laying of optical cables in GI Pipe/Conduit upto 50MM diameter in cable trench | Mtr. | 500 |  | Included | 0 | 0 | 0
#REF! | 7000016517 | 590 | 420kV, 63kA AIS EQUIPMENT |  |  |  | 18 |  | Splicing of optical Fibre cable joints Single Mode/Multi Mode Fiber | Each | 50 |  | Included | 0 | 0 | 0
#REF! | 7000016517 | 600 | 420kV, 63kA AIS EQUIPMENT |  |  |  | 18 |  | Erection Hardware for 220kV layout (Double Main and Transfer Scheme as per SLD)-Line Bay as per specification | SET | 2 |  | Included | 0 | 0 | 0
#REF! | 7000016517 | 610 | 420kV, 63kA AIS EQUIPMENT |  |  |  | 18 |  | Erection of Pipe Structure - 220 kV 1-Phase CT including nuts, bolts, all type of washers, packplates, step bolts and gusset platesexcluding foundation bolts | EA | 6 |  | Included | 0 | 0 | 0
#REF! | 7000016517 | 620 | 245kV, 50kA AIS EQUIPMENT |  |  |  | 18 |  | Erection of Pipe Structure - 220 kV 1-Phase High BPI including nuts, bolts, all type of washers, packplates, step bolts and gussetplates excluding foundation bolts | EA | 6 |  | Included | 0 | 0 | 0
#REF! | 7000016517 | 630 | 245kV, 50kA AIS EQUIPMENT |  |  |  | 18 |  | Erection of Pipe Structure - 220 kV 1-Phase BPI including nuts, bolts, all type of washers, packplates, step bolts and gusset platesexcluding foundation bolts | EA | 16 |  | Included | 0 | 0 | 0
#REF! | 7000016517 | 640 | 245kV, 50kA AIS EQUIPMENT |  |  |  | 18 |  | Erection of Pipe Structure - 220 kV 1-Phase SA including nuts, bolts, all type of washers, packplates, step bolts and gusset platesexcluding foundation bolts | EA | 6 |  | Included | 0 | 0 | 0
#REF! | 7000016517 | 650 | 245kV, 50kA AIS EQUIPMENT |  |  |  | 18 |  | Erection of Pipe Structure - 220 kV 3-Phase ISOLATOR including nuts, bolts, all type of washers, packplates, step bolts and gussetplates excluding foundation bolts | EA | 8 |  | Included | 0 | 0 | 0
#REF! | 7000016517 | 660 | 245kV, 50kA AIS EQUIPMENT |  |  |  | 18 |  | Erection of Pipe Structure - 220 kV 1-Phase CVT including nuts, bolts, all type of washers, packplates, step bolts and gusset platesexcluding foundation bolts | EA | 6 |  | Included | 0 | 0 | 0
#REF! | 7000016517 | 670 | 245kV, 50kA AIS EQUIPMENT |  |  |  | 18 |  | Erection of Pipe Structure - 220 kV 1 - PH BPI for WT including nuts, bolts, all type of washers, packplates, step bolts and gussetplates excluding foundation bolts | SET | 4 |  | Included | 0 | 0 | 0
#REF! | 7000016517 | 680 | 245kV, 50kA AIS EQUIPMENT |  |  |  | 18 |  | Air conditioning system for Switchyard Panel Room of 6m length | SET | 1 |  | Included | 0 | 0 | 0
#REF! | 7000016517 | 690 | 36kV AIS EQUIPMENT |  |  |  | 18 |  | Fire Detection and Alarm System for Switchyard Panel Room of 6 m length | SET | 1 |  | Included | 0 | 0 | 0
#REF! | 7000016517 | 700 | 36kV AIS EQUIPMENT |  |  |  | 18 |  | Lighting Fixture LED Luminaires type FL2 as per tech. specifications | EA | 20 |  | Included | 0 | 0 | 0
#REF! | 7000016517 | 710 | Erection Hardware for 765 kV S/Y |  |  |  | 18 |  | Lighting Panel type ACP-2 as per technical specification | EA | 1 |  | Included | 0 | 0 | 0
#REF! | 7000016517 | 720 | Erection Hardware for 765 kV S/Y |  |  |  | 18 |  | Illumination System for switchyard panel room of 6 m length | SET | 1 |  | Included | 0 | 0 | 0
#REF! | 7000016517 | 730 | Erection Hardware for 765 kV S/Y |  |  |  | 18 |  | Laying of POWER & control cables in Cable trenched including Glanding, Lug, ferrule, Cable Tag etc. |  |  |  | Included | 0 | 0 | 0
#REF! | 7000016517 | 740 | Erection Hardware for 765 kV S/Y |  |  |  | 18 |  | 1.1kV grade 3.5Cx70 sqmm (PVC) Power Cable | KM | 5 |  | Included | 0 | 0 | 0
#REF! | 7000016517 | 750 | Erection Hardware for 765 kV S/Y |  |  |  | 18 |  | 1.1kV grade 3.5Cx35 sqmm (PVC) Power Cable | KM | 2 |  | Included | 0 | 0 | 0
#REF! | 7000016517 | 760 | Erection Hardware for 765 kV S/Y |  |  |  | 18 |  | 1.1kV grade 4Cx16 sqmm (PVC) Power Cable | KM | 3 |  | Included | 0 | 0 | 0
#REF! | 7000016517 | 770 | Erection Hardware for 765 kV S/Y |  |  |  | 18 |  | 1.1kV grade 4Cx6 sqmm (PVC) Power Cable | KM | 4 |  | Included | 0 | 0 | 0
#REF! | 7000016517 | 780 | 765kV Insulator and Hardware |  |  |  | 18 |  | 1.1kV grade 2Cx6 sqmm (PVC) Power Cable | KM | 5 |  | Included | 0 | 0 | 0
#REF! | 7000016517 | 790 | 765kV Insulator and Hardware |  |  |  | 18 |  | 1.1kV grade 3Cx2.5 sqmm Control Cable | KM | 7 |  | Included | 0 | 0 | 0
#REF! | 7000016517 | 800 | 765kV Insulator and Hardware |  |  |  | 18 |  | 1.1kV grade 5Cx2.5 sqmm Control Cable | KM | 3 |  | Included | 0 | 0 | 0
#REF! | 7000016517 | 810 | 765kV Insulator and Hardware |  |  |  | 18 |  | 1.1kV grade 7Cx2.5 sqmm Control Cable | KM | 2 |  | Included | 0 | 0 | 0
#REF! | 7000016517 | 820 | 765kV Insulator and Hardware |  |  |  | 18 |  | 1.1kV grade 10Cx2.5 sqmm Control Cable | KM | 1 |  | Included | 0 | 0 | 0
#REF! | 7000016517 | 830 | Erection Hardware for 420 kV I Type S/Y |  |  |  | 18 |  | 1.1kV grade 14Cx2.5 sqmm Control Cable | KM | 3 |  | Included | 0 | 0 | 0
#REF! | 7000016517 | 840 | Erection Hardware for 420 kV I Type S/Y |  |  |  | 18 |  | 1.1kV grade 19Cx2.5 sqmm Control Cable | KM | 1 |  | Included | 0 | 0 | 0
#REF! | 7000016517 | 850 | Erection Hardware for 420 kV I Type S/Y |  |  |  | 18 |  | 1.1kV grade 27Cx2.5 sqmm Control Cable | KM | 1 |  | Included | 0 | 0 | 0
#REF! | 7000016517 | 860 | Erection Hardware for 420 kV I Type S/Y |  |  |  | 18 |  | Fibre Optic Approach cabling: Including installation hardware like ties/clips/cleats, conduits, ducts, supports, fittings, accessories etc.: 24 Fibre | KM | 1 |  | Included | 0 | 0 | 0
#REF! | 7000016517 | 870 | Erection Hardware for 420 kV I Type S/Y |  |  |  | 18 |  | 220kV, 1600A, 0.5mH, 40 kA Line Trap | EA | 4 |  | Included | 0 | 0 | 0
#REF! | 7000016517 | 880 | 420kV Insulator and Hardware |  |  |  | 18 |  | 245 kV ,1 phase Bus Post Insulators for Line Traps | EA | 12 |  | Included | 0 | 0 | 0
#REF! | 7000016517 | 890 | 420kV Insulator and Hardware |  |  |  | 18 |  | 400KV TENSION INSULATOR STRING AND ASSOCIATED HARDWARE FITTINGSWITH TURN BUCKLE SUITABLE FOR QUAD CONDUCTOR | EA | 66 |  | Included | 0 | 0 | 0
#REF! | 7000016517 | 900 | 420kV Insulator and Hardware |  |  |  | 18 |  | 400KV SUSPENSION INSULATOR STRING AND ASSOCIATED HARDWARE FITTINGSWITH DROP CLAMP SUITABLE FOR QUAD CONDUCTOR | EA | 24 |  | Included | 0 | 0 | 0
#REF! | 7000016517 | 910 | Erection Hardware for 220 kV DMT Type S |  |  |  | 18 |  | Erection Hardware for 220kV layout (Double Main and TransferScheme)-Transformer Bay as per technical specification | SET | 3 |  | Included | 0 | 0 | 0
#REF! | 7000016517 | 920 | 220kV Insulator and Hardware |  |  |  | 18 |  | 220KV TENSION INSULATOR STRING AND ASSOCIATED HARDWARE FITTINGS WITHTURN BUCKLE SUITABLE FOR QUAD CONDUCTOR | EA | 18 |  | Included | 0 | 0 | 0
#REF! | 7000016517 | 930 | 220kV Insulator and Hardware |  |  |  | 18 |  | 220KV TENSION INSULATOR STRING AND ASSOCIATED HARDWARE FITTINGSWITHOUT TURN BUCKLE SUITABLE FOR TWIN CONDUCTOR | EA | 18 |  | Included | 0 | 0 | 0
#REF! | 7000016517 | 940 | 220kV Insulator and Hardware |  |  |  | 18 |  | 220KV SUSPENSION INSULATOR STRING AND ASSOCIATED HARDWARE FITTINGSWITH DROP CLAMP SUITABLE FOR TWIN CONDUCTOR | EA | 9 |  | Included | 0 | 0 | 0
#REF! | 7000016517 | 950 | Earthmat |  |  |  | 18 |  | 40 MM MS ROD FOR MAIN EARTHMAT | KM | 48 |  | Included | 0 | 0 | 0
#REF! | 7000016517 | 960 | CSD |  |  |  | 18 |  | Controlled Switching Device for 420 kV, 3-ph Circuit Breaker | EA | 9 |  | Included | 0 | 0 | 0
#REF! | 7000016517 | 970 | CSD |  |  |  | 18 |  | Controlled Switching Device for 765 kV, 3-ph Circuit Breaker | EA | 9 |  | Included | 0 | 0 | 0
#REF! | 7000016517 | 980 | CRP for 765kV Bays |  |  |  | 18 |  | 765 kV Circuit Breaker Relay Panel With Auto Reclose (with Automation) | EA | 11 |  | Included | 0 | 0 | 0
#REF! | 7000016517 | 990 | CRP for 765kV Bays |  |  |  | 18 |  | 765kV Line Protection Panel (with Automation) | EA | 2 |  | Included | 0 | 0 | 0
#REF! | 7000016517 | 1000 | CRP for 765kV Bays |  |  |  | 18 |  | 765kV Transformer Protection Panel (For both HV & MV side)-(withAutomation) | EA | 3 |  | Included | 0 | 0 | 0
#REF! | 7000016517 | 1010 | CRP for 765kV Bays |  |  |  | 18 |  | 765kV Reactor Protection Panel (with Automation) | EA | 2 |  | Included | 0 | 0 | 0
#REF! | 7000016517 | 1020 | CRP for 765kV Bays |  |  |  | 18 |  | 765kV Bus Bar Protection Panel (Duplicate)-(with Automation) | SET | 1 |  | Included | 0 | 0 | 0
#REF! | 7000016517 | 1030 | CRP for 420kV Bays with SAS |  |  |  | 18 |  | 400kV Circuit Breaker Relay Panel with Auto Reclose (with Automation) | EA | 12 |  | Included | 0 | 0 | 0
#REF! | 7000016517 | 1040 | CRP for 420kV Bays with SAS |  |  |  | 18 |  | 400kV Transformer Protection Panel (For both HV & MV side)-(withAutomation) | EA | 3 |  | Included | 0 | 0 | 0
#REF! | 7000016517 | 1050 | CRP for 420kV Bays with SAS |  |  |  | 18 |  | 400kV Reactor Protection Panel (with Automation) | EA | 2 |  | Included | 0 | 0 | 0
#REF! | 7000016517 | 1060 | CRP for 420kV Bays with SAS |  |  |  | 18 |  | Augmentation of existing 400kV bus bar protection scheme.(No. of baysas per specification)-(with Automation) | SET | 1 |  | Included | 0 | 0 | 0
#REF! | 7000016517 | 1070 | CRP for 220kV Bays with SAS |  |  |  | 18 |  | 220kV Circuit Breaker Relay Panel with Auto Reclose (with Automation) | EA | 3 |  | Included | 0 | 0 | 0
#REF! | 7000016517 | 1080 | CRP for 220kV Bays with SAS |  |  |  | 18 |  | Augmentation of existing 220kV bus bar protection scheme.(No. of baysas per specification)-(with Automation) | SET | 1 |  | Included | 0 | 0 | 0
#REF! | 7000016517 | 1090 | SAS-AUG |  |  |  | 18 |  | Augmentation of Substation automation System for 220kV bay as perTechnical Specification | EA | 3 |  | Included | 0 | 0 | 0
#REF! | 7000016517 | 1100 | SAS-AUG |  |  |  | 18 |  | Augmentation of Substation automation System for 400kV Tie bay as perTechnical Specification | EA | 4 |  | Included | 0 | 0 | 0
#REF! | 7000016517 | 1110 | SAS-AUG |  |  |  | 18 |  | Augmentation of Substation automation System for 400kV Main bay as perTechnical Specification | EA | 8 |  | Included | 0 | 0 | 0
#REF! | 7000016517 | 1120 | SAS-AUG |  |  |  | 18 |  | Augmentation of Substation automation System for 765kV Tie bay as perTechnical Specification | EA | 4 |  | Included | 0 | 0 | 0
#REF! | 7000016517 | 1130 | SAS-AUG |  |  |  | 18 |  | Augmentation of Substation automation system for 765kV Main bay as perTechnical Specification | EA | 7 |  | Included | 0 | 0 | 0
#REF! | 7000016517 | 1140 | VMS |  |  |  | 18 |  | COLOR IP CAMERA, WITH PAN, TILT AND ZOOM FACILITIES, ALONGWITH ALLREQUIRED ITEMS, ACCESSORIES, LINE INTERFACE UNITS, FIBER PATCH CORDS,POWER SUPPLY UNITS, JUNCTION BOXES, CABLES, FIBER OPTIC CABLES, ETC.,AND INCLUDING INTEGRATION IN EXISTING HARDWARE AND SOFTWARE FORAUGMENTATION OF VISUAL MONITORING SYSTEM AS PER TECHNICALSPECIFICATION. | SET | 1 |  | Included | 0 | 0 | 0
#REF! | 7000016517 | 1150 | PLCC Equipment |  |  |  | 18 |  | 765kV,3150A,1.0mH , 50kA Line Trap | EA | 4 |  | Included | 0 | 0 | 0
#REF! | 7000016517 | 1160 | POWER & CONTROL CABLE |  |  |  | 18 |  | 1.1KV GRADE 3.5CX300 SQMM (XLPE) POWER CABLE | KM | 2 |  | Included | 0 | 0 | 0
#REF! | 7000016517 | 1170 | POWER & CONTROL CABLE |  |  |  | 18 |  | 1.1KV GRADE 3.5CX70 SQMM (PVC) POWER CABLE | KM | 6 |  | Included | 0 | 0 | 0
#REF! | 7000016517 | 1180 | POWER & CONTROL CABLE |  |  |  | 18 |  | 1.1KV GRADE 3.5CX35 SQMM (PVC) POWER CABLE | KM | 2 |  | Included | 0 | 0 | 0
#REF! | 7000016517 | 1190 | POWER & CONTROL CABLE |  |  |  | 18 |  | 1.1KV GRADE 4CX16 SQMM (PVC) POWER CABLE | KM | 2 |  | Included | 0 | 0 | 0
#REF! | 7000016517 | 1200 | POWER & CONTROL CABLE |  |  |  | 18 |  | 1.1KV GRADE 4CX6 SQMM (PVC) POWER CABLE | KM | 20 |  | Included | 0 | 0 | 0
#REF! | 7000016517 | 1210 | POWER & CONTROL CABLE |  |  |  | 18 |  | 1.1KV GRADE 2CX6 SQMM (PVC) POWER CABLE | KM | 14 |  | Included | 0 | 0 | 0
#REF! | 7000016517 | 1220 | POWER & CONTROL CABLE |  |  |  | 18 |  | 1.1KV GRADE 3CX2.5 SQMM CONTROL CABLE | KM | 40 |  | Included | 0 | 0 | 0
#REF! | 7000016517 | 1230 | POWER & CONTROL CABLE |  |  |  | 18 |  | 1.1KV GRADE 5CX2.5 SQMM CONTROL CABLE | KM | 68 |  | Included | 0 | 0 | 0
#REF! | 7000016517 | 1240 | POWER & CONTROL CABLE |  |  |  | 18 |  | 1.1KV GRADE 10CX2.5 SQMM CONTROL CABLE | KM | 31 |  | Included | 0 | 0 | 0
#REF! | 7000016517 | 1250 | POWER & CONTROL CABLE |  |  |  | 18 |  | 1.1KV GRADE 19CX1.5 SQMM CONTROL CABLE | KM | 29 |  | Included | 0 | 0 | 0
#REF! | 7000016517 | 1260 | POWER & CONTROL CABLE |  |  |  | 18 |  | 1.1KV GRADE 27CX1.5 SQMM CONTROL CABLE | KM | 7 |  | Included | 0 | 0 | 0
#REF! | 7000016517 | 1270 | POWER & CONTROL CABLE |  |  |  | 18 |  | 4PAIR, 0.5SQMM SCREENED CABLE | KM | 11 |  | Included | 0 | 0 | 0
#REF! | 7000016517 | 1280 | AIR CONDITIONING & VENTILATION SYSTEM |  |  |  | 28 |  | Air conditioning system for Switchyard Panel Room of 6m length | SET | 5 |  | Included | 0 | 0 | 0
#REF! | 7000016517 | 1290 | AIR CONDITIONING & VENTILATION SYSTEM |  |  |  | 28 |  | Air conditioning system for Switchyard Panel Room of 9m length | SET | 4 |  | Included | 0 | 0 | 0
#REF! | 7000016517 | 1300 | FIRE FIGHTING SYSTEM |  |  |  | 18 |  | HVW spray system, Hydrant system and complete U/G & O/G piping andaccessories etc. out side the pump house for 500 MVA,(765/v3)/(400/v3)/(33) kV, 1 -phase Autotransformer | SET | 10 |  | Included | 0 | 0 | 0
#REF! | 7000016517 | 1310 | FIRE FIGHTING SYSTEM |  |  |  | 18 |  | HVW spray system, Hydrant system and complete U/G & O/G piping andaccessories etc. out side the pump house for 110 MVAR, 765/âˆš3 kVsingle phase Shunt Reactor | SET | 7 |  | Included | 0 | 0 | 0
127 | 7000016517 | 1320 | FIRE FIGHTING SYSTEM |  |  |  | 18 |  | HVW spray system, Hydrant system and complete U/G & O/G piping andaccessories etc. out side the pump house for 500MVA , 400KV/220/33kV, 3-phase Autotransformer | SET | 3 |  | Included | 0 | 0 | 0
128 | 7000016517 | 1330 | FIRE FIGHTING SYSTEM |  |  |  | 18 |  | HVW spray system, Hydrant system and complete U/G & O/G piping andaccessories etc. out side the pump house for 125 MVAR, 420kV, 3 phaseBus Reactor | SET | 2 |  | Included | 0 | 0 | 0
129 | 7000016517 | 1340 | FIRE FIGHTING SYSTEM |  |  |  | 18 |  | Fire Detection and Alarm System for Switchyard Panel Room of 9 mlength | SET | 4 |  | Included | 0 | 0 | 0
130 | 7000016517 | 1350 | FIRE FIGHTING SYSTEM |  |  |  | 18 |  | Fire Detection and Alarm System for Switchyard Panel Room of 6 mlength | SET | 5 |  | Included | 0 | 0 | 0
131 | 7000016517 | 1360 | FIRE FIGHTING SYSTEM |  |  |  | 18 |  | 4.5 kg CO2 type Portable Fire extinguisher | EA | 9 |  | Included | 0 | 0 | 0
132 | 7000016517 | 1370 | ILLUMINATION SYSTEM |  |  |  | 18 |  | Lighting Panel type ACP-2 as per technical specification | EA | 6 |  | Included | 0 | 0 | 0
133 | 7000016517 | 1380 | ILLUMINATION SYSTEM |  |  |  | 18 |  | Outdoor Power Receptacle for oilfiltration unit (250A) | EA | 4 |  | Included | 0 | 0 | 0
134 | 7000016517 | 1390 | ILLUMINATION SYSTEM |  |  |  | 18 |  | LED FLOOD LIGHT LUMINARIESTYPE FL-1 (150W) AS PER TECHNICALSPECIFICATION | EA | 50 |  | Included | 0 | 0 | 0
135 | 7000016517 | 1400 | ILLUMINATION SYSTEM |  |  |  | 18 |  | LIGHTING FIXTURE LED LUMINAIRES TYPE FL2 AS PER TECH. SPECIFICATIONS | EA | 40 |  | Included | 0 | 0 | 0
136 | 7000016517 | 1410 | ILLUMINATION SYSTEM |  |  |  | 18 |  | Illumination System for switchyard panel room of 6 m length | LS | 5 |  | Included | 0 | 0 | 0
137 | 7000016517 | 1420 | ILLUMINATION SYSTEM |  |  |  | 18 |  | Illumination System for switchyard panel room of 9 m length | LS | 4 |  | Included | 0 | 0 | 0
138 | 7000016517 | 1430 | 765 kV Equipment support structures |  |  |  | 18 |  | EQUIPMENT STRUCTURE INCLUDING FOUNDATION BOLT-765KV WT (1PH) | EA | 4 |  | Included | 0 | 0 | 0
139 | 7000016517 | 1440 | 765 kV Equipment support structures |  |  |  | 18 |  | EQUIPMENT STRUCTURE INCLUDING FOUNDATION BOLT-765KV BPI (1PH) | EA | 63 |  | Included | 0 | 0 | 0
140 | 7000016517 | 1450 | 765 kV Equipment support structures |  |  |  | 18 |  | EQUIPMENT STRUCTURE INCLUDING FOUNDATION BOLT-765KV CVT (1PH) | EA | 12 |  | Included | 0 | 0 | 0
141 | 7000016517 | 1460 | 765 kV Equipment support structures |  |  |  | 18 |  | EQUIPMENT STRUCTURE INCLUDING FOUNDATION BOLT-765KV CT (1PH) | EA | 33 |  | Included | 0 | 0 | 0
142 | 7000016517 | 1470 | 765 kV Equipment support structures |  |  |  | 18 |  | EQUIPMENT STRUCTURE INCLUDING FOUNDATION BOLT-765KV CLASS SA (1PH) | EA | 23 |  | Included | 0 | 0 | 0
143 | 7000016517 | 1480 | 765 kV Equipment support structures |  |  |  | 18 |  | EQUIPMENT STRUCTURE INCLUDING FOUNDATION BOLT-765KV ISO (1PH) | EA | 45 |  | Included | 0 | 0 | 0
144 | 7000016517 | 1490 | 765 kV Equipment support structures |  |  |  | 18 |  | EQUIPMENT STRUCTURE INCLUDING FOUNDATION BOLT-765KV ISO (3PH) | EA | 25 |  | Included | 0 | 0 | 0
145 | 7000016517 | 1500 | 400kV Equipment support structures |  |  |  | 18 |  | EQUIPMENT STRUCTURE INCLUDING FOUNDATION BOLT-400KV ISOLATOR (3PH) | EA | 29 |  | Included | 0 | 0 | 0
146 | 7000016517 | 1510 | 400kV Equipment support structures |  |  |  | 18 |  | EQUIPMENT STRUCTURE INCLUDING FOUNDATION BOLT-400KV ISOLATOR (1PH) | EA | 18 |  | Included | 0 | 0 | 0
147 | 7000016517 | 1520 | 400kV Equipment support structures |  |  |  | 18 |  | EQUIPMENT STRUCTURE INCLUDING FOUNDATION BOLT-400KV BPI (1PH) | EA | 31 |  | Included | 0 | 0 | 0
148 | 7000016517 | 1530 | 400kV Equipment support structures |  |  |  | 18 |  | EQUIPMENT STRUCTURE INCLUDING FOUNDATION BOLT-400KV HBPI (1PH) | EA | 36 |  | Included | 0 | 0 | 0
149 | 7000016517 | 1540 | 400kV Equipment support structures |  |  |  | 18 |  | EQUIPMENT STRUCTURE INCLUDING FOUNDATION BOLT-400KV CT (1PH) | EA | 36 |  | Included | 0 | 0 | 0
150 | 7000016517 | 1550 | 400kV Equipment support structures |  |  |  | 18 |  | EQUIPMENT STRUCTURE INCLUDING FOUNDATION BOLT-400KV CLASS SA (1PH) | EA | 15 |  | Included | 0 | 0 | 0
151 | 7000016517 | 1560 | 400kV Equipment support structures |  |  |  | 18 |  | EQUIPMENT STRUCTURE INCLUDING FOUNDATION BOLT-400KV CLASS HIGH LEVELSA (1PH) | EA | 10 |  | Included | 0 | 0 | 0
152 | 7000016517 | 1570 | 220kV Equipment support structures |  |  |  | 18 |  | EQUIPMENT STRUCTURE INCLUDING FOUNDATION BOLT-220KV HIGH BPI (1PH) | EA | 9 |  | Included | 0 | 0 | 0
153 | 7000016517 | 1580 | 220kV Equipment support structures |  |  |  | 18 |  | EQUIPMENT STRUCTURE INCLUDING FOUNDATION BOLT-220KV BPI (1PH) | EA | 32 |  | Included | 0 | 0 | 0
154 | 7000016517 | 1590 | 220kV Equipment support structures |  |  |  | 18 |  | EQUIPMENT STRUCTURE INCLUDING FOUNDATION BOLT-220KV CLASS SA (1PH) | EA | 9 |  | Included | 0 | 0 | 0
155 | 7000016517 | 1600 | 220kV Equipment support structures |  |  |  | 18 |  | EQUIPMENT STRUCTURE INCLUDING FOUNDATION BOLT-220KV ISOLATOR (3PH) | EA | 12 |  | Included | 0 | 0 | 0
156 | 7000016517 | 1610 | 220kV Equipment support structures |  |  |  | 18 |  | EQUIPMENT STRUCTURE INCLUDING FOUNDATION BOLT-220KV CT (1PH) | EA | 9 |  | Included | 0 | 0 | 0
157 | 7000016517 | 1620 | Mandatory Spare LOT |  |  |  | 18 |  | Spare-765KV Circuit Breaker | LOT | 1 |  | Included | 0 | 0 | 0
158 | 7000016517 | 1630 | Mandatory Spare LOT |  |  |  | 18 |  | Spare-765kV VKDB Isolator | LOT | 1 |  | Included | 0 | 0 | 0
159 | 7000016517 | 1640 | Mandatory Spare LOT |  |  |  | 18 |  | SPARE-765KV CURRENT TRANSFORMER | LOT | 1 |  | Included | 0 | 0 | 0
160 | 7000016517 | 1650 | Mandatory Spare LOT |  |  |  | 18 |  | SPARE-765KV CAPACITIVE VOLTAGE TRANSFORMER | LOT | 1 |  | Included | 0 | 0 | 0
161 | 7000016517 | 1660 | Mandatory Spare LOT |  |  |  | 18 |  | SPARES FOR 624KV SURGE ARRESTER | LS | 1 |  | Included | 0 | 0 | 0
162 | 7000016517 | 1670 | Mandatory Spare LOT |  |  |  | 18 |  | Spare For 400kV Bus Reactor | LS | 1 |  | Included | 0 | 0 | 0
163 | 7000016517 | 1680 | Mandatory Spare LOT |  |  |  | 18 |  | Spares for 420kV Circuit Breaker | LS | 1 |  | Included | 0 | 0 | 0
164 | 7000016517 | 1690 | Mandatory Spare LOT |  |  |  | 18 |  | Spares for 420kV Double break Isolator | LS | 1 |  | Included | 0 | 0 | 0
165 | 7000016517 | 1700 | Mandatory Spare LOT |  |  |  | 18 |  | SPARES FOR 336KV SURGE ARRESTER | LS | 1 |  | Included | 0 | 0 | 0
166 | 7000016517 | 1710 | Mandatory Spare LOT |  |  |  | 18 |  | Spare-420kV BPI | SET | 1 |  | Included | 0 | 0 | 0
167 | 7000016517 | 1720 | Mandatory Spare LOT |  |  |  | 18 |  | Spare-420kV CT 1 | SET | 1 |  | Included | 0 | 0 | 0
168 | 7000016517 | 1730 | Mandatory Spare LOT |  |  |  | 18 |  | Spare-245kV Circuit Breaker | SET | 1 |  | Included | 0 | 0 | 0
169 | 7000016517 | 1740 | Mandatory Spare LOT |  |  |  | 18 |  | Spare-245kV Isolator | SET | 1 |  | Included | 0 | 0 | 0
170 | 7000016517 | 1750 | Mandatory Spare LOT |  |  |  | 18 |  | Spare-245kV CT | SET | 1 |  | Included | 0 | 0 | 0
171 | 7000016517 | 1760 | Mandatory Spare LOT |  |  |  | 18 |  | Spare-245kV BPI | SET | 1 |  | Included | 0 | 0 | 0
172 | 7000016517 | 1770 | Mandatory Spare LOT |  |  |  | 18 |  | Relay & protection Panels (with automation) | LS | 1 |  | Included | 0 | 0 | 0
173 | 7000016517 | 1780 | Mandatory Spare LOT |  |  |  | 18 |  | Spares-Substation Automation System | LS | 1 |  | Included | 0 | 0 | 0
174 | 7000016517 | 1790 | Mandatory Spare LOT |  |  |  | 18 |  | SPARES FOR CLAMPS & CONNECTORS | LOT | 1 |  | Included | 0 | 0 | 0
175 | 7000016517 | 1800 | Mandatory Spare LOT |  |  |  | 18 |  | Spares for Fire Protection System | LS | 1 |  | Included | 0 | 0 | 0
176 | 7000016517 | 1810 | Mandatory Spare LOT |  |  |  | 18 |  | Spare-216kV Surge Arrester | SET | 1 |  | Included | 0 | 0 | 0
177 | 7000016517 | 1820 | Mandatory Spare LOT |  |  |  | 18 |  | SPARE-800KV BUS POST INSULATOR | LOT | 1 |  | Included | 0 | 0 | 0
[7 empty] | Total Ex-works Price | [5 empty] | 0 | 0 |  | 0
[7 empty] | Total Type Test charges as per Schedule-7 | [5 empty] | 0
[7 empty] | Total Ex-works Price including Type Test charges | [5 empty] | 0
[7 empty] | Total GST Tax as confirmed by Bidder | [5 empty] | 0
Note : | Specify amount of GST on the transaction between the Contractor and the Employer.
* | In case the bidder leaves the cell for confirmation of the HSN code and/or GST rate “blank”, the HSN code and corresponding GST rate indicated by the Employer shall be deemed to be the one confirmed by the Bidder.
Date : | --
Place : | [10 empty] | Printed Name :
Designation :
Click for Sch-2

## Sch-1 dis (hidden)
NR1/NT/W-CIVIL/DOM/I00/25/09005 (RFX- 5002004610) | [5 empty] | Schedule - 1 |  |  |  | Direct Total | 0 | 0 | `
[10 empty] | BO Total | #REF! | 0
Construction of Transformer and Reactor repair facility at ±500kV HVDC Bhiwadi terminal
(SCHEDULE OF RATES AND PRICES : EX-WORKS PRICES)
Bidder’s Name and Address (Lead Partner) : |  |  |  | To:
Contract Services
Name : | …….. …….. …….. …….. …….. …….. |  |  | Power Grid Corporation of India Ltd.,
Address : | …….. …….. …….. …….. …….. …….. |  |  | "Saudamini", Plot No.-2
| …….. …….. …….. …….. …….. …….. |  |  | Sector-29,
| …….. …….. …….. …….. …….. …….. |  |  | Gurgaon (Haryana) - 122001
Plant and Equipment (including Mandatory Spares Parts) to be supplied, including Type Test Charges for Tests to be conducted. | [10 empty] | Direct
[6 empty] | All Prices are in Indian Rupees. |  |  |  |  | Bought-Out
SI. No. | Item Description | Unit | Qty. | Unit Ex-works price | Total Ex-works price | Mode of Transaction (Direct / Bought-out)
1 | 2 | 3 | 4 | 5 | 6 = 4 x 5 | 7
#REF! | #REF!
#REF! | #REF!
#REF! | #REF!
#REF! | #REF! | #REF! | #REF! | #REF! | #REF! | #REF!
#REF! | #REF! | #REF! | #REF! | #REF! | #REF! | #REF!
#REF! | #REF!
#REF! | #REF! | #REF! | #REF! | #REF! | #REF! | #REF!
#REF! | #REF! | #REF! | #REF! | #REF! | #REF! | #REF!
#REF! | #REF!
#REF! | #REF! | #REF! | #REF! | #REF! | #REF! | #REF!
#REF! | #REF! | #REF! | #REF! | #REF! | #REF! | #REF!
#REF! | #REF!
#REF! | #REF!
#REF! | #REF! | #REF! | #REF! | #REF! | #REF! | #REF!
#REF! | #REF! | #REF! | #REF! | #REF! | #REF! | #REF!
#REF! | #REF!
#REF! | #REF! | #REF! | #REF! | #REF! | #REF! | #REF!
#REF! | #REF! | #REF! | #REF! | #REF! | #REF! | #REF!
#REF! | #REF! | #REF! | #REF! | #REF! | #REF! | #REF!
#REF! | #REF! | #REF! | #REF! | #REF! | #REF! | #REF!
#REF! | #REF! | #REF! | #REF! | #REF! | #REF! | #REF!
#REF! | #REF! | #REF! | #REF! | #REF! | #REF! | #REF!
#REF! | #REF!
#REF! | #REF! | #REF! | #REF! | #REF! | #REF! | #REF!
#REF! | #REF!
#REF! | #REF! | #REF! | #REF! | #REF! | #REF! | #REF!
#REF! | #REF! | #REF! | #REF! | #REF! | #REF! | #REF!
#REF! | #REF! | #REF! | #REF! | #REF! | #REF! | #REF!
#REF! | #REF! | #REF! | #REF! | #REF! | #REF! | #REF!
#REF! | #REF!
#REF! | #REF! | #REF! | #REF! | #REF! | #REF! | #REF!
#REF! | #REF! | #REF! | #REF! | #REF! | #REF! | #REF!
#REF! | #REF! | #REF! | #REF! | #REF! | #REF! | #REF!
#REF! | #REF!
#REF! | #REF! | #REF! | #REF! | #REF! | #REF! | #REF!
#REF! | #REF! | #REF! | #REF! | #REF! | #REF! | #REF!
#REF! | #REF! | #REF! | #REF! | #REF! | #REF! | #REF!
#REF! | #REF! | #REF! | #REF! | #REF! | #REF! | #REF!
#REF! | #REF! | #REF! | #REF! | #REF! | #REF! | #REF!
#REF! | #REF!
| #REF! | #REF! | #REF! | #REF! | #REF! | #REF!
#REF!
| #REF! | #REF! | #REF! | #REF! | #REF! | #REF!
| #REF! | #REF! | #REF! | #REF! | #REF! | #REF!
| Total Ex-Works Price Direct |  |  |  | 0 | Direct
| Total Ex-Works Price Bought Out |  |  |  | 0
| Total Ex-Works Price |  |  |  | 0
| Total Type Test charges as per Schedule-7 |  |  |  | #REF! |  |  | #REF! |  | #REF!
| Total Ex-works Price including Type Test charges |  |  |  | #REF! |  |  | #REF! |  | #REF!
[7 empty] | Discount Sch-1 | #REF! | MPD Sch-1 | #REF!
[7 empty] | Dis Alert | #REF!
Note : | Specify amount of Excise Duty, Sales Tax/'VAT and other taxes payable on the transaction between the Contractor and the Employer and octroi/entry tax as applicable for destination site/state on all items of supply including bought-out finished items (to be identified in the Contract), which shall be dispatched directly from the sub-vendor’s works to the Employer’s site (sale-in-transit), separately in Schedule-5. Excise Duty, Sales tax and other levies for all the bought-out items are to be included in the EXW Price (Col. No. 5) only and not to be indicated in Schedule-5.
Date : | --
Place : |  |  | Printed Name :
Designation :
Click for Sch-2

## Sch-2 Dis (hidden)
NR1/NT/W-CIVIL/DOM/I00/25/09005 (RFX- 5002004610) |  |  |  |  | Schedule - 2 Dis
Construction of Transformer and Reactor repair facility at ±500kV HVDC Bhiwadi terminal | [5 empty] | As per Lum-sum |  | 0
(SCHEDULE OF RATES AND PRICES : FREIGHT & INSURANCE CHARGES) | [5 empty] | AS per Percent |  | #REF!
[6 empty] | As per lum-sum on Sch-2 |  | 0%
Bidder’s Name and Address (Lead Partner) : |  |  |  | To: |  | As per Percent on Sch-2 |  | #REF!
|  |  |  | Power Grid Corporation of India Limited |  | Total Discount |  | #REF!
Name : | …….. …….. …….. …….. …….. …….. |  |  | Northern Region Transmission System–I, Regional Headquarter,
Address : | …….. …….. …….. …….. …….. …….. |  |  | SCO Bay No. 5 to 10, Sector 16A,
| …….. …….. …….. …….. …….. …….. |  |  | Faridabad-121002, Haryana |  | Multipackage Discount |  | 0%
| …….. …….. …….. …….. …….. …….. |  |  | 0
[5 empty] | All Prices are in Indian Rupees. |  | Amount after Discount (Rs.) |  | Dis Alert | Amount after MPD (Rs.)
SI. No. | Description | Unit | Quantity | Unit Freight & Insurance Charges | Total Freight & Insurance Charges |  | Unit Freight & Insurance Charges | Total Freight & Insurance Charges |  | Unit Freight & Insurance Charges | Total Freight & Insurance Charges
1 | 2 | 3 | 4 | 5 | 6 = 4 x 5 |  | 5 | 6 = 4 x 5 |  | 5 | 6 = 4 x 5
#REF! | #REF!
#REF! | #REF! | #REF! | #REF! | #REF! | #REF!
#REF! | #REF! | #REF! | #REF! | #REF! | #REF!
#REF! | #REF!
#REF! | #REF! | #REF! | #REF! | #REF! | #REF!
#REF! | #REF! | #REF! | #REF! | #REF! | #REF!
#REF! | #REF!
#REF! | #REF! | #REF! | #REF! | #REF! | #REF!
#REF! | #REF! | #REF! | #REF! | #REF! | #REF!
#REF! | #REF! | #REF! | #REF! | #REF! | #REF!
#REF! | #REF! | #REF! | #REF! | #REF! | #REF!
#REF! | #REF! | #REF! | #REF! | #REF! | #REF!
#REF! | #REF! | #REF! | #REF! | #REF! | #REF!
#REF! | #REF!
#REF! | #REF! | #REF! | #REF! | #REF! | #REF!
#REF! | #REF!
#REF! | #REF! | #REF! | #REF! | #REF! | #REF!
#REF! | #REF! | #REF! | #REF! | #REF! | #REF!
#REF! | #REF! | #REF! | #REF! | #REF! | #REF!
#REF! | #REF! | #REF! | #REF! | #REF! | #REF!
#REF! | #REF!
#REF! | #REF! | #REF! | #REF! | #REF! | #REF!
#REF! | #REF! | #REF! | #REF! | #REF! | #REF!
#REF! | #REF! | #REF! | #REF! | #REF! | #REF!
#REF! | #REF! | #REF! | #REF! | #REF! | #REF!
#REF! | #REF! | #REF! | #REF! | #REF! | #REF!
#REF! | #REF! | #REF! | #REF! | #REF! | #REF!
#REF! | #REF! | #REF! | #REF! | #REF! | #REF!
#REF! | #REF! | #REF! | #REF! | #REF! | #REF!
#REF! | #REF!
| #REF! | #REF! | #REF! | #REF! | #REF!
#REF! | #REF! | #REF! | #REF! | #REF! | #REF!
#REF! | #REF! | #REF! | #REF! | #REF! | #REF!
| Total F&I Price |  |  |  | #REF!
Date : | --
Place : |  |  | Printed Name :
Designation :
Click for Sch-3

## Sch-2
NR1/NT/W-CIVIL/DOM/I00/25/09005 (RFX- 5002004610) | [9 empty] | Schedule - 2
Construction of Transformer and Reactor repair facility at ±500kV HVDC Bhiwadi terminal
(SCHEDULE OF RATES AND PRICES)
Bidder’s Name and Address (Lead Partner) : | [8 empty] | To:
Power Grid Corporation of India Limited
Name : |  | …….. …….. …….. …….. …….. …….. | [6 empty] | Northern Region Transmission System–I, Regional Headquarter,
Address : |  | …….. …….. …….. …….. …….. …….. | [6 empty] | SCO Bay No. 5 to 10, Sector 16A,
|  | …….. …….. …….. …….. …….. …….. | [6 empty] | Faridabad-121002, Haryana
…….. …….. …….. …….. …….. ……..
LOCAL TRANSPORTATION, IN-TRANSIT INSURANCE, LOADING AND UNLOADING
All Prices are in Indian Rupees.
SI. No. | PR No | PR Line Item No | Activity Description | Material Code | S.No. | Description | Unit | Quantity | Unit Freight, In-transit Insurance, loading & unloading Charges | Total Freight, In-transit Insurance, loading & unloading Charges
1 | 2 | 3 | 4 | 5 |  | 4 | 5 | 6 | 7 | 8= 6 x 7
1 | 7000016517 | 20 | GANTRY STRCUTURES | 1000011713 | 1 | Design, manufacturing & supply of 300/50T EOT crane as per TS. | LS | 1 |  | Included
2 | 7000016517 | 30 | GANTRY STRCUTURES | 1000012373 | 2 | Design, manufacturing & supply of 50/10T span EOT crane as per TS. | LS | 1 |  | Included
3 | 7000016517 | 40 | GANTRY STRCUTURES | 1000015953 | 3 | 1000kVA Out door transformer | nos | 2 |  | Included
4 | 7000016517 | 50 | GANTRY STRCUTURES | 1000015954 | 4 | Ring Main Unit (RMU) | nos | 1 |  | Included
5 | 7000016517 | 70 | Tele BoQ at Fatehgarh-3 (Extn) | 1000031367 | 5 | Diesel Generator Set | nos | 1 |  | Included
6 | 7000016517 | 80 | Tele BoQ at Fatehgarh-3 (Extn) | 1000031405 | 6 | HT Panel | nos | 1 |  | Included
7 | 7000016517 | 90 | Tele BoQ at Fatehgarh-3 (Extn) | 1000018706 | 7 | MLVP-01 Panel | nos | 1 |  | Included
8 | 7000016517 | 100 | Tele BoQ at Fatehgarh-3 (Extn) | 1000031374 | 8 | Generator/Synchronizing Panel | nos | 1 |  | Included
9 | 7000016517 | 110 | Tele BoQ at Fatehgarh-3 (Extn) | 1000034950 | 9 | APPFC-01(CAPACITOR BANK) 1000KVAR | nos | 1 |  | Included
[5 empty] | 10 | MDP-EQ | nos | 1 |  | Included
[5 empty] | 11 | SMDP-EX | nos | 1 |  | Included
[5 empty] | 12 | RMU Incomming Cables | m | 1400 |  | Included
[5 empty] | 13 | Cables for RMU to Transformer (3Cx120mm² XLPE/SWA/PVC COPPER,11KV CABLE) | Km | 0.05 |  | Included
[5 empty] | 14 | Cables for Transformer to MLVP-01 Panel (14Runs/Nos x1Cx630sqmm XLPE/AWA/PVC/Cu. CABLES) | Km | 0.05 |  | Included
[5 empty] | 15 | Cables for Generator to Synchronizing Panel | Km | 0.05 |  | Included
[5 empty] | 16 | 5Runs/Nos x4Cx240mm² XLPE/SWA/PVC/CU CABLE and 3Runs x185mm² PVC Earth Cable | Km | 0.05 |  | Included
[5 empty] | 17 | 4Runs/Nos x4Cx185mm² XLPE/SWA/PVC/CU CABLE and 2Runs x185mm² PVC Earth Cable | Km | 0.05 |  | Included
[5 empty] | 18 | 2Runs/Nos x4Cx240mm² XLPE/SWA/PVC/CU CABLE and 240mm² PVC Earth Cable | Km | 0.15 |  | Included
[5 empty] | 19 | 4Cx240mm² XLPE/SWA/PVC/CU CABLE and 120mm² PVC Earth Cable | Km | 0.25 |  | Included
[5 empty] | 20 | 4Cx95mm² XLPE/SWA/PVC/CU CABLE and 50mm² PVC Earth Cable | Km | 0.15 |  | Included
[5 empty] | 21 | 4Cx70mm² XLPE/SWA/PVC/CU CABLE and 35mm² PVC Earth Cable | Km | 0.6 |  | Included
[5 empty] | 22 | 4Cx35mm² XLPE/SWA/PVC/CU CABLE and 25mm² PVC Earth Cable | Km | 0.35 |  | Included
[5 empty] | 23 | 4Cx25mm² XLPE/SWA/PVC/CU CABLE and 16mm² PVC Earth Cable | Km | 0.25 |  | Included
[5 empty] | 24 | 4Cx16mm² XLPE/SWA/PVC/CU CABLE and 10mm² PVC Earth Cable | Km | 0.35 |  | Included
[5 empty] | 25 | 4Cx10mm² XLPE/SWA/PVC/CU CABLE and 10mm² PVC Earth Cable | Km | 0.6 |  | Included
[5 empty] | 26 | 4Cx6mm² XLPE/SWA/PVC/CU CABLE and 6mm² PVC Earth Cable | Km | 0.8 |  | Included
[5 empty] | 27 | 2C x 6mm² XLPE/SWA/PVC Copper Cable | Km | 0.8 |  | Included
[5 empty] | 28 | 2C x 4mm² XLPE/SWA/PVC Copper Cable | Km | 2 |  | Included
[5 empty] | 29 | 2C x 2.5 mm² XLPE/SWA/PVC Copper Cable | Km | 2 |  | Included
[5 empty] | 30 | DB-LDB | nos | 2 |  | Included
[5 empty] | 31 | DB-PDB-1 | nos | 2 |  | Included
[5 empty] | 32 | DB-PDB-2 | nos | 1 |  | Included
[5 empty] | 33 | DB-PDB-3 | nos | 1 |  | Included
[5 empty] | 34 | DB-PDB-4 | nos | 1 |  | Included
[5 empty] | 35 | DB-PDB-5 | nos | 1 |  | Included
[5 empty] | 36 | DB-PR | nos | 1 |  | Included
[5 empty] | 37 | 800A Control Panel | nos | 2 |  | Included
[5 empty] | 38 | 400A Control Panel | nos | 2 |  | Included
[5 empty] | 39 | 200A Control Panel | nos | 2 |  | Included
[5 empty] | 40 | 160A Control Panel | nos | 4 |  | Included
[5 empty] | 41 | 63A Control Panel | nos | 1 |  | Included
[5 empty] | 42 | 40A Control Panel | nos | 4 |  | Included
[5 empty] | 43 | 32A Control Panel | nos | 1 |  | Included
[5 empty] | 44 | 32A TPN Isolator For Exhaust Fan | nos | 15 |  | Included
[5 empty] | 45 | 20A TPN Isolator For Rolling Shutter | nos | 2 |  | Included
[5 empty] | 46 | 25A or 32A SPN Isolator For Outdoor Units | nos | 14 |  | Included
[5 empty] | 47 | 600mm Cable Tray | m | 550 |  | Included
[5 empty] | 48 | 450mm Cable Tray | m | 550 |  | Included
[5 empty] | 49 | 300mm Cable Tray | m | 400 |  | Included
[5 empty] | 50 | 150mm Cable Tray | m | 300 |  | Included
[5 empty] | 51 | 100x100 GI Trunking | m | 400 |  | Included
[5 empty] | 52 | 75x75 GI Trunking | m | 400 |  | Included
[5 empty] | 53 | 110 Dia Sleeve | m | 350 |  | Included
[5 empty] | 54 | 160 Dia Sleeve | m | 200 |  | Included
[5 empty] | 55 | 200 Dia Sleeve | m | 75 |  | Included
[5 empty] | 56 | 32mm GI Conduits Approx. | m | 1800 |  | Included
[5 empty] | 57 | 300W LED HIGH BAY METAL LIGHT FITTING | nos | 85 |  | Included
[5 empty] | 58 | 4x18W RECESSED TYPE LIGHT FITTING IP20 | nos | 25 |  | Included
[5 empty] | 59 | 2x42W SUSPENDED TYPE LINEAR LIGHT FITTING IP65 | nos | 20 |  | Included
[5 empty] | 60 | 2x32W SUSPENDED TYPE LINEAR LIGHT FITTING IP65 | nos | 10 |  | Included
[5 empty] | 61 | 1x18W RECESSED MOUNTED DOWN LIGHT FITTING IP44 | nos | 20 |  | Included
[5 empty] | 62 | 1x26W RECESSED MOUNTED DOWN LIGHT FITTING IP20 | nos | 20 |  | Included
[5 empty] | 63 | 11W MIRROR LIGHT | nos | 15 |  | Included
[5 empty] | 64 | 70W LED SECURITY LIGHT IP54 | nos | 12 |  | Included
[5 empty] | 65 | 250W LED FLOOD LIGHT FITTING IP65 | nos | 15 |  | Included
[5 empty] | 66 | 10A ONE WAY SWITCH | nos | 70 |  | Included
[5 empty] | 67 | 10A TWO WAY SWITCH | nos | 10 |  | Included
[5 empty] | 68 | MULTI SOCKET OUTLET BOX WEATHER PROOF TYPE (4x20A 1∅, 1x16A 3∅ & 1x32A 3∅) | nos | 45 |  | Included
[5 empty] | 69 | FLOOR BOX, 1Nos.13A TWIN SWITCHED SOCKET (NORMAL SUPPLY)/1Nos. TWIN SWITCHED SOCKET (UPS SUPPLY) & Nos. OF DUAL DATA OUTLETS. | nos | 20 |  | Included
[5 empty] | 70 | 13A SINGLE SWITCHED SOCKET. | nos | 40 |  | Included
[5 empty] | 71 | 13A TWIN SWITCHED SOCKET. | nos | 40 |  | Included
[5 empty] | 72 | RJ45 SINGLE DATE OUTLET | nos | 20 |  | Included
[5 empty] | 73 | RJ45 DUEL DATE OUTLET | nos | 20 |  | Included
[5 empty] | 74 | FUSED SPUR OUTLET | nos | 20 |  | Included
[5 empty] | 75 | 20A DP SWITCH WITH INDICATOR | nos | 20 |  | Included
[5 empty] | 76 | WALL MOUNTED CCTV | nos | 20 |  | Included
[5 empty] | 77 | CEILING MOUNTED CAMERA | nos | 8 |  | Included
[5 empty] | 78 | CEILING MOUNTED SPEAKER | nos | 15 |  | Included
[5 empty] | 79 | WALL MOUNTED SPEAKER | nos | 20 |  | Included
[5 empty] | 80 | ELV JUNCTION BOX | nos | 4 |  | Included
[5 empty] | 81 | ELECTRICAL MANHOLE | nos | 4 |  | Included
[5 empty] | 82 | ELV MANHOLE | nos | 12 |  | Included
[5 empty] | 83 | Split AC - 1.0 Tr | Nos | 2 |  | Included
[5 empty] | 84 | Split AC - 1.5 Tr | Nos | 3 |  | Included
[5 empty] | 85 | Split AC - 2.0 Tr | Nos | 6 |  | Included
[5 empty] | 86 | Outdoor Units (for above 11 split AC) | Nos | 11 |  | Included
[5 empty] | 87 | Wall Mounted Exhaust Fan - 30 l/s | Nos | 5 |  | Included
[5 empty] | 88 | Wall Mounted Exhaust Fan - 75 l/s | Nos | 4 |  | Included
[5 empty] | 89 | Wall Mounted Exhaust Fan - 150 l/s | Nos | 4 |  | Included
[5 empty] | 90 | Thermostat Control ( for above 11 split AC) | Nos | 11 |  | Included
[5 empty] | 91 | Refrigerant Pipes ( for above 11 split AC) | m | 160 |  | Included
[5 empty] | 92 | SMOKE DETECTOR | Nos | 75 |  | Included
[5 empty] | 93 | HEAT DETECTOR | Nos | 8 |  | Included
[5 empty] | 94 | EMERGENCY LIGHT | Nos | 102 |  | Included
[5 empty] | 95 | FIRE EXIT SIGNS/LIGHT | Nos | 14 |  | Included
[5 empty] | 96 | MANUAL FIRE ALARM CALL POINT | Nos | 14 |  | Included
[5 empty] | 97 | FIRE ALARM SOUNDER | Nos | 10 |  | Included
[5 empty] | 98 | FIRE ALARM SOUNDER WITH STROBE LIGHT | Nos | 7 |  | Included
[5 empty] | 99 | FIRE ALARM PANEL | Nos | 2 |  | Included
[5 empty] | 100 | FIRE HOSE REEL (45M) | Nos | 10 |  | Included
[5 empty] | 101 | FIRE EXTINGUISHERS (FOAM TYPE) AFFF | Nos | 14 |  | Included
[5 empty] | 102 | FIRE EXTINGUISHERS (CARBON DIOXIDE) CO2 | Nos | 14 |  | Included
[5 empty] | 103 | FIRE EXTINGUISHERS (DRY POWDER) | Nos | 4 |  | Included
[5 empty] | 104 | FIRE BLANKET | Nos | 2 |  | Included
[5 empty] | 105 | FIRE HYDRANT | Nos | 6 |  | Included
[5 empty] | 106 | VALVE CHAMBER WITH VALVE | Nos | 7 |  | Included
[5 empty] | 107 | FIRE PUMP SET DUTY/STANDBY/JOCKEY CAP:- 750 GPM @ 8 BAR) | Set | 2 |  | Included
[5 empty] | 108 | 160 DIA FIRE PIPE | m | 440 |  | Included
[5 empty] | 109 | 50 DIA FIRE PIPE | m | 190 |  | Included
[5 empty] | 110 | European Water Closet (EWC) with complete accessories | Set | 2 |  | Included
[5 empty] | 111 | Asian Water Closet (AWC) with complete accessories | Set | 9 |  | Included
[5 empty] | 112 | Urinal with flush valve manual type with complete accessories | Set | 4 |  | Included
[5 empty] | 113 | Counter Top Wash Basin with complete accessories | Set | 10 |  | Included
[5 empty] | 114 | Kitchen Sink with complete accessories | Set | 2 |  | Included
[5 empty] | 115 | Water Cooler with complete accessories | Set | 2 |  | Included
[5 empty] | 116 | 50 Liter Water Heater with complete accessories | Set | 4 |  | Included
[5 empty] | 117 | Sump Pump For Pump Room | Set | 2 |  | Included
10 | 7000016517 | 120 | Tele BoQ at Fatehgarh-3 (Extn) | 1000031381 | 118 | COLD WATER BOOSTER PUMP SET (1 DUTY/1 STANDBY) (CAPA: 2.5 LPS @ 3 BAR+200 Litre) PRESSURE VESSEL) | Set | 2 |  | Included
11 | 7000016517 | 130 | Tele BoQ at Fatehgarh-3 (Extn) | 1000026228 | 119 | Floor Trap | Nos | 7 |  | Included
12 | 7000016517 | 140 | Tele BoQ at Fatehgarh-3 (Extn) | 1000028495 | 120 | Floor Clean Out | Nos | 8 |  | Included
13 | 7000016517 | 150 | Tele BoQ at Fatehgarh-3 (Extn) | 1000028265 | 121 | Gully Trap | Nos | 5 |  | Included
14 | 7000016517 | 160 | Tele BoQ at Fatehgarh-3 (Extn) | 1000034998 | 122 | Isolation Valve | Nos | 14 |  | Included
15 | 7000016517 | 170 | Tele BoQ at Fatehgarh-3 (Extn) | 1000030942 | 123 | Valve Chamber With Valve | Nos | 4 |  | Included
16 | 7000016517 | 180 | Tele BoQ at Fatehgarh-3 (Extn) | 1000023471 | 124 | Sewage Manhole | Nos | 10 |  | Included
17 | 7000016517 | 200 | Spares- Tele BoQ at Fatehgarh-3 | 1000031369 | 125 | 75mm Dia | m | 125 |  | Included
18 | 7000016517 | 210 | Spares- Tele BoQ at Fatehgarh-3 | 1000018706 | 126 | 63mm Dia | m | 25 |  | Included
19 | 7000016517 | 220 | Spares- Tele BoQ at Fatehgarh-3 | 1000031405 | 127 | 50mm Dia | m | 25 |  | Included
20 | 7000016517 | 230 | Spares- Tele BoQ at Fatehgarh-3 | 1000031374 | 128 | 40mm Dia | m | 150 |  | Included
21 | 7000016517 | 240 | Spares- Tele BoQ at Fatehgarh-3 | 1000034950 | 129 | 32mm Dia | m | 25 |  | Included
22 | 7000016517 | 250 | Spares- Tele BoQ at Fatehgarh-3 | 1000031381 | 130 | 25mm Dia | m | 65 |  | Included
23 | 7000016517 | 260 | Spares- Tele BoQ at Fatehgarh-3 | 1000034998 | 131 | 25mm Dia | m | 375 |  | Included
24 | 7000016517 | 270 | Spares- Tele BoQ at Fatehgarh-3 | 1000031398 | 132 | 32mm Dia | m | 95 |  | Included
25 | 7000016517 | 280 | Spares- Tele BoQ at Fatehgarh-3 | 1000030942 | 133 | 50mm Dia | m | 95 |  | Included
26 | 7000016517 | 290 | Spares- Tele BoQ at Fatehgarh-3 | 1000023469 | 134 | 82mm Dia | m | 95 |  | Included
27 | 7000016517 | 300 | Rep ( Fatehgarh-3 - Beawer ) | 1000031367 | 135 | 110mm Dia | m | 125 |  | Included
28 | 7000016517 | 310 | Rep ( Fatehgarh-3 - Beawer ) | 1000031405 | 136 | 160mm Dia | m | 375 |  | Included
#REF! | 7000016517 | 430 | 420kV SHUNT REACTOR | 1000013947 |  | 400A Control Panel | nos | 2 |  | Included
#REF! | 7000016517 | 440 | 800kV 50kA AIS EQUIPMENT | 1000005827 |  | 200A Control Panel | nos | 2 |  | Included
#REF! | 7000016517 | 450 | 800kV 50kA AIS EQUIPMENT | 1000005826 |  | 160A Control Panel | nos | 4 |  | Included
#REF! | 7000016517 | 460 | 800kV 50kA AIS EQUIPMENT | 1000005848 |  | 63A Control Panel | nos | 1 |  | Included
#REF! | 7000016517 | 470 | 800kV 50kA AIS EQUIPMENT | 1000005840 |  | 40A Control Panel | nos | 4 |  | Included
#REF! | 7000016517 | 480 | 800kV 50kA AIS EQUIPMENT | 1000005853 |  | 32A Control Panel | nos | 1 |  | Included
#REF! | 7000016517 | 490 | 800kV 50kA AIS EQUIPMENT | 1000005854 |  | 32A TPN Isolator For Exhaust Fan | nos | 15 |  | Included
#REF! | 7000016517 | 500 | 800kV 50kA AIS EQUIPMENT | 1000005820 |  | 20A TPN Isolator For Rolling Shutter | nos | 2 |  | Included
#REF! | 7000016517 | 510 | 800kV 50kA AIS EQUIPMENT | 1000005819 |  | 25A or 32A SPN Isolator For Outdoor Units | nos | 14 |  | Included
#REF! | 7000016517 | 520 | 800kV 50kA AIS EQUIPMENT | 1000020421 |  | 600mm Cable Tray | m | 550 |  | Included
#REF! | 7000016517 | 530 | 800kV 50kA AIS EQUIPMENT | 1000005791 |  | 450mm Cable Tray | m | 550 |  | Included
#REF! | 7000016517 | 540 | 800kV 50kA AIS EQUIPMENT | 1000005790 |  | 300mm Cable Tray | m | 400 |  | Included
#REF! | 7000016517 | 550 | 420kV, 63kA AIS EQUIPMENT | 1000004401 |  | 150mm Cable Tray | m | 300 |  | Included
#REF! | 7000016517 | 560 | 420kV, 63kA AIS EQUIPMENT | 1000020419 |  | 100x100 GI Trunking | m | 400 |  | Included
#REF! | 7000016517 | 570 | 420kV, 63kA AIS EQUIPMENT | 1000004495 |  | 75x75 GI Trunking | m | 400 |  | Included
#REF! | 7000016517 | 580 | 420kV, 63kA AIS EQUIPMENT | 1000004496 |  | 110 Dia Sleeve | m | 350 |  | Included
#REF! | 7000016517 | 590 | 420kV, 63kA AIS EQUIPMENT | 1000004498 |  | 160 Dia Sleeve | m | 200 |  | Included
#REF! | 7000016517 | 600 | 420kV, 63kA AIS EQUIPMENT | 1000004463 |  | 200 Dia Sleeve | m | 75 |  | Included
#REF! | 7000016517 | 610 | 420kV, 63kA AIS EQUIPMENT | 1000004501 |  | 32mm GI Conduits Approx. | m | 1800 |  | Included
#REF! | 7000016517 | 620 | 245kV, 50kA AIS EQUIPMENT | 1000001683 |  | 300W LED HIGH BAY METAL LIGHT FITTING | nos | 85 |  | Included
#REF! | 7000016517 | 630 | 245kV, 50kA AIS EQUIPMENT | 1000001684 |  | 4x18W RECESSED TYPE LIGHT FITTING IP20 | nos | 25 |  | Included
#REF! | 7000016517 | 640 | 245kV, 50kA AIS EQUIPMENT | 1000001688 |  | 2x42W SUSPENDED TYPE LINEAR LIGHT FITTING IP65 | nos | 20 |  | Included
#REF! | 7000016517 | 650 | 245kV, 50kA AIS EQUIPMENT | 1000001689 |  | 2x32W SUSPENDED TYPE LINEAR LIGHT FITTING IP65 | nos | 10 |  | Included
#REF! | 7000016517 | 660 | 245kV, 50kA AIS EQUIPMENT | 1000032777 |  | 1x18W RECESSED MOUNTED DOWN LIGHT FITTING IP44 | nos | 20 |  | Included
#REF! | 7000016517 | 670 | 245kV, 50kA AIS EQUIPMENT | 1000020417 |  | 1x26W RECESSED MOUNTED DOWN LIGHT FITTING IP20 | nos | 20 |  | Included
#REF! | 7000016517 | 680 | 245kV, 50kA AIS EQUIPMENT | 1000001695 |  | 11W MIRROR LIGHT | nos | 15 |  | Included
#REF! | 7000016517 | 690 | 36kV AIS EQUIPMENT | 1000001998 |  | 70W LED SECURITY LIGHT IP54 | nos | 12 |  | Included
#REF! | 7000016517 | 700 | 36kV AIS EQUIPMENT | 1000001999 |  | 250W LED FLOOD LIGHT FITTING IP65 | nos | 15 |  | Included
#REF! | 7000016517 | 710 | Erection Hardware for 765 kV S/Y | 1000015928 |  | 10A ONE WAY SWITCH | nos | 70 |  | Included
#REF! | 7000016517 | 720 | Erection Hardware for 765 kV S/Y | 1000054975 |  | 10A TWO WAY SWITCH | nos | 10 |  | Included
#REF! | 7000016517 | 730 | Erection Hardware for 765 kV S/Y | 1000011362 |  | MULTI SOCKET OUTLET BOX WEATHER PROOF TYPE (4x20A 1∅, 1x16A 3∅ & 1x32A 3∅) | nos | 45 |  | Included
#REF! | 7000016517 | 740 | Erection Hardware for 765 kV S/Y | 1000011349 |  | FLOOR BOX, 1Nos.13A TWIN SWITCHED SOCKET (NORMAL SUPPLY)/1Nos. TWIN SWITCHED SOCKET (UPS SUPPLY) & Nos. OF DUAL DATA OUTLETS. | nos | 20 |  | Included
#REF! | 7000016517 | 750 | Erection Hardware for 765 kV S/Y | 1000011363 |  | 13A SINGLE SWITCHED SOCKET. | nos | 40 |  | Included
#REF! | 7000016517 | 760 | Erection Hardware for 765 kV S/Y | 1000011358 |  | 13A TWIN SWITCHED SOCKET. | nos | 40 |  | Included
#REF! | 7000016517 | 770 | Erection Hardware for 765 kV S/Y | 1000011350 |  | RJ45 SINGLE DATE OUTLET | nos | 20 |  | Included
73 | 7000016517 | 780 | 765kV Insulator and Hardware | 1000055992 |  | RJ45 DUEL DATE OUTLET | nos | 20 |  | Included
74 | 7000016517 | 790 | 765kV Insulator and Hardware | 1000055993 |  | FUSED SPUR OUTLET | nos | 20 |  | Included
75 | 7000016517 | 800 | 765kV Insulator and Hardware | 1000055995 |  | 20A DP SWITCH WITH INDICATOR | nos | 20 |  | Included
76 | 7000016517 | 810 | 765kV Insulator and Hardware | 1000055996 |  | WALL MOUNTED CCTV | nos | 20 |  | Included
77 | 7000016517 | 820 | 765kV Insulator and Hardware | 1000055997 |  | CEILING MOUNTED CAMERA | nos | 8 |  | Included
78 | 7000016517 | 830 | Erection Hardware for 420 kV I Type S/Y | 1000011318 |  | CEILING MOUNTED SPEAKER | nos | 15 |  | Included
79 | 7000016517 | 840 | Erection Hardware for 420 kV I Type S/Y | 1000011327 |  | WALL MOUNTED SPEAKER | nos | 20 |  | Included
80 | 7000016517 | 850 | Erection Hardware for 420 kV I Type S/Y | 1000011317 |  | ELV JUNCTION BOX | nos | 4 |  | Included
81 | 7000016517 | 860 | Erection Hardware for 420 kV I Type S/Y | 1000011326 |  | ELECTRICAL MANHOLE | nos | 4 |  | Included
82 | 7000016517 | 870 | Erection Hardware for 420 kV I Type S/Y | 1000011320 |  | ELV MANHOLE | nos | 12 |  | Included
83 | 7000016517 | 880 | 420kV Insulator and Hardware | 1000055984 |  | Split AC - 1.0 Tr | Nos | 2 |  | Included
84 | 7000016517 | 890 | 420kV Insulator and Hardware | 1000055991 |  | Split AC - 1.5 Tr | Nos | 3 |  | Included
85 | 7000016517 | 900 | 420kV Insulator and Hardware | 1000055986 |  | Split AC - 2.0 Tr | Nos | 6 |  | Included
86 | 7000016517 | 910 | Erection Hardware for 220 kV DMT Type S | 1000011264 |  | Outdoor Units (for above 11 split AC) | Nos | 11 |  | Included
87 | 7000016517 | 920 | 220kV Insulator and Hardware | 1000055981 |  | Wall Mounted Exhaust Fan - 30 l/s | Nos | 5 |  | Included
88 | 7000016517 | 930 | 220kV Insulator and Hardware | 1000055980 |  | Wall Mounted Exhaust Fan - 75 l/s | Nos | 4 |  | Included
89 | 7000016517 | 940 | 220kV Insulator and Hardware | 1000055975 |  | Wall Mounted Exhaust Fan - 150 l/s | Nos | 4 |  | Included
90 | 7000016517 | 950 | Earthmat | 1000032055 |  | Thermostat Control ( for above 11 split AC) | Nos | 11 |  | Included
91 | 7000016517 | 960 | CSD | 1000009713 |  | Refrigerant Pipes ( for above 11 split AC) | m | 160 |  | Included
92 | 7000016517 | 970 | CSD | 1000009714 |  | SMOKE DETECTOR | Nos | 75 |  | Included
93 | 7000016517 | 980 | CRP for 765kV Bays | 1000005074 |  | HEAT DETECTOR | Nos | 8 |  | Included
94 | 7000016517 | 990 | CRP for 765kV Bays | 1000005522 |  | EMERGENCY LIGHT | Nos | 102 |  | Included
95 | 7000016517 | 1000 | CRP for 765kV Bays | 1000005789 |  | FIRE EXIT SIGNS/LIGHT | Nos | 14 |  | Included
96 | 7000016517 | 1010 | CRP for 765kV Bays | 1000005533 |  | MANUAL FIRE ALARM CALL POINT | Nos | 14 |  | Included
97 | 7000016517 | 1020 | CRP for 765kV Bays | 1000005071 |  | FIRE ALARM SOUNDER | Nos | 10 |  | Included
98 | 7000016517 | 1030 | CRP for 420kV Bays with SAS | 1000002165 |  | FIRE ALARM SOUNDER WITH STROBE LIGHT | Nos | 7 |  | Included
99 | 7000016517 | 1040 | CRP for 420kV Bays with SAS | 1000004274 |  | FIRE ALARM PANEL | Nos | 2 |  | Included
100 | 7000016517 | 1050 | CRP for 420kV Bays with SAS | 1000003407 |  | FIRE HOSE REEL (45M) | Nos | 10 |  | Included
101 | 7000016517 | 1060 | CRP for 420kV Bays with SAS | 1000002146 |  | FIRE EXTINGUISHERS (FOAM TYPE) AFFF | Nos | 14 |  | Included
102 | 7000016517 | 1070 | CRP for 220kV Bays with SAS | 1000001170 |  | FIRE EXTINGUISHERS (CARBON DIOXIDE) CO2 | Nos | 14 |  | Included
103 | 7000016517 | 1080 | CRP for 220kV Bays with SAS | 1000001167 |  | FIRE EXTINGUISHERS (DRY POWDER) | Nos | 4 |  | Included
104 | 7000016517 | 1090 | SAS-AUG | 1000001333 |  | FIRE BLANKET | Nos | 2 |  | Included
105 | 7000016517 | 1100 | SAS-AUG | 1000003411 |  | FIRE HYDRANT | Nos | 6 |  | Included
106 | 7000016517 | 1110 | SAS-AUG | 1000003409 |  | VALVE CHAMBER WITH VALVE | Nos | 7 |  | Included
107 | 7000016517 | 1120 | SAS-AUG | 1000005537 |  | FIRE PUMP SET DUTY/STANDBY/JOCKEY CAP:- 750 GPM @ 8 BAR) | Set | 2 |  | Included
108 | 7000016517 | 1130 | SAS-AUG | 1000005535 |  | 160 DIA FIRE PIPE | m | 440 |  | Included
109 | 7000016517 | 1140 | VMS | 1000030433 |  | 50 DIA FIRE PIPE | m | 190 |  | Included
110 | 7000016517 | 1150 | PLCC Equipment | 1000005823 |  | European Water Closet (EWC) with complete accessories | Set | 2 |  | Included
111 | 7000016517 | 1160 | POWER & CONTROL CABLE | 1000031951 |  | Asian Water Closet (AWC) with complete accessories | Set | 9 |  | Included
112 | 7000016517 | 1170 | POWER & CONTROL CABLE | 1000031957 |  | Urinal with flush valve manual type with complete accessories | Set | 4 |  | Included
113 | 7000016517 | 1180 | POWER & CONTROL CABLE | 1000031953 |  | Counter Top Wash Basin with complete accessories | Set | 10 |  | Included
114 | 7000016517 | 1190 | POWER & CONTROL CABLE | 1000031976 |  | Kitchen Sink with complete accessories | Set | 2 |  | Included
115 | 7000016517 | 1200 | POWER & CONTROL CABLE | 1000031985 |  | Water Cooler with complete accessories | Set | 2 |  | Included
116 | 7000016517 | 1210 | POWER & CONTROL CABLE | 1000031943 |  | 50 Liter Water Heater with complete accessories | Set | 4 |  | Included
117 | 7000016517 | 1220 | POWER & CONTROL CABLE | 1000031964 |  | Sump Pump For Pump Room | Set | 2 |  | Included
118 | 7000016517 | 1230 | POWER & CONTROL CABLE | 1000031987 |  | COLD WATER BOOSTER PUMP SET (1 DUTY/1 STANDBY) (CAPA: 2.5 LPS @ 3 BAR+200 Litre) PRESSURE VESSEL) | Set | 2 |  | Included
119 | 7000016517 | 1240 | POWER & CONTROL CABLE | 1000031887 |  | Floor Trap | Nos | 7 |  | Included
120 | 7000016517 | 1250 | POWER & CONTROL CABLE | 1000056264 |  | Floor Clean Out | Nos | 8 |  | Included
121 | 7000016517 | 1260 | POWER & CONTROL CABLE | 1000056265 |  | Gully Trap | Nos | 5 |  | Included
122 | 7000016517 | 1270 | POWER & CONTROL CABLE | 1000032050 |  | Isolation Valve | Nos | 14 |  | Included
123 | 7000016517 | 1280 | AIR CONDITIONING & VENTILATION SYSTEM | 1000006284 |  | Valve Chamber With Valve | Nos | 4 |  | Included
124 | 7000016517 | 1290 | AIR CONDITIONING & VENTILATION SYSTEM | 1000006285 |  | Sewage Manhole | Nos | 10 |  | Included
125 | 7000016517 | 1300 | FIRE FIGHTING SYSTEM | 1000012072 |  | 75mm Dia | m | 125 |  | Included
126 | 7000016517 | 1310 | FIRE FIGHTING SYSTEM | 1000012041 |  | 63mm Dia | m | 25 |  | Included
127 | 7000016517 | 1320 | FIRE FIGHTING SYSTEM | 1000012069 |  | 50mm Dia | m | 25 |  | Included
128 | 7000016517 | 1330 | FIRE FIGHTING SYSTEM | 1000012042 |  | 40mm Dia | m | 150 |  | Included
129 | 7000016517 | 1340 | FIRE FIGHTING SYSTEM | 1000012019 |  | 32mm Dia | m | 25 |  | Included
130 | 7000016517 | 1350 | FIRE FIGHTING SYSTEM | 1000012018 |  | 25mm Dia | m | 65 |  | Included
131 | 7000016517 | 1360 | FIRE FIGHTING SYSTEM | 1000012022 |  | 25mm Dia | m | 375 |  | Included
132 | 7000016517 | 1370 | ILLUMINATION SYSTEM | 1000014547 |  | 32mm Dia | m | 95 |  | Included
133 | 7000016517 | 1380 | ILLUMINATION SYSTEM | 1000001894 |  | 50mm Dia | m | 95 |  | Included
134 | 7000016517 | 1390 | ILLUMINATION SYSTEM | 1000038387 |  | 82mm Dia | m | 95 |  | Included
135 | 7000016517 | 1400 | ILLUMINATION SYSTEM | 1000038325 |  | 110mm Dia | m | 125 |  | Included
136 | 7000016517 | 1410 | ILLUMINATION SYSTEM | 1000013795 |  | 160mm Dia | m | 375 |  | Included
137 | 7000016517 | 1420 | ILLUMINATION SYSTEM | 1000013796 |  | Illumination System for switchyard panel room of 9 m length | LS | 4 |  | Included
138 | 7000016517 | 1430 | 765 kV Equipment support structures | 1000050816 |  | EQUIPMENT STRUCTURE INCLUDING FOUNDATION BOLT-765KV WT (1PH) | EA | 4 |  | Included
139 | 7000016517 | 1440 | 765 kV Equipment support structures | 1000050811 |  | EQUIPMENT STRUCTURE INCLUDING FOUNDATION BOLT-765KV BPI (1PH) | EA | 63 |  | Included
140 | 7000016517 | 1450 | 765 kV Equipment support structures | 1000050813 |  | EQUIPMENT STRUCTURE INCLUDING FOUNDATION BOLT-765KV CVT (1PH) | EA | 12 |  | Included
141 | 7000016517 | 1460 | 765 kV Equipment support structures | 1000050812 |  | EQUIPMENT STRUCTURE INCLUDING FOUNDATION BOLT-765KV CT (1PH) | EA | 33 |  | Included
142 | 7000016517 | 1470 | 765 kV Equipment support structures | 1000050815 |  | EQUIPMENT STRUCTURE INCLUDING FOUNDATION BOLT-765KV CLASS SA (1PH) | EA | 23 |  | Included
143 | 7000016517 | 1480 | 765 kV Equipment support structures | 1000050814 |  | EQUIPMENT STRUCTURE INCLUDING FOUNDATION BOLT-765KV ISO (1PH) | EA | 45 |  | Included
144 | 7000016517 | 1490 | 765 kV Equipment support structures | 1000050817 |  | EQUIPMENT STRUCTURE INCLUDING FOUNDATION BOLT-765KV ISO (3PH) | EA | 25 |  | Included
145 | 7000016517 | 1500 | 400kV Equipment support structures | 1000049657 |  | EQUIPMENT STRUCTURE INCLUDING FOUNDATION BOLT-400KV ISOLATOR (3PH) | EA | 29 |  | Included
146 | 7000016517 | 1510 | 400kV Equipment support structures | 1000050810 |  | EQUIPMENT STRUCTURE INCLUDING FOUNDATION BOLT-400KV ISOLATOR (1PH) | EA | 18 |  | Included
147 | 7000016517 | 1520 | 400kV Equipment support structures | 1000049652 |  | EQUIPMENT STRUCTURE INCLUDING FOUNDATION BOLT-400KV BPI (1PH) | EA | 31 |  | Included
148 | 7000016517 | 1530 | 400kV Equipment support structures | 1000054972 |  | EQUIPMENT STRUCTURE INCLUDING FOUNDATION BOLT-400KV HBPI (1PH) | EA | 36 |  | Included
149 | 7000016517 | 1540 | 400kV Equipment support structures | 1000049653 |  | EQUIPMENT STRUCTURE INCLUDING FOUNDATION BOLT-400KV CT (1PH) | EA | 36 |  | Included
150 | 7000016517 | 1550 | 400kV Equipment support structures | 1000049655 |  | EQUIPMENT STRUCTURE INCLUDING FOUNDATION BOLT-400KV CLASS SA (1PH) | EA | 15 |  | Included
151 | 7000016517 | 1560 | 400kV Equipment support structures | 1000054973 |  | EQUIPMENT STRUCTURE INCLUDING FOUNDATION BOLT-400KV CLASS HIGH LEVELSA (1PH) | EA | 10 |  | Included
152 | 7000016517 | 1570 | 220kV Equipment support structures | 1000052285 |  | EQUIPMENT STRUCTURE INCLUDING FOUNDATION BOLT-220KV HIGH BPI (1PH) | EA | 9 |  | Included
153 | 7000016517 | 1580 | 220kV Equipment support structures | 1000049646 |  | EQUIPMENT STRUCTURE INCLUDING FOUNDATION BOLT-220KV BPI (1PH) | EA | 32 |  | Included
154 | 7000016517 | 1590 | 220kV Equipment support structures | 1000049649 |  | EQUIPMENT STRUCTURE INCLUDING FOUNDATION BOLT-220KV CLASS SA (1PH) | EA | 9 |  | Included
155 | 7000016517 | 1600 | 220kV Equipment support structures | 1000049651 |  | EQUIPMENT STRUCTURE INCLUDING FOUNDATION BOLT-220KV ISOLATOR (3PH) | EA | 12 |  | Included
156 | 7000016517 | 1610 | 220kV Equipment support structures | 1000049647 |  | EQUIPMENT STRUCTURE INCLUDING FOUNDATION BOLT-220KV CT (1PH) | EA | 9 |  | Included
157 | 7000016517 | 1620 | Mandatory Spare LOT | 1000027625 |  | Spare-765KV Circuit Breaker | LOT | 1 |  | Included
158 | 7000016517 | 1630 | Mandatory Spare LOT | 1000028091 |  | Spare-765kV VKDB Isolator | LOT | 1 |  | Included
159 | 7000016517 | 1640 | Mandatory Spare LOT | 1000054976 |  | SPARE-765KV CURRENT TRANSFORMER | LOT | 1 |  | Included
160 | 7000016517 | 1650 | Mandatory Spare LOT | 1000054977 |  | SPARE-765KV CAPACITIVE VOLTAGE TRANSFORMER | LOT | 1 |  | Included
161 | 7000016517 | 1660 | Mandatory Spare LOT | 1000028372 |  | SPARES FOR 624KV SURGE ARRESTER | LS | 1 |  | Included
162 | 7000016517 | 1670 | Mandatory Spare LOT | 1000028245 |  | Spare For 400kV Bus Reactor | LS | 1 |  | Included
163 | 7000016517 | 1680 | Mandatory Spare LOT | 1000019918 |  | Spares for 420kV Circuit Breaker | LS | 1 |  | Included
164 | 7000016517 | 1690 | Mandatory Spare LOT | 1000019919 |  | Spares for 420kV Double break Isolator | LS | 1 |  | Included
165 | 7000016517 | 1700 | Mandatory Spare LOT | 1000024186 |  | SPARES FOR 336KV SURGE ARRESTER | LS | 1 |  | Included
166 | 7000016517 | 1710 | Mandatory Spare LOT | 1000025940 |  | Spare-420kV BPI | SET | 1 |  | Included
167 | 7000016517 | 1720 | Mandatory Spare LOT | 1000025941 |  | Spare-420kV CT 1 | SET | 1 |  | Included
168 | 7000016517 | 1730 | Mandatory Spare LOT | 1000025935 |  | Spare-245kV Circuit Breaker | SET | 1 |  | Included
169 | 7000016517 | 1740 | Mandatory Spare LOT | 1000025936 |  | Spare-245kV Isolator | SET | 1 |  | Included
170 | 7000016517 | 1750 | Mandatory Spare LOT | 1000025933 |  | Spare-245kV CT | SET | 1 |  | Included
171 | 7000016517 | 1760 | Mandatory Spare LOT | 1000025932 |  | Spare-245kV BPI | SET | 1 |  | Included
172 | 7000016517 | 1770 | Mandatory Spare LOT | 1000019912 |  | Relay & protection Panels (with automation) | LS | 1 |  | Included
173 | 7000016517 | 1780 | Mandatory Spare LOT | 1000019927 |  | Spares-Substation Automation System | LS | 1 |  | Included
174 | 7000016517 | 1790 | Mandatory Spare LOT | 1000053851 |  | SPARES FOR CLAMPS & CONNECTORS | LOT | 1 |  | Included
175 | 7000016517 | 1800 | Mandatory Spare LOT | 1000019925 |  | Spares for Fire Protection System | LS | 1 |  | Included
176 | 7000016517 | 1810 | Mandatory Spare LOT | 1000025930 |  | Spare-216kV Surge Arrester | SET | 1 |  | Included
177 | 7000016517 | 1820 | Mandatory Spare LOT | 1000054979 |  | SPARE-800KV BUS POST INSULATOR | LOT | 1 |  | Included
[6 empty] | Total F&I Price |  |  |  | 0
#
Bidders to note that the item description under various schedules are through unique material ID for respective items under SAP ERP System and therefore, identical item description appears in schedule-1(Ex-works) & schedule-2(F&I). However, the prices to be quoted in Price Schedule-2(F&I) shall be towards Local Transportation, Insurance and other Incidental Services only in line with clause ITB 11.4(b).
Date: | --
Place: | [7 empty] | Printed Name :
Designation :
Click for Sch-3

## Sch-3
NR1/NT/W-CIVIL/DOM/I00/25/09005 (RFX- 5002004610) | [14 empty] | Schedule - 3
Construction of Transformer and Reactor repair facility at ±500kV HVDC Bhiwadi terminal | [20 empty] | As per Lum-sum |  | 0%
(SCHEDULE OF RATES AND PRICES ) | [20 empty] | AS per Percent |  | #REF!
[21 empty] | As per lum-sum on Sch-3 |  | 0%
Bidder’s Name and Address (Lead Partner) : | [11 empty] | To: | [8 empty] | As per Percent on Sch-3 |  | #REF!
[12 empty] | Power Grid Corporation of India Limited | [8 empty] | Total Discount |  | #REF!
Name : |  | …….. …….. …….. …….. …….. …….. | [9 empty] | Northern Region Transmission System–I, Regional Headquarter,
Address : |  | …….. …….. …….. …….. …….. …….. | [9 empty] | SCO Bay No. 5 to 10, Sector 16A,
|  | …….. …….. …….. …….. …….. …….. | [9 empty] | Faridabad-121002, Haryana | [8 empty] | Multipackage lum-sum |  | 0%
…….. …….. …….. …….. …….. ……..
[7 empty] | INSTALLATION CHARGES |  |  |  | INSTALLATION CHARGES | [10 empty] | Amount after Discount (Rs.) |  | Dis Alert | Amount after MPD (Rs.)
All Prices are in Indian Rupees.
SI. No. | PR No | PR Line Item No | Activity Header | PR Activity No | Activity Description | Service Code/DSR CODE-2023 | SAC (Service Accounting Codes) | Whether SAC in column '8’ is confirmed. If not indicate applicable the SAC * | Rate of GST applicable ( in %) | Whether rate of GST in column ‘4’ is confirmed. If not indicate applicable rate of GST * | Description | Unit | Quantity | Unit Erection Charges | Total Erection Charges | Total GST as confirmed by Bidder | [5 empty] | Unit Erection Charges | Total Erection Charges |  | Unit Erection Charges | Total Erection Charges
1 | 2 | 3 | 4 | 5 | 6 | 7 | 8 | 9 | 10 | 11 | 12 | 13 | 14 | 15 | 16 = 14 x 15 | 17 | [5 empty] | 5 | 6 = 4 x 5 |  | 5 | 6 = 4 x 5
1 | 7000016517 | 10 | 10 | 10 | CIVIL WORKS | 2.31 | 995433 |  | 18% |  | Clearing jungle including uprooting of rank vegetation, grass, brush wood, trees and saplings of girth up to 30 cm measured at a height of 1 m above ground level and removal of rubbish up to a distance of 50 m outside the periphery of the area cleared. | Sqm | 5300 |  | Included | 0 | 0 | 0
2 | 7000016517 | 10 | 10 | 20 | CIVIL WORKS | 2.6.1 | 995454 |  | 18% |  | Earth work in excavation by mechanical means (Hydraulic excavator)/ manual means over areas (exceeding 30 cm in depth, 1.5 m in width as well as 10 sqm on plan) including getting out and disposal of excavated earth lead upto 50 m and lift upto 1.5 m, as directed by Engineer-incharge. All kinds of soil | Cum | 1900 |  | Included | 0 | 0 | 0
3 | 7000016517 | 10 | 10 | 30 | CIVIL WORKS | 2.7.1 | 995454 |  | 18% |  | Earth work in excavation by mechanical means (Hydraulic excavator)/ manual means over areas (exceeding 30 cm in depth, 1.5 m in width as well as 10 sqm on plan) including getting out and disposal of excavated earth lead upto 50 m and lift upto 1.5 m, as directed by Engineer-incharge. Ordinary rock | Cum | 950 |  | Included | 0 | 0 | 0
4 | 7000016517 | 10 | 10 | 50 | CIVIL WORKS | 2.7.3 | 995454 |  | 18% |  | Earth work in excavation by mechanical means (Hydraulic excavator)/ manual means over areas (exceeding 30 cm in depth, 1.5 m in width as well as 10 sqm on plan) including getting out and disposal of excavated earth lead upto 50 m and lift upto 1.5 m, as directed by Engineer-incharge. Hard rock (blasting prohibited) | Cum | 750 |  | Included | 0 | 0 | 0
5 | 7000016517 | 10 | 10 | 60 | CIVIL WORKS | 2.26.1 | 995454 |  | 18% |  | Extra for every additional lift of 1.5 m or part thereof in excavation / banking excavated or stacked materials. All kinds of soil | Cum | 900 |  | Included | 0 | 0 | 0
6 | 7000016517 | 10 | 10 | 70 | CIVIL WORKS | 1.1.2 | 995428 |  | 18% |  | CARRIAGE OF MATERIALS By Mechanical Transport including loading,unloading and stacking - Earth - up to 1 KM | Cum | 1850 |  | Included | 0 | 0 | 0
7 | 7000016517 | 10 | 10 | 80 | CIVIL WORKS | 2.25 | 995455 |  | 18% |  | Filling available excavated earth (excluding rock) in trenches, plinth, sides of foundations etc. in layers not exceeding 20cm in depth, consolidating each deposited layer by ramming and watering, lead up to 50 m and lift upto 1.5 m. | Cum | 2850 |  | Included | 0 | 0 | 0
8 | 7000016517 | 10 | 10 | 90 | CIVIL WORKS | 2.25a | 995428 |  | 18% |  | Excavating, supplying, stacking and filling of local earth (including royalty) by mechanical transport upto a lead of 5km also including ramming and watering of the earth in layers not exceeding 20 cm in foundation trenches, plinth, sides of foundation etc. complete for all lift. | Cum | 2180 |  | Included | 0 | 0 | 0
9 | 7000016517 | 10 | 10 | 100 | CIVIL WORKS | 2.27 | 995424 |  | 18% |  | Supplying and filling in plinth with sand under floors, including watering, ramming, consolidating and dressing complete. | Cum | 230 |  | Included | 0 | 0 | 0
10 | 7000016517 | 10 | 10 | 110 | CIVIL WORKS | 2.34.1 | 995454 |  | 18% |  | Supplying chemical emulsion in sealed containers including delivery as specified. Chlorpyriphos emulsifiable concentrate of 20% | Litre | 1820 |  | Included | 0 | 0 | 0
11 | 7000016517 | 10 | 10 | 120 | CIVIL WORKS | 4.1.8 | 995432 |  | 18% |  | Providing and laying in position cement concrete of specified grade excluding the cost of centering and shuttering - All work up to plinth level : 1:4:8 (1 Cement : 4 coarse sand (zone-III) derived from natural sources : 8 graded stone aggregate 40 mm nominal size derived from natural sources) | Cum | 450 |  | Included | 0 | 0 | 0
12 | 7000016517 | 10 | 10 | 130 | CIVIL WORKS | 4.1.5 | 995432 |  | 18% |  | Providing and laying in position cement concrete of specified grade excluding the cost of centering and shuttering - All work up to plinth level : 1:3:6 (1 Cement : 3 coarse sand (zone-III) derived from natural sources: 6 graded stone aggregate 20 mm nominal size derived from natural sources) natural sources) | Cum | 600 |  | Included | 0 | 0 | 0
13 | 7000016517 | 10 | 10 | 140 | CIVIL WORKS | 5.33.1.2 | 995432 |  | 18% |  | Providing and laying in position ready mixed or site batched design mix cement concrete for reinforced cement concrete work; using coarse aggregate and fine aggregate derived from natural sources, Portland Pozzolana / Ordinary Portland /Portland Slag cement, admixtures in recommended proportions as per IS: 9103 to accelerate / retard setting of concrete, to improve durability and workability without impairing strength; including pumping of concrete to site of laying, curing, carriage for all leads; but excluding the cost of centering, shuttering, finishing and reinforcement as per direction of the engineer-in-charge; for the following grades of concrete. Note: Extra cement up to 10% of the minimum specified cement content in design mix shall be payable separately. In case the cement content in design mix is more than 1.10 times of the specified minimum cement content, the contractor shall have discretion to either re-design the mix or bear the cost of extra cement. All works upto plinth level - Concrete of M30 grade with minimum cement content of 350 kg /cum | Cum | 2100 |  | Included | 0 | 0 | 0
14 | 7000016517 | 10 | 10 | 160 | CIVIL WORKS | 5.35 | 995421 |  | 18% |  | Add for using extra cement in the item of design mix over and above the specified cement content therein | Quintal | 933 |  | Included | 0 | 0 | 0
15 | 7000016517 | 10 | 10 | 170 | CIVIL WORKS | 5.2.2 | 995421 |  | 18% |  | Reinforced cement concrete work in walls (any thickness), including attached pilasters, buttresses, plinth and string courses, fillets, columns, pillars, piers, abutments, posts and struts etc. above plinth level up to floor five level, excluding cost of centering, shuttering, finishing and reinforcement: 1:1.5:3 (1 cement : 1.5 coarse sand(zone-III) derived from natural sources : 3 graded stone aggregate 20 mm nominal size derived from natural sources) | Cum | 30 |  | Included | 0 | 0 | 0
16 | 7000016517 | 10 | 10 | 180 | CIVIL WORKS | 5.3 | 995421 |  | 18% |  | Reinforced cement concrete work in beams, suspended floors, roofs having slope up to 15° landings, balconies, shelves, chajjas, lintels, bands, plain window sills, staircases and spiral stair cases above plinth level up to floor five level, excluding the cost of centering, shuttering, finishing and reinforcement with 1:1.5:3 (1 cement: 1.5 coarse sand(zone-Ill) derived from natural sources : 3 graded stone aggregate 20 mm nominal size derived from natural sources). | Cum | 150 |  | Included | 0 | 0 | 0
17 | 7000016517 | 10 | 10 | 190 | CIVIL WORKS | 5.22.6 & 5.22.6A | 995462 |  | 18% |  | Steel reinforcement for R.C.C. work including straightening, cutting, bending, placing in position and binding all complete upto plinth level and above plinth level. | Kg | 345600 |  | Included | 0 | 0 | 0
18 | 7000016517 | 10 | 10 | 200 | CIVIL WORKS | 4.3.1 | 995462 |  | 18% |  | Centering and shuttering including strutting, propping etc. and removal of form work for : Foundations, footings, bases for columns | SQM | 800 |  | Included | 0 | 0 | 0
19 | 7000016517 | 10 | 10 | 210 | CIVIL WORKS | 5.9.5 | 995462 |  | 18% |  | Centering and shuttering including strutting, propping etc. and removal of form for Lintels, beams, plinth beams, girders, bressumers and cantilevers | SQM | 1600 |  | Included | 0 | 0 | 0
20 | 7000016517 | 10 | 10 | 220 | CIVIL WORKS | 5.9.6 | 995462 |  | 18% |  | Centering and shuttering including strutting, propping etc. and removal of form for Columns, Pillars, Piers, Abutments, Posts and Struts | SQM | 350 |  | Included | 0 | 0 | 0
21 | 7000016517 | 10 | 10 | 230 | CIVIL WORKS | 4.13 | 995462 |  | 18% |  | Providing & applying a coat of residual petroleum bitumen of grade of VG-10 of approved quality using 1.7 kg per square metre on damp proof course after cleaning the surface with brushes and finally with a piece of cloth lightly soaked in kerosene oil. | Sqm | 110 |  | Included | 0 | 0 | 0
22 | 7000016517 | 10 | 10 | 240 | CIVIL WORKS | 4.10 | 995454 |  | 18% |  | Providing and laying damp-proof course 40mm thick with cement concrete 1:2:4 (1 cement : 2 coarse sand (zone-III) derived from natural sources : 4 graded stone aggregate 12.5mm nominal size derived from natural sources) | Sqm | 110 |  | Included | 0 | 0 | 0
23 | 7000016517 | 10 | 10 | 250 | CIVIL WORKS | 16.1 | 995454 |  | 18% |  | Preparation and consolidation of sub grade with power road roller of 8 to 12 tonne capacity after excavating earth to an average of 22.5 cm depth, dressing to camber and consolidating with road roller including making good the undulations etc. and re-rolling the sub grade and disposal of surplus earthwith lead upto 50 metres. | SQM | 0 |  | Included | 0 | 0 | 0
24 | 7000016517 | 10 | 10 | 260 | CIVIL WORKS | 16.79 | 995454 |  | 18% |  | Providing, laying, spreading and compacting graded stone aggregate (sizerange 53 mm to 0.075 mm ) to wet mix macadam (WMM) specification including premixing the material with water at OMC in for all leads & lifts,laying in uniform layers with mechanical paver finisher in sub- base / base course on well prepared surface and compacting with vibratory roller of 8 to 10 tonne capacity to achievethe desired density, complete as per specifications and directions of Engineer-in-Charge. | Cum | 1800 |  | Included | 0 | 0 | 0
25 | 7000016517 | 10 | 10 | 270 | CIVIL WORKS | 16.68 | 995454 |  | 18% |  | Providing and laying 60 mm thick faciory made cement concrete interlocking paver block of M -30 grade made by block making machine with strong vibratory compaction, of approved size, design & shape, laid in required colour and pattern over and including 50 mm thick compacted bed of coarse sand, filling the joints with line sand etc. all complete as per the direction of Engineer-in-charge. | Sqm | 0 |  | Included | 0 | 0 | 0
26 | 7000016517 | 10 | 10 | 280 | CIVIL WORKS | 16.69 | 995454 |  | 18% |  | Providing and laying at or near ground level factory made kerb stone of M-25 grade cement concrete in position to the required line, level and curvature, jointed with cement mortar 1:3 (1 cement: 3 coarse sand), including making joints with or without grooves (thickness of joints except at sharp curve shall not to more than 5 mm), including making drainage opening wherever required complete etc. as per direction of Engineerin- charge (length of finished kerb edging shall be measured to calculate volume for payment). (Precast C.C. kerb stone shall be approved by Engineer-in-charge). | Cum | 290 |  | Included | 0 | 0 | 0
27 | 7000016517 | 10 | 10 | 290 | CIVIL WORKS | 16.75 | 995451 |  | 18% |  | Providing and laying C.C. pavement of mix M-25 with ready mixed concrete from batching plant. The ready mixed concrete shall be laid and finished with screed board vibrator , vacuum dewatering process and finally finished by floating, brooming with wire brush etc. complete as per specifications and directions of Engineer-in-charge. (The panel shuttering work shall be paid for separately). (Note:- Cement content considered in this item is @ 330 kg/cum. Excess/ less cement used as per design mix is payable/ recoverable separately). | Cum | 600 |  | Included | 0 | 0 | 0
28 | 7000016517 | 10 | 10 | 300 | CIVIL WORKS | 4.17 | 995454 |  | 18% |  | Making plinth protection 50mm thick of cement concrete 1:3:6 (1 cement : 3 coarse sand (zone-III) derived from natural sources : 6 graded stone aggregate 20 mm nominal size derived from natural sources) over 75mm thick bed of dry brick ballast 40 mm nominal size, well rammed and consolidated and grouted with fine sand, including necessary excavation, levelling & dressing & finishing the top smooth. | Sqm | 192 |  | Included | 0 | 0 | 0
29 | 7000016517 | 10 | 10 | 310 | CIVIL WORKS | 6.1.2 | 995454 |  | 18% |  | Brick work with common burnt clay F.P.S. (non modular) bricks of class designation 7.5 in foundation and plinth in: Cement mortar 1:6 (1 cement : 6 coarse sand) | Cum | 0 |  | Included | 0 | 0 | 0
30 | 7000016517 | 10 | 10 | 320 | CIVIL WORKS | 13.9.1 | 995454 |  | 18% |  | Cement plaster 1:3 (1 cement: 3 coarse sand) finished with a floating coat of neat cement. 12 mm cement plaster | Sqm | 0 |  | Included | 0 | 0 | 0
31 | 7000016517 | 10 | 10 | 330 | CIVIL WORKS | 6.4.2 | 995454 |  | 18% |  | Brick work with common burnt clay F.P.S. (non modular) bricks of class designation 7.5 in superstructure above plinth level up to floor V level in all shapes and sizes in : Cement mortar 1:6 (1 cement : 6 coarse sand) | Cum | 0 |  | Included | 0 | 0 | 0
32 | 7000016517 | 10 | 10 | 340 | CIVIL WORKS | 6.13.2 | 995428 |  | 18% |  | Half brick masonry with common burnt clay F.P.S. (non modular) bricks of class designation 7.5 in superstructure above plinth level up to floor V level. Cement mortar 1:4 (1 cement :4 coarse sand) | Sqm | 260 |  | Included | 0 | 0 | 0
33 | 7000016517 | 10 | 10 | 350 | CIVIL WORKS | 6.15 | 995428 |  | 18% |  | Extra for providing and placing in position 2 Nos 6mm dia. M.S. bars at every third course of half brick masonry. | Sqm | 260 |  | Included | 0 | 0 | 0
34 | 7000016517 | 10 | 10 | 360 | CIVIL WORKS | 13.1.2 | 995428 |  | 18% |  | 12 mm cement plaster of mix : 1:6 (1 cement: 6 fine sand) | Sqm | 0 |  | Included | 0 | 0 | 0
35 | 7000016517 | 60 | 30 | 10 | CIVIL WORKS | 13.2.2 | 995455 |  | 18% |  | 15 mm cement plaster on the rough side of single or half brick wall of mix : 1:6 (1 cement: 6 fine sand) | Sqm | 0 |  | Included | 0 | 0 | 0
36 | 7000016517 | 60 | 30 | 20 | CIVIL WORKS | 13.11 | 995455 |  | 18% |  | 18 mm cement plaster in two coats under layer 12 mm thick cement plaster 1:5 (1 cement : 5 coarse sand) finished with a top layer 6 mm thick cement plaster 1:6 (1 cement : 6 fine sand). | Sqm | 1704 |  | Included | 0 | 0 | 0
37 | 7000016517 | 60 | 30 | 30 | CIVIL WORKS | 13.26 | 995455 |  | 18% |  | Providing and applying plaster of paris putty of 2 mm thickness over plastered surface to prepare the surface even and smooth complete. | Sqm | 5600 |  | Included | 0 | 0 | 0
38 | 7000016517 | 60 | 30 | 40 | CIVIL WORKS | 13.47.1 | 995455 |  | 18% |  | Finishing walls with Premium Acrylic Smooth exterior paint with Silicone additives of required shade: New work (Two or more coats applied @ 1.43 ltr/10 sqm over and including priming coat of exterior primer applied @ 0.90 litre/10 sqm | Sqm | 1700 |  | Included | 0 | 0 | 0
39 | 7000016517 | 190 | 20 | 10 | CIVIL WORKS | 13.48.1 | 998734 |  | 18% |  | Finishing with Deluxe Multi surface paint system for interiors and exteriors using Primer as per manufacturers specifications : Two or more coats applied on walls @ 1.25 ltr/10 sqm over and including one coat of Special primer applied @ 0.75 ltr /10 sqm | Sqm | 3900 |  | Included | 0 | 0 | 0
40 | 7000016517 | 190 | 20 | 20 | CIVIL WORKS | 13.61.1 | 998734 |  | 18% |  | Painting with synthetic enamel paint of approved brand and manufacture of required colour to give an even shade : | Sqm | 0 |  | Included | 0 | 0 | 0
41 | 7000016517 | 190 | 20 | 30 | CIVIL WORKS | 13.85.1 | 998734 |  | 18% |  | Applying priming coats with primer of approved brand and manufacture, having low VOC (Volatile Organic Compound ) content. With ready mixed pink or grey primer on wood work (hard and soft wood) having VOC content less than 50 grams/ litre | Sqm | 50 |  | Included | 0 | 0 | 0
42 | 7000016517 | 190 | 20 | 40 | CIVIL WORKS | 13.52(M) | 998734 |  | 18% |  | Finishing with Epoxy paint two or more coats at all locations prepared and applied as per manufacturer’s specifications including appropriate priming coat, preparation of surface, etc. complete as per TS for STRUCTURAL STEEL WORK | Sqm | 8000 |  | Included | 0 | 0 | 0
43 |  |  |  |  | CIVIL WORKS | 10.6.1 |  |  | 18% |  | Supplying and fixing rolling shutters of approved make, made of required size M.S. laths, interlocked together through their entire length and jointed together at the end by end locks, mounted on specially designed pipe shaft with brackets, side guides and arrangements for inside and outside locking with push and pull operation complete, including the cost of providing and fixing necessary 27.5 cm long wire springs manufactured from high tensile steel wire of adequate strength conforming to IS: 4454 - part 1 and M.S. top cover of required thickness for rolling shutters. 80x1.25 mm M.S. laths with 1.25 mm thick top cover | Sqm | 126 |  | Included | 0 | 0 | 0 | CIVIL WORKS | [7 empty] | CIVIL WORKS | CIVIL WORKS | CIVIL WORKS | CIVIL WORKS | CIVIL WORKS | CIVIL WORKS | CIVIL WORKS | CIVIL WORKS | CIVIL WORKS | CIVIL WORKS | CIVIL WORKS | CIVIL WORKS | CIVIL WORKS | CIVIL WORKS | CIVIL WORKS | CIVIL WORKS | CIVIL WORKS | CIVIL WORKS | CIVIL WORKS | CIVIL WORKS | CIVIL WORKS | CIVIL WORKS | CIVIL WORKS | CIVIL WORKS | CIVIL WORKS | CIVIL WORKS | CIVIL WORKS | CIVIL WORKS | CIVIL WORKS | CIVIL WORKS | CIVIL WORKS | CIVIL WORKS | CIVIL WORKS | CIVIL WORKS | CIVIL WORKS | CIVIL WORKS | CIVIL WORKS | CIVIL WORKS | CIVIL WORKS | CIVIL WORKS | CIVIL WORKS | CIVIL WORKS | CIVIL WORKS | CIVIL WORKS | CIVIL WORKS | CIVIL WORKS | CIVIL WORKS | CIVIL WORKS | CIVIL WORKS | CIVIL WORKS | CIVIL WORKS | CIVIL WORKS | CIVIL WORKS | CIVIL WORKS | CIVIL WORKS | CIVIL WORKS | CIVIL WORKS | CIVIL WORKS | CIVIL WORKS | CIVIL WORKS | CIVIL WORKS | CIVIL WORKS | CIVIL WORKS | CIVIL WORKS | CIVIL WORKS | CIVIL WORKS | CIVIL WORKS | CIVIL WORKS | CIVIL WORKS | CIVIL WORKS | CIVIL WORKS | CIVIL WORKS | CIVIL WORKS | CIVIL WORKS | CIVIL WORKS | CIVIL WORKS | CIVIL WORKS | CIVIL WORKS | CIVIL WORKS | CIVIL WORKS | CIVIL WORKS | CIVIL WORKS | CIVIL WORKS | CIVIL WORKS | CIVIL WORKS | CIVIL WORKS | CIVIL WORKS | CIVIL WORKS | CIVIL WORKS | CIVIL WORKS | CIVIL WORKS | CIVIL WORKS | CIVIL WORKS | CIVIL WORKS | CIVIL WORKS | CIVIL WORKS | CIVIL WORKS | CIVIL WORKS | CIVIL WORKS | CIVIL WORKS | CIVIL WORKS | CIVIL WORKS | CIVIL WORKS | CIVIL WORKS | CIVIL WORKS | CIVIL WORKS | CIVIL WORKS | CIVIL WORKS | CIVIL WORKS | CIVIL WORKS | CIVIL WORKS | CIVIL WORKS | CIVIL WORKS | CIVIL WORKS | CIVIL WORKS | CIVIL WORKS | CIVIL WORKS | CIVIL WORKS | CIVIL WORKS | CIVIL WORKS | CIVIL WORKS | CIVIL WORKS | CIVIL WORKS | CIVIL WORKS | CIVIL WORKS | CIVIL WORKS | CIVIL WORKS | CIVIL WORKS | CIVIL WORKS | CIVIL WORKS | CIVIL WORKS | CIVIL WORKS | CIVIL WORKS | CIVIL WORKS | CIVIL WORKS | CIVIL WORKS | CIVIL WORKS | CIVIL WORKS | CIVIL WORKS | CIVIL WORKS | CIVIL WORKS | CIVIL WORKS | CIVIL WORKS | CIVIL WORKS | CIVIL WORKS | CIVIL WORKS | CIVIL WORKS | CIVIL WORKS | CIVIL WORKS | CIVIL WORKS | CIVIL WORKS | CIVIL WORKS | CIVIL WORKS | CIVIL WORKS | CIVIL WORKS | CIVIL WORKS | CIVIL WORKS | CIVIL WORKS | CIVIL WORKS | CIVIL WORKS | CIVIL WORKS | CIVIL WORKS | CIVIL WORKS | CIVIL WORKS | CIVIL WORKS | CIVIL WORKS | CIVIL WORKS | CIVIL WORKS | CIVIL WORKS | CIVIL WORKS | CIVIL WORKS | CIVIL WORKS | CIVIL WORKS | CIVIL WORKS | CIVIL WORKS | CIVIL WORKS | CIVIL WORKS | CIVIL WORKS | CIVIL WORKS | CIVIL WORKS | CIVIL WORKS | CIVIL WORKS | CIVIL WORKS | CIVIL WORKS | CIVIL WORKS | CIVIL WORKS | CIVIL WORKS | CIVIL WORKS | CIVIL WORKS | CIVIL WORKS | CIVIL WORKS | CIVIL WORKS | CIVIL WORKS | CIVIL WORKS | CIVIL WORKS | CIVIL WORKS | CIVIL WORKS | CIVIL WORKS | CIVIL WORKS | CIVIL WORKS | CIVIL WORKS | CIVIL WORKS | CIVIL WORKS | CIVIL WORKS | CIVIL WORKS | CIVIL WORKS | CIVIL WORKS | CIVIL WORKS | CIVIL WORKS | CIVIL WORKS | CIVIL WORKS | CIVIL WORKS | CIVIL WORKS | CIVIL WORKS | CIVIL WORKS | CIVIL WORKS | CIVIL WORKS | CIVIL WORKS | CIVIL WORKS | CIVIL WORKS | CIVIL WORKS | CIVIL WORKS | CIVIL WORKS | CIVIL WORKS | CIVIL WORKS | CIVIL WORKS | CIVIL WORKS | CIVIL WORKS | CIVIL WORKS | CIVIL WORKS | CIVIL WORKS | CIVIL WORKS | CIVIL WORKS | CIVIL WORKS | CIVIL WORKS | CIVIL WORKS | CIVIL WORKS | CIVIL WORKS | CIVIL WORKS | CIVIL WORKS | CIVIL WORKS | CIVIL WORKS | CIVIL WORKS | CIVIL WORKS | CIVIL WORKS | CIVIL WORKS | CIVIL WORKS | CIVIL WORKS | CIVIL WORKS | CIVIL WORKS | CIVIL WORKS | CIVIL WORKS | CIVIL WORKS | CIVIL WORKS | CIVIL WORKS | CIVIL WORKS | CIVIL WORKS | CIVIL WORKS | CIVIL WORKS | CIVIL WORKS | CIVIL WORKS | CIVIL WORKS | CIVIL WORKS | CIVIL WORKS | CIVIL WORKS | CIVIL WORKS | CIVIL WORKS | CIVIL WORKS | CIVIL WORKS | CIVIL WORKS | CIVIL WORKS | CIVIL WORKS | CIVIL WORKS | CIVIL WORKS | CIVIL WORKS | CIVIL WORKS | CIVIL WORKS | CIVIL WORKS | CIVIL WORKS | CIVIL WORKS | CIVIL WORKS | CIVIL WORKS | CIVIL WORKS | CIVIL WORKS | CIVIL WORKS | CIVIL WORKS | CIVIL WORKS | CIVIL WORKS | CIVIL WORKS | CIVIL WORKS | CIVIL WORKS | CIVIL WORKS | CIVIL WORKS | CIVIL WORKS | CIVIL WORKS | CIVIL WORKS | CIVIL WORKS | CIVIL WORKS | CIVIL WORKS | CIVIL WORKS | CIVIL WORKS | CIVIL WORKS | CIVIL WORKS | CIVIL WORKS | CIVIL WORKS | CIVIL WORKS | CIVIL WORKS | CIVIL WORKS | CIVIL WORKS | CIVIL WORKS | CIVIL WORKS | CIVIL WORKS | CIVIL WORKS | CIVIL WORKS | CIVIL WORKS | CIVIL WORKS | CIVIL WORKS | CIVIL WORKS | CIVIL WORKS | CIVIL WORKS | CIVIL WORKS | CIVIL WORKS | CIVIL WORKS | CIVIL WORKS | CIVIL WORKS | CIVIL WORKS | CIVIL WORKS | CIVIL WORKS | CIVIL WORKS | CIVIL WORKS | CIVIL WORKS | CIVIL WORKS | CIVIL WORKS | CIVIL WORKS | CIVIL WORKS | CIVIL WORKS | CIVIL WORKS | CIVIL WORKS | CIVIL WORKS | CIVIL WORKS | CIVIL WORKS | CIVIL WORKS | CIVIL WORKS | CIVIL WORKS | CIVIL WORKS | CIVIL WORKS | CIVIL WORKS | CIVIL WORKS | CIVIL WORKS | CIVIL WORKS | CIVIL WORKS | CIVIL WORKS | CIVIL WORKS | CIVIL WORKS | CIVIL WORKS | CIVIL WORKS | CIVIL WORKS | CIVIL WORKS | CIVIL WORKS | CIVIL WORKS | CIVIL WORKS | CIVIL WORKS | CIVIL WORKS | CIVIL WORKS | CIVIL WORKS | CIVIL WORKS | CIVIL WORKS | CIVIL WORKS | CIVIL WORKS | CIVIL WORKS | CIVIL WORKS | CIVIL WORKS | CIVIL WORKS | CIVIL WORKS | CIVIL WORKS | CIVIL WORKS | CIVIL WORKS | CIVIL WORKS | CIVIL WORKS | CIVIL WORKS | CIVIL WORKS | CIVIL WORKS | CIVIL WORKS | CIVIL WORKS | CIVIL WORKS | CIVIL WORKS | CIVIL WORKS | CIVIL WORKS | CIVIL WORKS | CIVIL WORKS | CIVIL WORKS | CIVIL WORKS | CIVIL WORKS | CIVIL WORKS | CIVIL WORKS | CIVIL WORKS | CIVIL WORKS | CIVIL WORKS | CIVIL WORKS | CIVIL WORKS | CIVIL WORKS | CIVIL WORKS | CIVIL WORKS | CIVIL WORKS | CIVIL WORKS | CIVIL WORKS | CIVIL WORKS | CIVIL WORKS | CIVIL WORKS | CIVIL WORKS | CIVIL WORKS | CIVIL WORKS | CIVIL WORKS | CIVIL WORKS | CIVIL WORKS | CIVIL WORKS | CIVIL WORKS | CIVIL WORKS | CIVIL WORKS | CIVIL WORKS | CIVIL WORKS | CIVIL WORKS | CIVIL WORKS | CIVIL WORKS | CIVIL WORKS | CIVIL WORKS | CIVIL WORKS | CIVIL WORKS | CIVIL WORKS | CIVIL WORKS | CIVIL WORKS | CIVIL WORKS | CIVIL WORKS | CIVIL WORKS | CIVIL WORKS | CIVIL WORKS | CIVIL WORKS | CIVIL WORKS | CIVIL WORKS | CIVIL WORKS | CIVIL WORKS | CIVIL WORKS | CIVIL WORKS | CIVIL WORKS | CIVIL WORKS | CIVIL WORKS | CIVIL WORKS | CIVIL WORKS | CIVIL WORKS | CIVIL WORKS | CIVIL WORKS | CIVIL WORKS | CIVIL WORKS | CIVIL WORKS | CIVIL WORKS | CIVIL WORKS | CIVIL WORKS | CIVIL WORKS | CIVIL WORKS | CIVIL WORKS | CIVIL WORKS | CIVIL WORKS | CIVIL WORKS | CIVIL WORKS | CIVIL WORKS | CIVIL WORKS | CIVIL WORKS | CIVIL WORKS | CIVIL WORKS | CIVIL WORKS | CIVIL WORKS | CIVIL WORKS | CIVIL WORKS | CIVIL WORKS | CIVIL WORKS | CIVIL WORKS | CIVIL WORKS | CIVIL WORKS | CIVIL WORKS | CIVIL WORKS | CIVIL WORKS | CIVIL WORKS | CIVIL WORKS | CIVIL WORKS | CIVIL WORKS | CIVIL WORKS | CIVIL WORKS | CIVIL WORKS | CIVIL WORKS | CIVIL WORKS | CIVIL WORKS | CIVIL WORKS | CIVIL WORKS | CIVIL WORKS | CIVIL WORKS | CIVIL WORKS | CIVIL WORKS | CIVIL WORKS | CIVIL WORKS | CIVIL WORKS | CIVIL WORKS | CIVIL WORKS | CIVIL WORKS | CIVIL WORKS | CIVIL WORKS | CIVIL WORKS | CIVIL WORKS | CIVIL WORKS | CIVIL WORKS | CIVIL WORKS | CIVIL WORKS | CIVIL WORKS | CIVIL WORKS | CIVIL WORKS | CIVIL WORKS | CIVIL WORKS | CIVIL WORKS | CIVIL WORKS | CIVIL WORKS | CIVIL WORKS | CIVIL WORKS | CIVIL WORKS | CIVIL WORKS | CIVIL WORKS | CIVIL WORKS | CIVIL WORKS | CIVIL WORKS | CIVIL WORKS | CIVIL WORKS | CIVIL WORKS | CIVIL WORKS | CIVIL WORKS | CIVIL WORKS | CIVIL WORKS | CIVIL WORKS | CIVIL WORKS | CIVIL WORKS | CIVIL WORKS | CIVIL WORKS | CIVIL WORKS | CIVIL WORKS | CIVIL WORKS | CIVIL WORKS | CIVIL WORKS | CIVIL WORKS | CIVIL WORKS | CIVIL WORKS | CIVIL WORKS | CIVIL WORKS | CIVIL WORKS | CIVIL WORKS | CIVIL WORKS | CIVIL WORKS | CIVIL WORKS | CIVIL WORKS | CIVIL WORKS | CIVIL WORKS | CIVIL WORKS | CIVIL WORKS | CIVIL WORKS | CIVIL WORKS | CIVIL WORKS | CIVIL WORKS | CIVIL WORKS | CIVIL WORKS | CIVIL WORKS | CIVIL WORKS | CIVIL WORKS | CIVIL WORKS | CIVIL WORKS | CIVIL WORKS | CIVIL WORKS | CIVIL WORKS | CIVIL WORKS | CIVIL WORKS | CIVIL WORKS | CIVIL WORKS | CIVIL WORKS | CIVIL WORKS | CIVIL WORKS | CIVIL WORKS | CIVIL WORKS | CIVIL WORKS | CIVIL WORKS | CIVIL WORKS | CIVIL WORKS | CIVIL WORKS | CIVIL WORKS | CIVIL WORKS | CIVIL WORKS | CIVIL WORKS | CIVIL WORKS | CIVIL WORKS | CIVIL WORKS | CIVIL WORKS | CIVIL WORKS | CIVIL WORKS | CIVIL WORKS | CIVIL WORKS | CIVIL WORKS | CIVIL WORKS | CIVIL WORKS | CIVIL WORKS | CIVIL WORKS | CIVIL WORKS | CIVIL WORKS | CIVIL WORKS | CIVIL WORKS | CIVIL WORKS | CIVIL WORKS | CIVIL WORKS | CIVIL WORKS | CIVIL WORKS | CIVIL WORKS | CIVIL WORKS | CIVIL WORKS | CIVIL WORKS | CIVIL WORKS | CIVIL WORKS | CIVIL WORKS | CIVIL WORKS | CIVIL WORKS | CIVIL WORKS | CIVIL WORKS | CIVIL WORKS | CIVIL WORKS | CIVIL WORKS | CIVIL WORKS | CIVIL WORKS | CIVIL WORKS | CIVIL WORKS | CIVIL WORKS | CIVIL WORKS | CIVIL WORKS | CIVIL WORKS | CIVIL WORKS | CIVIL WORKS | CIVIL WORKS | CIVIL WORKS | CIVIL WORKS | CIVIL WORKS | CIVIL WORKS | CIVIL WORKS | CIVIL WORKS | CIVIL WORKS | CIVIL WORKS | CIVIL WORKS | CIVIL WORKS | CIVIL WORKS | CIVIL WORKS | CIVIL WORKS | CIVIL WORKS | CIVIL WORKS | CIVIL WORKS | CIVIL WORKS | CIVIL WORKS | CIVIL WORKS | CIVIL WORKS | CIVIL WORKS | CIVIL WORKS | CIVIL WORKS | CIVIL WORKS | CIVIL WORKS | CIVIL WORKS | CIVIL WORKS | CIVIL WORKS | CIVIL WORKS | CIVIL WORKS | CIVIL WORKS | CIVIL WORKS | CIVIL WORKS | CIVIL WORKS | CIVIL WORKS | CIVIL WORKS | CIVIL WORKS | CIVIL WORKS | CIVIL WORKS | CIVIL WORKS | CIVIL WORKS | CIVIL WORKS | CIVIL WORKS | CIVIL WORKS | CIVIL WORKS | CIVIL WORKS | CIVIL WORKS | CIVIL WORKS | CIVIL WORKS | CIVIL WORKS | CIVIL WORKS | CIVIL WORKS | CIVIL WORKS | CIVIL WORKS | CIVIL WORKS | CIVIL WORKS | CIVIL WORKS | CIVIL WORKS | CIVIL WORKS | CIVIL WORKS | CIVIL WORKS | CIVIL WORKS | CIVIL WORKS | CIVIL WORKS | CIVIL WORKS | CIVIL WORKS | CIVIL WORKS | CIVIL WORKS | CIVIL WORKS | CIVIL WORKS | CIVIL WORKS | CIVIL WORKS | CIVIL WORKS | CIVIL WORKS | CIVIL WORKS | CIVIL WORKS | CIVIL WORKS | CIVIL WORKS | CIVIL WORKS | CIVIL WORKS | CIVIL WORKS | CIVIL WORKS | CIVIL WORKS | CIVIL WORKS | CIVIL WORKS | CIVIL WORKS | CIVIL WORKS | CIVIL WORKS | CIVIL WORKS | CIVIL WORKS | CIVIL WORKS | CIVIL WORKS | CIVIL WORKS | CIVIL WORKS | CIVIL WORKS | CIVIL WORKS | CIVIL WORKS | CIVIL WORKS | CIVIL WORKS | CIVIL WORKS | CIVIL WORKS | CIVIL WORKS | CIVIL WORKS | CIVIL WORKS | CIVIL WORKS | CIVIL WORKS | CIVIL WORKS | CIVIL WORKS | CIVIL WORKS | CIVIL WORKS | CIVIL WORKS | CIVIL WORKS | CIVIL WORKS | CIVIL WORKS | CIVIL WORKS | CIVIL WORKS | CIVIL WORKS | CIVIL WORKS | CIVIL WORKS | CIVIL WORKS | CIVIL WORKS | CIVIL WORKS | CIVIL WORKS | CIVIL WORKS | CIVIL WORKS | CIVIL WORKS | CIVIL WORKS | CIVIL WORKS | CIVIL WORKS | CIVIL WORKS | CIVIL WORKS | CIVIL WORKS | CIVIL WORKS | CIVIL WORKS | CIVIL WORKS | CIVIL WORKS | CIVIL WORKS | CIVIL WORKS | CIVIL WORKS | CIVIL WORKS | CIVIL WORKS | CIVIL WORKS | CIVIL WORKS | CIVIL WORKS | CIVIL WORKS | CIVIL WORKS | CIVIL WORKS | CIVIL WORKS | CIVIL WORKS | CIVIL WORKS | CIVIL WORKS | CIVIL WORKS | CIVIL WORKS | CIVIL WORKS | CIVIL WORKS | CIVIL WORKS | CIVIL WORKS | CIVIL WORKS | CIVIL WORKS | CIVIL WORKS | CIVIL WORKS | CIVIL WORKS | CIVIL WORKS | CIVIL WORKS | CIVIL WORKS | CIVIL WORKS | CIVIL WORKS | CIVIL WORKS | CIVIL WORKS | CIVIL WORKS | CIVIL WORKS | CIVIL WORKS | CIVIL WORKS | CIVIL WORKS | CIVIL WORKS | CIVIL WORKS | CIVIL WORKS | CIVIL WORKS | CIVIL WORKS | CIVIL WORKS | CIVIL WORKS | CIVIL WORKS | CIVIL WORKS | CIVIL WORKS | CIVIL WORKS | CIVIL WORKS | CIVIL WORKS | CIVIL WORKS | CIVIL WORKS | CIVIL WORKS | CIVIL WORKS | CIVIL WORKS | CIVIL WORKS | CIVIL WORKS | CIVIL WORKS | CIVIL WORKS | CIVIL WORKS | CIVIL WORKS | CIVIL WORKS | CIVIL WORKS | CIVIL WORKS | CIVIL WORKS | CIVIL WORKS | CIVIL WORKS | CIVIL WORKS | CIVIL WORKS | CIVIL WORKS | CIVIL WORKS | CIVIL WORKS | CIVIL WORKS | CIVIL WORKS | CIVIL WORKS | CIVIL WORKS | CIVIL WORKS | CIVIL WORKS | CIVIL WORKS | CIVIL WORKS | CIVIL WORKS | CIVIL WORKS | CIVIL WORKS | CIVIL WORKS | CIVIL WORKS | CIVIL WORKS | CIVIL WORKS | CIVIL WORKS | CIVIL WORKS | CIVIL WORKS | CIVIL WORKS | CIVIL WORKS | CIVIL WORKS | CIVIL WORKS | CIVIL WORKS | CIVIL WORKS | CIVIL WORKS | CIVIL WORKS | CIVIL WORKS | CIVIL WORKS | CIVIL WORKS | CIVIL WORKS | CIVIL WORKS | CIVIL WORKS | CIVIL WORKS | CIVIL WORKS | CIVIL WORKS | CIVIL WORKS | CIVIL WORKS | CIVIL WORKS | CIVIL WORKS | CIVIL WORKS | CIVIL WORKS | CIVIL WORKS | CIVIL WORKS | CIVIL WORKS | CIVIL WORKS | CIVIL WORKS | CIVIL WORKS | CIVIL WORKS | CIVIL WORKS | CIVIL WORKS | CIVIL WORKS | CIVIL WORKS | CIVIL WORKS | CIVIL WORKS | CIVIL WORKS | CIVIL WORKS | CIVIL WORKS | CIVIL WORKS | CIVIL WORKS | CIVIL WORKS | CIVIL WORKS | CIVIL WORKS | CIVIL WORKS | CIVIL WORKS | CIVIL WORKS | CIVIL WORKS | CIVIL WORKS | CIVIL WORKS | CIVIL WORKS | CIVIL WORKS | CIVIL WORKS | CIVIL WORKS | CIVIL WORKS | CIVIL WORKS | CIVIL WORKS | CIVIL WORKS | CIVIL WORKS | CIVIL WORKS | CIVIL WORKS | CIVIL WORKS | CIVIL WORKS | CIVIL WORKS | CIVIL WORKS | CIVIL WORKS | CIVIL WORKS | CIVIL WORKS | CIVIL WORKS | CIVIL WORKS | CIVIL WORKS | CIVIL WORKS | CIVIL WORKS | CIVIL WORKS | CIVIL WORKS | CIVIL WORKS | CIVIL WORKS | CIVIL WORKS | CIVIL WORKS | CIVIL WORKS | CIVIL WORKS | CIVIL WORKS | CIVIL WORKS | CIVIL WORKS | CIVIL WORKS | CIVIL WORKS | CIVIL WORKS | CIVIL WORKS | CIVIL WORKS | CIVIL WORKS | CIVIL WORKS | CIVIL WORKS | CIVIL WORKS | CIVIL WORKS | CIVIL WORKS | CIVIL WORKS | CIVIL WORKS | CIVIL WORKS | CIVIL WORKS | CIVIL WORKS | CIVIL WORKS | CIVIL WORKS | CIVIL WORKS | CIVIL WORKS | CIVIL WORKS | CIVIL WORKS | CIVIL WORKS | CIVIL WORKS | CIVIL WORKS | CIVIL WORKS | CIVIL WORKS | CIVIL WORKS | CIVIL WORKS | CIVIL WORKS | CIVIL WORKS | CIVIL WORKS | CIVIL WORKS | CIVIL WORKS | CIVIL WORKS | CIVIL WORKS | CIVIL WORKS | CIVIL WORKS | CIVIL WORKS | CIVIL WORKS | CIVIL WORKS | CIVIL WORKS | CIVIL WORKS | CIVIL WORKS | CIVIL WORKS | CIVIL WORKS | CIVIL WORKS | CIVIL WORKS | CIVIL WORKS | CIVIL WORKS | CIVIL WORKS | CIVIL WORKS | CIVIL WORKS | CIVIL WORKS | CIVIL WORKS | CIVIL WORKS | CIVIL WORKS | CIVIL WORKS | CIVIL WORKS | CIVIL WORKS | CIVIL WORKS | CIVIL WORKS | CIVIL WORKS | CIVIL WORKS | CIVIL WORKS | CIVIL WORKS | CIVIL WORKS | CIVIL WORKS | CIVIL WORKS | CIVIL WORKS | CIVIL WORKS | CIVIL WORKS | CIVIL WORKS | CIVIL WORKS | CIVIL WORKS | CIVIL WORKS | CIVIL WORKS | CIVIL WORKS | CIVIL WORKS | CIVIL WORKS | CIVIL WORKS | CIVIL WORKS | CIVIL WORKS | CIVIL WORKS | CIVIL WORKS | CIVIL WORKS | CIVIL WORKS | CIVIL WORKS | CIVIL WORKS | CIVIL WORKS | CIVIL WORKS | CIVIL WORKS | CIVIL WORKS | CIVIL WORKS | CIVIL WORKS | CIVIL WORKS | CIVIL WORKS | CIVIL WORKS | CIVIL WORKS | CIVIL WORKS | CIVIL WORKS | CIVIL WORKS | CIVIL WORKS | CIVIL WORKS | CIVIL WORKS | CIVIL WORKS | CIVIL WORKS | CIVIL WORKS | CIVIL WORKS | CIVIL WORKS | CIVIL WORKS | CIVIL WORKS | CIVIL WORKS | CIVIL WORKS | CIVIL WORKS | CIVIL WORKS | CIVIL WORKS | CIVIL WORKS | CIVIL WORKS | CIVIL WORKS | CIVIL WORKS | CIVIL WORKS | CIVIL WORKS | CIVIL WORKS | CIVIL WORKS | CIVIL WORKS | CIVIL WORKS | CIVIL WORKS | CIVIL WORKS | CIVIL WORKS | CIVIL WORKS | CIVIL WORKS | CIVIL WORKS | CIVIL WORKS | CIVIL WORKS | CIVIL WORKS | CIVIL WORKS | CIVIL WORKS | CIVIL WORKS | CIVIL WORKS | CIVIL WORKS | CIVIL WORKS | CIVIL WORKS | CIVIL WORKS | CIVIL WORKS | CIVIL WORKS | CIVIL WORKS | CIVIL WORKS | CIVIL WORKS | CIVIL WORKS | CIVIL WORKS | CIVIL WORKS | CIVIL WORKS | CIVIL WORKS | CIVIL WORKS | CIVIL WORKS | CIVIL WORKS | CIVIL WORKS | CIVIL WORKS | CIVIL WORKS | CIVIL WORKS | CIVIL WORKS | CIVIL WORKS | CIVIL WORKS | CIVIL WORKS | CIVIL WORKS | CIVIL WORKS | CIVIL WORKS | CIVIL WORKS | CIVIL WORKS | CIVIL WORKS | CIVIL WORKS | CIVIL WORKS | CIVIL WORKS | CIVIL WORKS | CIVIL WORKS | CIVIL WORKS | CIVIL WORKS | CIVIL WORKS | CIVIL WORKS | CIVIL WORKS | CIVIL WORKS | CIVIL WORKS | CIVIL WORKS | CIVIL WORKS | CIVIL WORKS | CIVIL WORKS | CIVIL WORKS | CIVIL WORKS | CIVIL WORKS | CIVIL WORKS | CIVIL WORKS | CIVIL WORKS | CIVIL WORKS | CIVIL WORKS | CIVIL WORKS | CIVIL WORKS | CIVIL WORKS | CIVIL WORKS | CIVIL WORKS | CIVIL WORKS | CIVIL WORKS | CIVIL WORKS | CIVIL WORKS | CIVIL WORKS | CIVIL WORKS | CIVIL WORKS | CIVIL WORKS | CIVIL WORKS | CIVIL WORKS | CIVIL WORKS | CIVIL WORKS | CIVIL WORKS | CIVIL WORKS | CIVIL WORKS | CIVIL WORKS | CIVIL WORKS | CIVIL WORKS | CIVIL WORKS | CIVIL WORKS | CIVIL WORKS | CIVIL WORKS | CIVIL WORKS | CIVIL WORKS | CIVIL WORKS | CIVIL WORKS | CIVIL WORKS | CIVIL WORKS | CIVIL WORKS | CIVIL WORKS | CIVIL WORKS | CIVIL WORKS | CIVIL WORKS | CIVIL WORKS | CIVIL WORKS | CIVIL WORKS | CIVIL WORKS | CIVIL WORKS | CIVIL WORKS | CIVIL WORKS | CIVIL WORKS | CIVIL WORKS | CIVIL WORKS | CIVIL WORKS | CIVIL WORKS | CIVIL WORKS | CIVIL WORKS | CIVIL WORKS | CIVIL WORKS | CIVIL WORKS | CIVIL WORKS | CIVIL WORKS | CIVIL WORKS | CIVIL WORKS | CIVIL WORKS | CIVIL WORKS | CIVIL WORKS | CIVIL WORKS | CIVIL WORKS | CIVIL WORKS | CIVIL WORKS | CIVIL WORKS | CIVIL WORKS | CIVIL WORKS | CIVIL WORKS | CIVIL WORKS | CIVIL WORKS | CIVIL WORKS | CIVIL WORKS | CIVIL WORKS | CIVIL WORKS | CIVIL WORKS | CIVIL WORKS | CIVIL WORKS | CIVIL WORKS | CIVIL WORKS | CIVIL WORKS | CIVIL WORKS | CIVIL WORKS | CIVIL WORKS | CIVIL WORKS | CIVIL WORKS | CIVIL WORKS | CIVIL WORKS | CIVIL WORKS | CIVIL WORKS | CIVIL WORKS | CIVIL WORKS | CIVIL WORKS | CIVIL WORKS | CIVIL WORKS | CIVIL WORKS | CIVIL WORKS | CIVIL WORKS | CIVIL WORKS | CIVIL WORKS | CIVIL WORKS | CIVIL WORKS | CIVIL WORKS | CIVIL WORKS | CIVIL WORKS | CIVIL WORKS | CIVIL WORKS | CIVIL WORKS | CIVIL WORKS | CIVIL WORKS | CIVIL WORKS | CIVIL WORKS | CIVIL WORKS | CIVIL WORKS | CIVIL WORKS | CIVIL WORKS | CIVIL WORKS | CIVIL WORKS | CIVIL WORKS | CIVIL WORKS | CIVIL WORKS | CIVIL WORKS | CIVIL WORKS | CIVIL WORKS | CIVIL WORKS | CIVIL WORKS | CIVIL WORKS | CIVIL WORKS | CIVIL WORKS | CIVIL WORKS | CIVIL WORKS | CIVIL WORKS | CIVIL WORKS | CIVIL WORKS | CIVIL WORKS | CIVIL WORKS | CIVIL WORKS | CIVIL WORKS | CIVIL WORKS | CIVIL WORKS | CIVIL WORKS | CIVIL WORKS | CIVIL WORKS | CIVIL WORKS | CIVIL WORKS | CIVIL WORKS | CIVIL WORKS | CIVIL WORKS | CIVIL WORKS | CIVIL WORKS | CIVIL WORKS | CIVIL WORKS | CIVIL WORKS | CIVIL WORKS | CIVIL WORKS | CIVIL WORKS | CIVIL WORKS | CIVIL WORKS | CIVIL WORKS | CIVIL WORKS | CIVIL WORKS | CIVIL WORKS | CIVIL WORKS | CIVIL WORKS | CIVIL WORKS | CIVIL WORKS | CIVIL WORKS | CIVIL WORKS | CIVIL WORKS | CIVIL WORKS | CIVIL WORKS | CIVIL WORKS | CIVIL WORKS | CIVIL WORKS | CIVIL WORKS | CIVIL WORKS | CIVIL WORKS | CIVIL WORKS | CIVIL WORKS | CIVIL WORKS | CIVIL WORKS | CIVIL WORKS | CIVIL WORKS | CIVIL WORKS | CIVIL WORKS | CIVIL WORKS | CIVIL WORKS | CIVIL WORKS | CIVIL WORKS | CIVIL WORKS | CIVIL WORKS | CIVIL WORKS | CIVIL WORKS | CIVIL WORKS | CIVIL WORKS | CIVIL WORKS | CIVIL WORKS | CIVIL WORKS | CIVIL WORKS | CIVIL WORKS | CIVIL WORKS | CIVIL WORKS | CIVIL WORKS | CIVIL WORKS | CIVIL WORKS | CIVIL WORKS | CIVIL WORKS | CIVIL WORKS | CIVIL WORKS | CIVIL WORKS | CIVIL WORKS | CIVIL WORKS | CIVIL WORKS | CIVIL WORKS | CIVIL WORKS | CIVIL WORKS | CIVIL WORKS | CIVIL WORKS | CIVIL WORKS | CIVIL WORKS | CIVIL WORKS | CIVIL WORKS | CIVIL WORKS | CIVIL WORKS | CIVIL WORKS | CIVIL WORKS | CIVIL WORKS | CIVIL WORKS | CIVIL WORKS | CIVIL WORKS | CIVIL WORKS | CIVIL WORKS | CIVIL WORKS | CIVIL WORKS | CIVIL WORKS | CIVIL WORKS | CIVIL WORKS | CIVIL WORKS | CIVIL WORKS | CIVIL WORKS | CIVIL WORKS | CIVIL WORKS | CIVIL WORKS | CIVIL WORKS | CIVIL WORKS | CIVIL WORKS | CIVIL WORKS | CIVIL WORKS | CIVIL WORKS | CIVIL WORKS | CIVIL WORKS | CIVIL WORKS | CIVIL WORKS | CIVIL WORKS | CIVIL WORKS | CIVIL WORKS | CIVIL WORKS | CIVIL WORKS | CIVIL WORKS | CIVIL WORKS | CIVIL WORKS | CIVIL WORKS | CIVIL WORKS | CIVIL WORKS | CIVIL WORKS | CIVIL WORKS | CIVIL WORKS | CIVIL WORKS | CIVIL WORKS | CIVIL WORKS | CIVIL WORKS | CIVIL WORKS | CIVIL WORKS | CIVIL WORKS | CIVIL WORKS | CIVIL WORKS | CIVIL WORKS | CIVIL WORKS | CIVIL WORKS | CIVIL WORKS | CIVIL WORKS | CIVIL WORKS | CIVIL WORKS | CIVIL WORKS | CIVIL WORKS | CIVIL WORKS | CIVIL WORKS | CIVIL WORKS | CIVIL WORKS | CIVIL WORKS | CIVIL WORKS | CIVIL WORKS | CIVIL WORKS | CIVIL WORKS | CIVIL WORKS | CIVIL WORKS | CIVIL WORKS | CIVIL WORKS | CIVIL WORKS | CIVIL WORKS | CIVIL WORKS | CIVIL WORKS | CIVIL WORKS | CIVIL WORKS | CIVIL WORKS | CIVIL WORKS | CIVIL WORKS | CIVIL WORKS | CIVIL WORKS | CIVIL WORKS | CIVIL WORKS | CIVIL WORKS | CIVIL WORKS | CIVIL WORKS | CIVIL WORKS | CIVIL WORKS | CIVIL WORKS | CIVIL WORKS | CIVIL WORKS | CIVIL WORKS | CIVIL WORKS | CIVIL WORKS | CIVIL WORKS | CIVIL WORKS | CIVIL WORKS | CIVIL WORKS | CIVIL WORKS | CIVIL WORKS | CIVIL WORKS | CIVIL WORKS | CIVIL WORKS | CIVIL WORKS | CIVIL WORKS | CIVIL WORKS | CIVIL WORKS | CIVIL WORKS | CIVIL WORKS | CIVIL WORKS | CIVIL WORKS | CIVIL WORKS | CIVIL WORKS | CIVIL WORKS | CIVIL WORKS | CIVIL WORKS | CIVIL WORKS | CIVIL WORKS | CIVIL WORKS | CIVIL WORKS | CIVIL WORKS | CIVIL WORKS | CIVIL WORKS | CIVIL WORKS | CIVIL WORKS | CIVIL WORKS | CIVIL WORKS | CIVIL WORKS | CIVIL WORKS | CIVIL WORKS | CIVIL WORKS | CIVIL WORKS | CIVIL WORKS | CIVIL WORKS | CIVIL WORKS | CIVIL WORKS | CIVIL WORKS | CIVIL WORKS | CIVIL WORKS | CIVIL WORKS | CIVIL WORKS | CIVIL WORKS | CIVIL WORKS | CIVIL WORKS | CIVIL WORKS | CIVIL WORKS | CIVIL WORKS | CIVIL WORKS | CIVIL WORKS | CIVIL WORKS | CIVIL WORKS | CIVIL WORKS | CIVIL WORKS | CIVIL WORKS | CIVIL WORKS | CIVIL WORKS | CIVIL WORKS | CIVIL WORKS | CIVIL WORKS | CIVIL WORKS | CIVIL WORKS | CIVIL WORKS | CIVIL WORKS | CIVIL WORKS | CIVIL WORKS | CIVIL WORKS | CIVIL WORKS | CIVIL WORKS | CIVIL WORKS | CIVIL WORKS | CIVIL WORKS | CIVIL WORKS | CIVIL WORKS | CIVIL WORKS | CIVIL WORKS | CIVIL WORKS | CIVIL WORKS | CIVIL WORKS | CIVIL WORKS | CIVIL WORKS | CIVIL WORKS | CIVIL WORKS | CIVIL WORKS | CIVIL WORKS | CIVIL WORKS | CIVIL WORKS | CIVIL WORKS | CIVIL WORKS | CIVIL WORKS | CIVIL WORKS | CIVIL WORKS | CIVIL WORKS | CIVIL WORKS | CIVIL WORKS | CIVIL WORKS | CIVIL WORKS | CIVIL WORKS | CIVIL WORKS | CIVIL WORKS | CIVIL WORKS | CIVIL WORKS | CIVIL WORKS | CIVIL WORKS | CIVIL WORKS | CIVIL WORKS | CIVIL WORKS | CIVIL WORKS | CIVIL WORKS | CIVIL WORKS | CIVIL WORKS | CIVIL WORKS | CIVIL WORKS | CIVIL WORKS | CIVIL WORKS | CIVIL WORKS | CIVIL WORKS | CIVIL WORKS | CIVIL WORKS | CIVIL WORKS | CIVIL WORKS | CIVIL WORKS | CIVIL WORKS | CIVIL WORKS | CIVIL WORKS | CIVIL WORKS | CIVIL WORKS | CIVIL WORKS | CIVIL WORKS | CIVIL WORKS | CIVIL WORKS | CIVIL WORKS | CIVIL WORKS | CIVIL WORKS | CIVIL WORKS | CIVIL WORKS | CIVIL WORKS | CIVIL WORKS | CIVIL WORKS | CIVIL WORKS | CIVIL WORKS | CIVIL WORKS | CIVIL WORKS | CIVIL WORKS | CIVIL WORKS | CIVIL WORKS | CIVIL WORKS | CIVIL WORKS | CIVIL WORKS | CIVIL WORKS | CIVIL WORKS | CIVIL WORKS | CIVIL WORKS | CIVIL WORKS | CIVIL WORKS | CIVIL WORKS | CIVIL WORKS | CIVIL WORKS | CIVIL WORKS | CIVIL WORKS | CIVIL WORKS | CIVIL WORKS | CIVIL WORKS | CIVIL WORKS | CIVIL WORKS | CIVIL WORKS | CIVIL WORKS | CIVIL WORKS | CIVIL WORKS | CIVIL WORKS | CIVIL WORKS | CIVIL WORKS | CIVIL WORKS | CIVIL WORKS | CIVIL WORKS | CIVIL WORKS | CIVIL WORKS | CIVIL WORKS | CIVIL WORKS | CIVIL WORKS | CIVIL WORKS | CIVIL WORKS | CIVIL WORKS | CIVIL WORKS | CIVIL WORKS | CIVIL WORKS | CIVIL WORKS | CIVIL WORKS | CIVIL WORKS | CIVIL WORKS | CIVIL WORKS | CIVIL WORKS | CIVIL WORKS | CIVIL WORKS | CIVIL WORKS | CIVIL WORKS | CIVIL WORKS | CIVIL WORKS | CIVIL WORKS | CIVIL WORKS | CIVIL WORKS | CIVIL WORKS | CIVIL WORKS | CIVIL WORKS | CIVIL WORKS | CIVIL WORKS | CIVIL WORKS | CIVIL WORKS | CIVIL WORKS | CIVIL WORKS | CIVIL WORKS | CIVIL WORKS | CIVIL WORKS | CIVIL WORKS | CIVIL WORKS | CIVIL WORKS | CIVIL WORKS | CIVIL WORKS | CIVIL WORKS | CIVIL WORKS | CIVIL WORKS | CIVIL WORKS | CIVIL WORKS | CIVIL WORKS | CIVIL WORKS | CIVIL WORKS | CIVIL WORKS | CIVIL WORKS | CIVIL WORKS | CIVIL WORKS | CIVIL WORKS | CIVIL WORKS | CIVIL WORKS | CIVIL WORKS | CIVIL WORKS | CIVIL WORKS | CIVIL WORKS | CIVIL WORKS | CIVIL WORKS | CIVIL WORKS | CIVIL WORKS | CIVIL WORKS | CIVIL WORKS | CIVIL WORKS | CIVIL WORKS | CIVIL WORKS | CIVIL WORKS | CIVIL WORKS | CIVIL WORKS | CIVIL WORKS | CIVIL WORKS | CIVIL WORKS | CIVIL WORKS | CIVIL WORKS | CIVIL WORKS | CIVIL WORKS | CIVIL WORKS | CIVIL WORKS | CIVIL WORKS | CIVIL WORKS | CIVIL WORKS | CIVIL WORKS | CIVIL WORKS | CIVIL WORKS | CIVIL WORKS | CIVIL WORKS | CIVIL WORKS | CIVIL WORKS | CIVIL WORKS | CIVIL WORKS | CIVIL WORKS | CIVIL WORKS | CIVIL WORKS | CIVIL WORKS | CIVIL WORKS | CIVIL WORKS | CIVIL WORKS | CIVIL WORKS | CIVIL WORKS | CIVIL WORKS | CIVIL WORKS | CIVIL WORKS | CIVIL WORKS | CIVIL WORKS | CIVIL WORKS | CIVIL WORKS | CIVIL WORKS | CIVIL WORKS | CIVIL WORKS | CIVIL WORKS | CIVIL WORKS | CIVIL WORKS | CIVIL WORKS | CIVIL WORKS | CIVIL WORKS | CIVIL WORKS | CIVIL WORKS | CIVIL WORKS | CIVIL WORKS | CIVIL WORKS | CIVIL WORKS | CIVIL WORKS | CIVIL WORKS | CIVIL WORKS | CIVIL WORKS | CIVIL WORKS | CIVIL WORKS | CIVIL WORKS | CIVIL WORKS | CIVIL WORKS | CIVIL WORKS | CIVIL WORKS | CIVIL WORKS | CIVIL WORKS | CIVIL WORKS | CIVIL WORKS | CIVIL WORKS | CIVIL WORKS | CIVIL WORKS | CIVIL WORKS | CIVIL WORKS | CIVIL WORKS | CIVIL WORKS | CIVIL WORKS | CIVIL WORKS | CIVIL WORKS | CIVIL WORKS | CIVIL WORKS | CIVIL WORKS | CIVIL WORKS | CIVIL WORKS | CIVIL WORKS | CIVIL WORKS | CIVIL WORKS | CIVIL WORKS | CIVIL WORKS | CIVIL WORKS | CIVIL WORKS | CIVIL WORKS | CIVIL WORKS | CIVIL WORKS | CIVIL WORKS | CIVIL WORKS | CIVIL WORKS | CIVIL WORKS | CIVIL WORKS | CIVIL WORKS | CIVIL WORKS | CIVIL WORKS | CIVIL WORKS | CIVIL WORKS | CIVIL WORKS | CIVIL WORKS | CIVIL WORKS | CIVIL WORKS | CIVIL WORKS | CIVIL WORKS | CIVIL WORKS | CIVIL WORKS | CIVIL WORKS | CIVIL WORKS | CIVIL WORKS | CIVIL WORKS | CIVIL WORKS | CIVIL WORKS | CIVIL WORKS | CIVIL WORKS | CIVIL WORKS | CIVIL WORKS | CIVIL WORKS | CIVIL WORKS | CIVIL WORKS | CIVIL WORKS | CIVIL WORKS | CIVIL WORKS | CIVIL WORKS | CIVIL WORKS | CIVIL WORKS | CIVIL WORKS | CIVIL WORKS | CIVIL WORKS | CIVIL WORKS | CIVIL WORKS | CIVIL WORKS | CIVIL WORKS | CIVIL WORKS | CIVIL WORKS | CIVIL WORKS | CIVIL WORKS | CIVIL WORKS | CIVIL WORKS | CIVIL WORKS | CIVIL WORKS | CIVIL WORKS | CIVIL WORKS | CIVIL WORKS | CIVIL WORKS | CIVIL WORKS | CIVIL WORKS | CIVIL WORKS | CIVIL WORKS | CIVIL WORKS | CIVIL WORKS | CIVIL WORKS | CIVIL WORKS | CIVIL WORKS | CIVIL WORKS | CIVIL WORKS | CIVIL WORKS | CIVIL WORKS | CIVIL WORKS | CIVIL WORKS | CIVIL WORKS | CIVIL WORKS | CIVIL WORKS | CIVIL WORKS | CIVIL WORKS | CIVIL WORKS | CIVIL WORKS | CIVIL WORKS | CIVIL WORKS | CIVIL WORKS | CIVIL WORKS | CIVIL WORKS | CIVIL WORKS | CIVIL WORKS | CIVIL WORKS | CIVIL WORKS | CIVIL WORKS | CIVIL WORKS | CIVIL WORKS | CIVIL WORKS | CIVIL WORKS | CIVIL WORKS | CIVIL WORKS | CIVIL WORKS | CIVIL WORKS | CIVIL WORKS | CIVIL WORKS | CIVIL WORKS | CIVIL WORKS | CIVIL WORKS | CIVIL WORKS | CIVIL WORKS | CIVIL WORKS | CIVIL WORKS | CIVIL WORKS | CIVIL WORKS | CIVIL WORKS | CIVIL WORKS | CIVIL WORKS | CIVIL WORKS | CIVIL WORKS | CIVIL WORKS | CIVIL WORKS | CIVIL WORKS | CIVIL WORKS | CIVIL WORKS | CIVIL WORKS | CIVIL WORKS | CIVIL WORKS | CIVIL WORKS | CIVIL WORKS | CIVIL WORKS | CIVIL WORKS | CIVIL WORKS | CIVIL WORKS | CIVIL WORKS | CIVIL WORKS | CIVIL WORKS | CIVIL WORKS | CIVIL WORKS | CIVIL WORKS | CIVIL WORKS | CIVIL WORKS | CIVIL WORKS | CIVIL WORKS | CIVIL WORKS | CIVIL WORKS | CIVIL WORKS | CIVIL WORKS | CIVIL WORKS | CIVIL WORKS | CIVIL WORKS | CIVIL WORKS | CIVIL WORKS | CIVIL WORKS | CIVIL WORKS | CIVIL WORKS | CIVIL WORKS | CIVIL WORKS | CIVIL WORKS | CIVIL WORKS | CIVIL WORKS | CIVIL WORKS | CIVIL WORKS | CIVIL WORKS | CIVIL WORKS | CIVIL WORKS | CIVIL WORKS | CIVIL WORKS | CIVIL WORKS | CIVIL WORKS | CIVIL WORKS | CIVIL WORKS | CIVIL WORKS | CIVIL WORKS | CIVIL WORKS | CIVIL WORKS | CIVIL WORKS | CIVIL WORKS | CIVIL WORKS | CIVIL WORKS | CIVIL WORKS | CIVIL WORKS | CIVIL WORKS | CIVIL WORKS | CIVIL WORKS | CIVIL WORKS | CIVIL WORKS | CIVIL WORKS | CIVIL WORKS | CIVIL WORKS | CIVIL WORKS | CIVIL WORKS | CIVIL WORKS | CIVIL WORKS | CIVIL WORKS | CIVIL WORKS | CIVIL WORKS | CIVIL WORKS | CIVIL WORKS | CIVIL WORKS | CIVIL WORKS | CIVIL WORKS | CIVIL WORKS | CIVIL WORKS | CIVIL WORKS | CIVIL WORKS | CIVIL WORKS | CIVIL WORKS | CIVIL WORKS | CIVIL WORKS | CIVIL WORKS | CIVIL WORKS | CIVIL WORKS | CIVIL WORKS | CIVIL WORKS | CIVIL WORKS | CIVIL WORKS | CIVIL WORKS | CIVIL WORKS | CIVIL WORKS | CIVIL WORKS | CIVIL WORKS | CIVIL WORKS | CIVIL WORKS | CIVIL WORKS | CIVIL WORKS | CIVIL WORKS | CIVIL WORKS | CIVIL WORKS | CIVIL WORKS | CIVIL WORKS | CIVIL WORKS | CIVIL WORKS | CIVIL WORKS | CIVIL WORKS | CIVIL WORKS | CIVIL WORKS | CIVIL WORKS | CIVIL WORKS | CIVIL WORKS | CIVIL WORKS | CIVIL WORKS | CIVIL WORKS | CIVIL WORKS | CIVIL WORKS | CIVIL WORKS | CIVIL WORKS | CIVIL WORKS | CIVIL WORKS | CIVIL WORKS | CIVIL WORKS | CIVIL WORKS | CIVIL WORKS | CIVIL WORKS | CIVIL WORKS | CIVIL WORKS | CIVIL WORKS | CIVIL WORKS | CIVIL WORKS | CIVIL WORKS | CIVIL WORKS | CIVIL WORKS | CIVIL WORKS | CIVIL WORKS | CIVIL WORKS | CIVIL WORKS | CIVIL WORKS | CIVIL WORKS | CIVIL WORKS | CIVIL WORKS | CIVIL WORKS | CIVIL WORKS | CIVIL WORKS | CIVIL WORKS | CIVIL WORKS | CIVIL WORKS | CIVIL WORKS | CIVIL WORKS | CIVIL WORKS | CIVIL WORKS | CIVIL WORKS | CIVIL WORKS | CIVIL WORKS | CIVIL WORKS | CIVIL WORKS | CIVIL WORKS | CIVIL WORKS | CIVIL WORKS | CIVIL WORKS | CIVIL WORKS | CIVIL WORKS | CIVIL WORKS | CIVIL WORKS | CIVIL WORKS | CIVIL WORKS | CIVIL WORKS | CIVIL WORKS | CIVIL WORKS | CIVIL WORKS | CIVIL WORKS | CIVIL WORKS | CIVIL WORKS | CIVIL WORKS | CIVIL WORKS | CIVIL WORKS | CIVIL WORKS | CIVIL WORKS | CIVIL WORKS | CIVIL WORKS | CIVIL WORKS | CIVIL WORKS | CIVIL WORKS | CIVIL WORKS | CIVIL WORKS | CIVIL WORKS | CIVIL WORKS | CIVIL WORKS | CIVIL WORKS | CIVIL WORKS | CIVIL WORKS | CIVIL WORKS | CIVIL WORKS | CIVIL WORKS | CIVIL WORKS | CIVIL WORKS | CIVIL WORKS | CIVIL WORKS | CIVIL WORKS | CIVIL WORKS | CIVIL WORKS | CIVIL WORKS | CIVIL WORKS | CIVIL WORKS | CIVIL WORKS | CIVIL WORKS | CIVIL WORKS | CIVIL WORKS | CIVIL WORKS | CIVIL WORKS | CIVIL WORKS | CIVIL WORKS | CIVIL WORKS | CIVIL WORKS | CIVIL WORKS | CIVIL WORKS | CIVIL WORKS | CIVIL WORKS | CIVIL WORKS | CIVIL WORKS | CIVIL WORKS | CIVIL WORKS | CIVIL WORKS | CIVIL WORKS | CIVIL WORKS | CIVIL WORKS | CIVIL WORKS | CIVIL WORKS | CIVIL WORKS | CIVIL WORKS | CIVIL WORKS | CIVIL WORKS | CIVIL WORKS | CIVIL WORKS | CIVIL WORKS | CIVIL WORKS | CIVIL WORKS | CIVIL WORKS | CIVIL WORKS | CIVIL WORKS | CIVIL WORKS | CIVIL WORKS | CIVIL WORKS | CIVIL WORKS | CIVIL WORKS | CIVIL WORKS | CIVIL WORKS | CIVIL WORKS | CIVIL WORKS | CIVIL WORKS | CIVIL WORKS | CIVIL WORKS | CIVIL WORKS | CIVIL WORKS | CIVIL WORKS | CIVIL WORKS | CIVIL WORKS | CIVIL WORKS | CIVIL WORKS | CIVIL WORKS | CIVIL WORKS | CIVIL WORKS | CIVIL WORKS | CIVIL WORKS | CIVIL WORKS | CIVIL WORKS | CIVIL WORKS | CIVIL WORKS | CIVIL WORKS | CIVIL WORKS | CIVIL WORKS | CIVIL WORKS | CIVIL WORKS | CIVIL WORKS | CIVIL WORKS | CIVIL WORKS | CIVIL WORKS | CIVIL WORKS | CIVIL WORKS | CIVIL WORKS | CIVIL WORKS | CIVIL WORKS | CIVIL WORKS | CIVIL WORKS | CIVIL WORKS | CIVIL WORKS | CIVIL WORKS | CIVIL WORKS | CIVIL WORKS | CIVIL WORKS | CIVIL WORKS | CIVIL WORKS | CIVIL WORKS | CIVIL WORKS | CIVIL WORKS | CIVIL WORKS | CIVIL WORKS | CIVIL WORKS | CIVIL WORKS | CIVIL WORKS | CIVIL WORKS | CIVIL WORKS | CIVIL WORKS | CIVIL WORKS | CIVIL WORKS | CIVIL WORKS | CIVIL WORKS | CIVIL WORKS | CIVIL WORKS | CIVIL WORKS | CIVIL WORKS | CIVIL WORKS | CIVIL WORKS | CIVIL WORKS | CIVIL WORKS | CIVIL WORKS | CIVIL WORKS | CIVIL WORKS | CIVIL WORKS | CIVIL WORKS | CIVIL WORKS | CIVIL WORKS | CIVIL WORKS | CIVIL WORKS | CIVIL WORKS | CIVIL WORKS | CIVIL WORKS | CIVIL WORKS | CIVIL WORKS | CIVIL WORKS | CIVIL WORKS | CIVIL WORKS | CIVIL WORKS | CIVIL WORKS | CIVIL WORKS | CIVIL WORKS | CIVIL WORKS | CIVIL WORKS | CIVIL WORKS | CIVIL WORKS | CIVIL WORKS | CIVIL WORKS | CIVIL WORKS | CIVIL WORKS | CIVIL WORKS | CIVIL WORKS | CIVIL WORKS | CIVIL WORKS | CIVIL WORKS | CIVIL WORKS | CIVIL WORKS | CIVIL WORKS | CIVIL WORKS | CIVIL WORKS | CIVIL WORKS | CIVIL WORKS | CIVIL WORKS | CIVIL WORKS | CIVIL WORKS | CIVIL WORKS | CIVIL WORKS | CIVIL WORKS | CIVIL WORKS | CIVIL WORKS | CIVIL WORKS | CIVIL WORKS | CIVIL WORKS | CIVIL WORKS | CIVIL WORKS | CIVIL WORKS | CIVIL WORKS | CIVIL WORKS | CIVIL WORKS | CIVIL WORKS | CIVIL WORKS | CIVIL WORKS | CIVIL WORKS | CIVIL WORKS | CIVIL WORKS | CIVIL WORKS | CIVIL WORKS | CIVIL WORKS | CIVIL WORKS | CIVIL WORKS | CIVIL WORKS | CIVIL WORKS | CIVIL WORKS | CIVIL WORKS | CIVIL WORKS | CIVIL WORKS | CIVIL WORKS | CIVIL WORKS | CIVIL WORKS | CIVIL WORKS | CIVIL WORKS | CIVIL WORKS | CIVIL WORKS | CIVIL WORKS | CIVIL WORKS | CIVIL WORKS | CIVIL WORKS | CIVIL WORKS | CIVIL WORKS | CIVIL WORKS | CIVIL WORKS | CIVIL WORKS | CIVIL WORKS | CIVIL WORKS | CIVIL WORKS | CIVIL WORKS | CIVIL WORKS | CIVIL WORKS | CIVIL WORKS | CIVIL WORKS | CIVIL WORKS | CIVIL WORKS | CIVIL WORKS | CIVIL WORKS | CIVIL WORKS | CIVIL WORKS | CIVIL WORKS | CIVIL WORKS | CIVIL WORKS | CIVIL WORKS | CIVIL WORKS | CIVIL WORKS | CIVIL WORKS | CIVIL WORKS | CIVIL WORKS | CIVIL WORKS | CIVIL WORKS | CIVIL WORKS | CIVIL WORKS | CIVIL WORKS | CIVIL WORKS | CIVIL WORKS | CIVIL WORKS | CIVIL WORKS | CIVIL WORKS | CIVIL WORKS | CIVIL WORKS | CIVIL WORKS | CIVIL WORKS | CIVIL WORKS | CIVIL WORKS | CIVIL WORKS | CIVIL WORKS | CIVIL WORKS | CIVIL WORKS | CIVIL WORKS | CIVIL WORKS | CIVIL WORKS | CIVIL WORKS | CIVIL WORKS | CIVIL WORKS | CIVIL WORKS | CIVIL WORKS | CIVIL WORKS | CIVIL WORKS | CIVIL WORKS | CIVIL WORKS | CIVIL WORKS | CIVIL WORKS | CIVIL WORKS | CIVIL WORKS | CIVIL WORKS | CIVIL WORKS | CIVIL WORKS | CIVIL WORKS | CIVIL WORKS | CIVIL WORKS | CIVIL WORKS | CIVIL WORKS | CIVIL WORKS | CIVIL WORKS | CIVIL WORKS | CIVIL WORKS | CIVIL WORKS | CIVIL WORKS | CIVIL WORKS | CIVIL WORKS | CIVIL WORKS | CIVIL WORKS | CIVIL WORKS | CIVIL WORKS | CIVIL WORKS | CIVIL WORKS | CIVIL WORKS | CIVIL WORKS | CIVIL WORKS | CIVIL WORKS | CIVIL WORKS | CIVIL WORKS | CIVIL WORKS | CIVIL WORKS | CIVIL WORKS | CIVIL WORKS | CIVIL WORKS | CIVIL WORKS | CIVIL WORKS | CIVIL WORKS | CIVIL WORKS | CIVIL WORKS | CIVIL WORKS | CIVIL WORKS | CIVIL WORKS | CIVIL WORKS | CIVIL WORKS | CIVIL WORKS | CIVIL WORKS | CIVIL WORKS | CIVIL WORKS | CIVIL WORKS | CIVIL WORKS | CIVIL WORKS | CIVIL WORKS | CIVIL WORKS | CIVIL WORKS | CIVIL WORKS | CIVIL WORKS | CIVIL WORKS | CIVIL WORKS | CIVIL WORKS | CIVIL WORKS | CIVIL WORKS | CIVIL WORKS | CIVIL WORKS | CIVIL WORKS | CIVIL WORKS | CIVIL WORKS | CIVIL WORKS | CIVIL WORKS | CIVIL WORKS | CIVIL WORKS | CIVIL WORKS | CIVIL WORKS | CIVIL WORKS | CIVIL WORKS | CIVIL WORKS | CIVIL WORKS | CIVIL WORKS | CIVIL WORKS | CIVIL WORKS | CIVIL WORKS | CIVIL WORKS | CIVIL WORKS | CIVIL WORKS | CIVIL WORKS | CIVIL WORKS | CIVIL WORKS | CIVIL WORKS | CIVIL WORKS | CIVIL WORKS | CIVIL WORKS | CIVIL WORKS | CIVIL WORKS | CIVIL WORKS | CIVIL WORKS | CIVIL WORKS | CIVIL WORKS | CIVIL WORKS | CIVIL WORKS | CIVIL WORKS | CIVIL WORKS | CIVIL WORKS | CIVIL WORKS | CIVIL WORKS | CIVIL WORKS | CIVIL WORKS | CIVIL WORKS | CIVIL WORKS | CIVIL WORKS | CIVIL WORKS | CIVIL WORKS | CIVIL WORKS | CIVIL WORKS | CIVIL WORKS | CIVIL WORKS | CIVIL WORKS | CIVIL WORKS | CIVIL WORKS | CIVIL WORKS | CIVIL WORKS | CIVIL WORKS | CIVIL WORKS | CIVIL WORKS | CIVIL WORKS | CIVIL WORKS | CIVIL WORKS | CIVIL WORKS | CIVIL WORKS | CIVIL WORKS | CIVIL WORKS | CIVIL WORKS | CIVIL WORKS | CIVIL WORKS | CIVIL WORKS | CIVIL WORKS | CIVIL WORKS | CIVIL WORKS | CIVIL WORKS | CIVIL WORKS | CIVIL WORKS | CIVIL WORKS | CIVIL WORKS | CIVIL WORKS | CIVIL WORKS | CIVIL WORKS | CIVIL WORKS | CIVIL WORKS | CIVIL WORKS | CIVIL WORKS | CIVIL WORKS | CIVIL WORKS | CIVIL WORKS | CIVIL WORKS | CIVIL WORKS | CIVIL WORKS | CIVIL WORKS | CIVIL WORKS | CIVIL WORKS | CIVIL WORKS | CIVIL WORKS | CIVIL WORKS | CIVIL WORKS | CIVIL WORKS | CIVIL WORKS | CIVIL WORKS | CIVIL WORKS | CIVIL WORKS | CIVIL WORKS | CIVIL WORKS | CIVIL WORKS | CIVIL WORKS | CIVIL WORKS | CIVIL WORKS | CIVIL WORKS | CIVIL WORKS | CIVIL WORKS | CIVIL WORKS | CIVIL WORKS | CIVIL WORKS | CIVIL WORKS | CIVIL WORKS | CIVIL WORKS | CIVIL WORKS | CIVIL WORKS | CIVIL WORKS | CIVIL WORKS | CIVIL WORKS | CIVIL WORKS | CIVIL WORKS | CIVIL WORKS | CIVIL WORKS | CIVIL WORKS | CIVIL WORKS | CIVIL WORKS | CIVIL WORKS | CIVIL WORKS | CIVIL WORKS | CIVIL WORKS | CIVIL WORKS | CIVIL WORKS | CIVIL WORKS | CIVIL WORKS | CIVIL WORKS | CIVIL WORKS | CIVIL WORKS | CIVIL WORKS | CIVIL WORKS | CIVIL WORKS | CIVIL WORKS | CIVIL WORKS | CIVIL WORKS | CIVIL WORKS | CIVIL WORKS | CIVIL WORKS | CIVIL WORKS | CIVIL WORKS | CIVIL WORKS | CIVIL WORKS | CIVIL WORKS | CIVIL WORKS | CIVIL WORKS | CIVIL WORKS | CIVIL WORKS | CIVIL WORKS | CIVIL WORKS | CIVIL WORKS | CIVIL WORKS | CIVIL WORKS | CIVIL WORKS | CIVIL WORKS | CIVIL WORKS | CIVIL WORKS | CIVIL WORKS | CIVIL WORKS | CIVIL WORKS | CIVIL WORKS | CIVIL WORKS | CIVIL WORKS | CIVIL WORKS | CIVIL WORKS | CIVIL WORKS | CIVIL WORKS | CIVIL WORKS | CIVIL WORKS | CIVIL WORKS | CIVIL WORKS | CIVIL WORKS | CIVIL WORKS | CIVIL WORKS | CIVIL WORKS | CIVIL WORKS | CIVIL WORKS | CIVIL WORKS | CIVIL WORKS | CIVIL WORKS | CIVIL WORKS | CIVIL WORKS | CIVIL WORKS | CIVIL WORKS | CIVIL WORKS | CIVIL WORKS | CIVIL WORKS | CIVIL WORKS | CIVIL WORKS | CIVIL WORKS | CIVIL WORKS | CIVIL WORKS | CIVIL WORKS | CIVIL WORKS | CIVIL WORKS | CIVIL WORKS | CIVIL WORKS | CIVIL WORKS | CIVIL WORKS | CIVIL WORKS | CIVIL WORKS | CIVIL WORKS | CIVIL WORKS | CIVIL WORKS | CIVIL WORKS | CIVIL WORKS | CIVIL WORKS | CIVIL WORKS | CIVIL WORKS | CIVIL WORKS | CIVIL WORKS | CIVIL WORKS | CIVIL WORKS | CIVIL WORKS | CIVIL WORKS | CIVIL WORKS | CIVIL WORKS | CIVIL WORKS | CIVIL WORKS | CIVIL WORKS | CIVIL WORKS | CIVIL WORKS | CIVIL WORKS | CIVIL WORKS | CIVIL WORKS | CIVIL WORKS | CIVIL WORKS | CIVIL WORKS | CIVIL WORKS | CIVIL WORKS | CIVIL WORKS | CIVIL WORKS | CIVIL WORKS | CIVIL WORKS | CIVIL WORKS | CIVIL WORKS | CIVIL WORKS | CIVIL WORKS | CIVIL WORKS | CIVIL WORKS | CIVIL WORKS | CIVIL WORKS | CIVIL WORKS | CIVIL WORKS | CIVIL WORKS | CIVIL WORKS | CIVIL WORKS | CIVIL WORKS | CIVIL WORKS | CIVIL WORKS | CIVIL WORKS | CIVIL WORKS | CIVIL WORKS | CIVIL WORKS | CIVIL WORKS | CIVIL WORKS | CIVIL WORKS | CIVIL WORKS | CIVIL WORKS | CIVIL WORKS | CIVIL WORKS | CIVIL WORKS | CIVIL WORKS | CIVIL WORKS | CIVIL WORKS | CIVIL WORKS | CIVIL WORKS | CIVIL WORKS | CIVIL WORKS | CIVIL WORKS | CIVIL WORKS | CIVIL WORKS | CIVIL WORKS | CIVIL WORKS | CIVIL WORKS | CIVIL WORKS | CIVIL WORKS | CIVIL WORKS | CIVIL WORKS | CIVIL WORKS | CIVIL WORKS | CIVIL WORKS | CIVIL WORKS | CIVIL WORKS | CIVIL WORKS | CIVIL WORKS | CIVIL WORKS | CIVIL WORKS | CIVIL WORKS | CIVIL WORKS | CIVIL WORKS | CIVIL WORKS | CIVIL WORKS | CIVIL WORKS | CIVIL WORKS | CIVIL WORKS | CIVIL WORKS | CIVIL WORKS | CIVIL WORKS | CIVIL WORKS | CIVIL WORKS | CIVIL WORKS | CIVIL WORKS | CIVIL WORKS | CIVIL WORKS | CIVIL WORKS | CIVIL WORKS | CIVIL WORKS | CIVIL WORKS | CIVIL WORKS | CIVIL WORKS | CIVIL WORKS | CIVIL WORKS | CIVIL WORKS | CIVIL WORKS | CIVIL WORKS | CIVIL WORKS | CIVIL WORKS | CIVIL WORKS | CIVIL WORKS | CIVIL WORKS | CIVIL WORKS | CIVIL WORKS | CIVIL WORKS | CIVIL WORKS | CIVIL WORKS | CIVIL WORKS | CIVIL WORKS | CIVIL WORKS | CIVIL WORKS | CIVIL WORKS | CIVIL WORKS | CIVIL WORKS | CIVIL WORKS | CIVIL WORKS | CIVIL WORKS | CIVIL WORKS | CIVIL WORKS | CIVIL WORKS | CIVIL WORKS | CIVIL WORKS | CIVIL WORKS | CIVIL WORKS | CIVIL WORKS | CIVIL WORKS | CIVIL WORKS | CIVIL WORKS | CIVIL WORKS | CIVIL WORKS | CIVIL WORKS | CIVIL WORKS | CIVIL WORKS | CIVIL WORKS | CIVIL WORKS | CIVIL WORKS | CIVIL WORKS | CIVIL WORKS | CIVIL WORKS | CIVIL WORKS | CIVIL WORKS | CIVIL WORKS | CIVIL WORKS | CIVIL WORKS | CIVIL WORKS | CIVIL WORKS | CIVIL WORKS | CIVIL WORKS | CIVIL WORKS | CIVIL WORKS | CIVIL WORKS | CIVIL WORKS | CIVIL WORKS | CIVIL WORKS | CIVIL WORKS | CIVIL WORKS | CIVIL WORKS | CIVIL WORKS | CIVIL WORKS | CIVIL WORKS | CIVIL WORKS | CIVIL WORKS | CIVIL WORKS | CIVIL WORKS | CIVIL WORKS | CIVIL WORKS | CIVIL WORKS | CIVIL WORKS | CIVIL WORKS | CIVIL WORKS | CIVIL WORKS | CIVIL WORKS | CIVIL WORKS | CIVIL WORKS | CIVIL WORKS | CIVIL WORKS | CIVIL WORKS | CIVIL WORKS | CIVIL WORKS | CIVIL WORKS | CIVIL WORKS | CIVIL WORKS | CIVIL WORKS | CIVIL WORKS | CIVIL WORKS | CIVIL WORKS | CIVIL WORKS | CIVIL WORKS | CIVIL WORKS | CIVIL WORKS | CIVIL WORKS | CIVIL WORKS | CIVIL WORKS | CIVIL WORKS | CIVIL WORKS | CIVIL WORKS | CIVIL WORKS | CIVIL WORKS | CIVIL WORKS | CIVIL WORKS | CIVIL WORKS | CIVIL WORKS | CIVIL WORKS | CIVIL WORKS | CIVIL WORKS | CIVIL WORKS | CIVIL WORKS | CIVIL WORKS | CIVIL WORKS | CIVIL WORKS | CIVIL WORKS | CIVIL WORKS | CIVIL WORKS | CIVIL WORKS | CIVIL WORKS | CIVIL WORKS | CIVIL WORKS | CIVIL WORKS | CIVIL WORKS | CIVIL WORKS | CIVIL WORKS | CIVIL WORKS | CIVIL WORKS | CIVIL WORKS | CIVIL WORKS | CIVIL WORKS | CIVIL WORKS | CIVIL WORKS | CIVIL WORKS | CIVIL WORKS | CIVIL WORKS | CIVIL WORKS | CIVIL WORKS | CIVIL WORKS | CIVIL WORKS | CIVIL WORKS | CIVIL WORKS | CIVIL WORKS | CIVIL WORKS | CIVIL WORKS | CIVIL WORKS | CIVIL WORKS | CIVIL WORKS | CIVIL WORKS | CIVIL WORKS | CIVIL WORKS | CIVIL WORKS | CIVIL WORKS | CIVIL WORKS | CIVIL WORKS | CIVIL WORKS | CIVIL WORKS | CIVIL WORKS | CIVIL WORKS | CIVIL WORKS | CIVIL WORKS | CIVIL WORKS | CIVIL WORKS | CIVIL WORKS | CIVIL WORKS | CIVIL WORKS | CIVIL WORKS | CIVIL WORKS | CIVIL WORKS | CIVIL WORKS | CIVIL WORKS | CIVIL WORKS | CIVIL WORKS | CIVIL WORKS | CIVIL WORKS | CIVIL WORKS | CIVIL WORKS | CIVIL WORKS | CIVIL WORKS | CIVIL WORKS | CIVIL WORKS | CIVIL WORKS | CIVIL WORKS | CIVIL WORKS | CIVIL WORKS | CIVIL WORKS | CIVIL WORKS | CIVIL WORKS | CIVIL WORKS | CIVIL WORKS | CIVIL WORKS | CIVIL WORKS | CIVIL WORKS | CIVIL WORKS | CIVIL WORKS | CIVIL WORKS | CIVIL WORKS | CIVIL WORKS | CIVIL WORKS | CIVIL WORKS | CIVIL WORKS | CIVIL WORKS | CIVIL WORKS | CIVIL WORKS | CIVIL WORKS | CIVIL WORKS | CIVIL WORKS | CIVIL WORKS | CIVIL WORKS | CIVIL WORKS | CIVIL WORKS | CIVIL WORKS | CIVIL WORKS | CIVIL WORKS | CIVIL WORKS | CIVIL WORKS | CIVIL WORKS | CIVIL WORKS | CIVIL WORKS | CIVIL WORKS | CIVIL WORKS | CIVIL WORKS | CIVIL WORKS | CIVIL WORKS | CIVIL WORKS | CIVIL WORKS | CIVIL WORKS | CIVIL WORKS | CIVIL WORKS | CIVIL WORKS | CIVIL WORKS | CIVIL WORKS | CIVIL WORKS | CIVIL WORKS | CIVIL WORKS | CIVIL WORKS | CIVIL WORKS | CIVIL WORKS | CIVIL WORKS | CIVIL WORKS | CIVIL WORKS | CIVIL WORKS | CIVIL WORKS | CIVIL WORKS | CIVIL WORKS | CIVIL WORKS | CIVIL WORKS | CIVIL WORKS | CIVIL WORKS | CIVIL WORKS | CIVIL WORKS | CIVIL WORKS | CIVIL WORKS | CIVIL WORKS | CIVIL WORKS | CIVIL WORKS | CIVIL WORKS | CIVIL WORKS | CIVIL WORKS | CIVIL WORKS | CIVIL WORKS | CIVIL WORKS | CIVIL WORKS | CIVIL WORKS | CIVIL WORKS | CIVIL WORKS | CIVIL WORKS | CIVIL WORKS | CIVIL WORKS | CIVIL WORKS | CIVIL WORKS | CIVIL WORKS | CIVIL WORKS | CIVIL WORKS | CIVIL WORKS | CIVIL WORKS | CIVIL WORKS | CIVIL WORKS | CIVIL WORKS | CIVIL WORKS | CIVIL WORKS | CIVIL WORKS | CIVIL WORKS | CIVIL WORKS | CIVIL WORKS | CIVIL WORKS | CIVIL WORKS | CIVIL WORKS | CIVIL WORKS | CIVIL WORKS | CIVIL WORKS | CIVIL WORKS | CIVIL WORKS | CIVIL WORKS | CIVIL WORKS | CIVIL WORKS | CIVIL WORKS | CIVIL WORKS | CIVIL WORKS | CIVIL WORKS | CIVIL WORKS | CIVIL WORKS | CIVIL WORKS | CIVIL WORKS | CIVIL WORKS | CIVIL WORKS | CIVIL WORKS | CIVIL WORKS | CIVIL WORKS | CIVIL WORKS | CIVIL WORKS | CIVIL WORKS | CIVIL WORKS | CIVIL WORKS | CIVIL WORKS | CIVIL WORKS | CIVIL WORKS | CIVIL WORKS | CIVIL WORKS | CIVIL WORKS | CIVIL WORKS | CIVIL WORKS | CIVIL WORKS | CIVIL WORKS | CIVIL WORKS | CIVIL WORKS | CIVIL WORKS | CIVIL WORKS | CIVIL WORKS | CIVIL WORKS | CIVIL WORKS | CIVIL WORKS | CIVIL WORKS | CIVIL WORKS | CIVIL WORKS | CIVIL WORKS | CIVIL WORKS | CIVIL WORKS | CIVIL WORKS | CIVIL WORKS | CIVIL WORKS | CIVIL WORKS | CIVIL WORKS | CIVIL WORKS | CIVIL WORKS | CIVIL WORKS | CIVIL WORKS | CIVIL WORKS | CIVIL WORKS | CIVIL WORKS | CIVIL WORKS | CIVIL WORKS | CIVIL WORKS | CIVIL WORKS | CIVIL WORKS | CIVIL WORKS | CIVIL WORKS | CIVIL WORKS | CIVIL WORKS | CIVIL WORKS | CIVIL WORKS | CIVIL WORKS | CIVIL WORKS | CIVIL WORKS | CIVIL WORKS | CIVIL WORKS | CIVIL WORKS | CIVIL WORKS | CIVIL WORKS | CIVIL WORKS | CIVIL WORKS | CIVIL WORKS | CIVIL WORKS | CIVIL WORKS | CIVIL WORKS | CIVIL WORKS | CIVIL WORKS | CIVIL WORKS | CIVIL WORKS | CIVIL WORKS | CIVIL WORKS | CIVIL WORKS | CIVIL WORKS | CIVIL WORKS | CIVIL WORKS | CIVIL WORKS | CIVIL WORKS | CIVIL WORKS | CIVIL WORKS | CIVIL WORKS | CIVIL WORKS | CIVIL WORKS | CIVIL WORKS | CIVIL WORKS | CIVIL WORKS | CIVIL WORKS | CIVIL WORKS | CIVIL WORKS | CIVIL WORKS | CIVIL WORKS | CIVIL WORKS | CIVIL WORKS | CIVIL WORKS | CIVIL WORKS | CIVIL WORKS | CIVIL WORKS | CIVIL WORKS | CIVIL WORKS | CIVIL WORKS | CIVIL WORKS | CIVIL WORKS | CIVIL WORKS | CIVIL WORKS | CIVIL WORKS | CIVIL WORKS | CIVIL WORKS | CIVIL WORKS | CIVIL WORKS | CIVIL WORKS | CIVIL WORKS | CIVIL WORKS | CIVIL WORKS | CIVIL WORKS | CIVIL WORKS | CIVIL WORKS | CIVIL WORKS | CIVIL WORKS | CIVIL WORKS | CIVIL WORKS | CIVIL WORKS | CIVIL WORKS | CIVIL WORKS | CIVIL WORKS | CIVIL WORKS | CIVIL WORKS | CIVIL WORKS | CIVIL WORKS | CIVIL WORKS | CIVIL WORKS | CIVIL WORKS | CIVIL WORKS | CIVIL WORKS | CIVIL WORKS | CIVIL WORKS | CIVIL WORKS | CIVIL WORKS | CIVIL WORKS | CIVIL WORKS | CIVIL WORKS | CIVIL WORKS | CIVIL WORKS | CIVIL WORKS | CIVIL WORKS | CIVIL WORKS | CIVIL WORKS | CIVIL WORKS | CIVIL WORKS | CIVIL WORKS | CIVIL WORKS | CIVIL WORKS | CIVIL WORKS | CIVIL WORKS | CIVIL WORKS | CIVIL WORKS | CIVIL WORKS | CIVIL WORKS | CIVIL WORKS | CIVIL WORKS | CIVIL WORKS | CIVIL WORKS | CIVIL WORKS | CIVIL WORKS | CIVIL WORKS | CIVIL WORKS | CIVIL WORKS | CIVIL WORKS | CIVIL WORKS | CIVIL WORKS | CIVIL WORKS | CIVIL WORKS | CIVIL WORKS | CIVIL WORKS | CIVIL WORKS | CIVIL WORKS | CIVIL WORKS | CIVIL WORKS | CIVIL WORKS | CIVIL WORKS | CIVIL WORKS | CIVIL WORKS | CIVIL WORKS | CIVIL WORKS | CIVIL WORKS | CIVIL WORKS | CIVIL WORKS | CIVIL WORKS | CIVIL WORKS | CIVIL WORKS | CIVIL WORKS | CIVIL WORKS | CIVIL WORKS | CIVIL WORKS | CIVIL WORKS | CIVIL WORKS | CIVIL WORKS | CIVIL WORKS | CIVIL WORKS | CIVIL WORKS | CIVIL WORKS | CIVIL WORKS | CIVIL WORKS | CIVIL WORKS | CIVIL WORKS | CIVIL WORKS | CIVIL WORKS | CIVIL WORKS | CIVIL WORKS | CIVIL WORKS | CIVIL WORKS | CIVIL WORKS | CIVIL WORKS | CIVIL WORKS | CIVIL WORKS | CIVIL WORKS | CIVIL WORKS | CIVIL WORKS | CIVIL WORKS | CIVIL WORKS | CIVIL WORKS | CIVIL WORKS | CIVIL WORKS | CIVIL WORKS | CIVIL WORKS | CIVIL WORKS | CIVIL WORKS | CIVIL WORKS | CIVIL WORKS | CIVIL WORKS | CIVIL WORKS | CIVIL WORKS | CIVIL WORKS | CIVIL WORKS | CIVIL WORKS | CIVIL WORKS | CIVIL WORKS | CIVIL WORKS | CIVIL WORKS | CIVIL WORKS | CIVIL WORKS | CIVIL WORKS | CIVIL WORKS | CIVIL WORKS | CIVIL WORKS | CIVIL WORKS | CIVIL WORKS | CIVIL WORKS | CIVIL WORKS | CIVIL WORKS | CIVIL WORKS | CIVIL WORKS | CIVIL WORKS | CIVIL WORKS | CIVIL WORKS | CIVIL WORKS | CIVIL WORKS | CIVIL WORKS | CIVIL WORKS | CIVIL WORKS | CIVIL WORKS | CIVIL WORKS | CIVIL WORKS | CIVIL WORKS | CIVIL WORKS | CIVIL WORKS | CIVIL WORKS | CIVIL WORKS | CIVIL WORKS | CIVIL WORKS | CIVIL WORKS | CIVIL WORKS | CIVIL WORKS | CIVIL WORKS | CIVIL WORKS | CIVIL WORKS | CIVIL WORKS | CIVIL WORKS | CIVIL WORKS | CIVIL WORKS | CIVIL WORKS | CIVIL WORKS | CIVIL WORKS | CIVIL WORKS | CIVIL WORKS | CIVIL WORKS | CIVIL WORKS | CIVIL WORKS | CIVIL WORKS | CIVIL WORKS | CIVIL WORKS | CIVIL WORKS | CIVIL WORKS | CIVIL WORKS | CIVIL WORKS | CIVIL WORKS | CIVIL WORKS | CIVIL WORKS | CIVIL WORKS | CIVIL WORKS | CIVIL WORKS | CIVIL WORKS | CIVIL WORKS | CIVIL WORKS | CIVIL WORKS | CIVIL WORKS | CIVIL WORKS | CIVIL WORKS | CIVIL WORKS | CIVIL WORKS | CIVIL WORKS | CIVIL WORKS | CIVIL WORKS | CIVIL WORKS | CIVIL WORKS | CIVIL WORKS | CIVIL WORKS | CIVIL WORKS | CIVIL WORKS | CIVIL WORKS | CIVIL WORKS | CIVIL WORKS | CIVIL WORKS | CIVIL WORKS | CIVIL WORKS | CIVIL WORKS | CIVIL WORKS | CIVIL WORKS | CIVIL WORKS | CIVIL WORKS | CIVIL WORKS | CIVIL WORKS | CIVIL WORKS | CIVIL WORKS | CIVIL WORKS | CIVIL WORKS | CIVIL WORKS | CIVIL WORKS | CIVIL WORKS | CIVIL WORKS | CIVIL WORKS | CIVIL WORKS | CIVIL WORKS | CIVIL WORKS | CIVIL WORKS | CIVIL WORKS | CIVIL WORKS | CIVIL WORKS | CIVIL WORKS | CIVIL WORKS | CIVIL WORKS | CIVIL WORKS | CIVIL WORKS | CIVIL WORKS | CIVIL WORKS | CIVIL WORKS | CIVIL WORKS | CIVIL WORKS | CIVIL WORKS | CIVIL WORKS | CIVIL WORKS | CIVIL WORKS | CIVIL WORKS | CIVIL WORKS | CIVIL WORKS | CIVIL WORKS | CIVIL WORKS | CIVIL WORKS | CIVIL WORKS | CIVIL WORKS | CIVIL WORKS | CIVIL WORKS | CIVIL WORKS | CIVIL WORKS | CIVIL WORKS | CIVIL WORKS | CIVIL WORKS | CIVIL WORKS | CIVIL WORKS | CIVIL WORKS | CIVIL WORKS | CIVIL WORKS | CIVIL WORKS | CIVIL WORKS | CIVIL WORKS | CIVIL WORKS | CIVIL WORKS | CIVIL WORKS | CIVIL WORKS | CIVIL WORKS | CIVIL WORKS | CIVIL WORKS | CIVIL WORKS | CIVIL WORKS | CIVIL WORKS | CIVIL WORKS | CIVIL WORKS | CIVIL WORKS | CIVIL WORKS | CIVIL WORKS | CIVIL WORKS | CIVIL WORKS | CIVIL WORKS | CIVIL WORKS | CIVIL WORKS | CIVIL WORKS | CIVIL WORKS | CIVIL WORKS | CIVIL WORKS | CIVIL WORKS | CIVIL WORKS | CIVIL WORKS | CIVIL WORKS | CIVIL WORKS | CIVIL WORKS | CIVIL WORKS | CIVIL WORKS | CIVIL WORKS | CIVIL WORKS | CIVIL WORKS | CIVIL WORKS | CIVIL WORKS | CIVIL WORKS | CIVIL WORKS | CIVIL WORKS | CIVIL WORKS | CIVIL WORKS | CIVIL WORKS | CIVIL WORKS | CIVIL WORKS | CIVIL WORKS | CIVIL WORKS | CIVIL WORKS | CIVIL WORKS | CIVIL WORKS | CIVIL WORKS | CIVIL WORKS | CIVIL WORKS | CIVIL WORKS | CIVIL WORKS | CIVIL WORKS | CIVIL WORKS | CIVIL WORKS | CIVIL WORKS | CIVIL WORKS | CIVIL WORKS | CIVIL WORKS | CIVIL WORKS | CIVIL WORKS | CIVIL WORKS | CIVIL WORKS | CIVIL WORKS | CIVIL WORKS | CIVIL WORKS | CIVIL WORKS | CIVIL WORKS | CIVIL WORKS | CIVIL WORKS | CIVIL WORKS | CIVIL WORKS | CIVIL WORKS | CIVIL WORKS | CIVIL WORKS | CIVIL WORKS | CIVIL WORKS | CIVIL WORKS | CIVIL WORKS | CIVIL WORKS | CIVIL WORKS | CIVIL WORKS | CIVIL WORKS | CIVIL WORKS | CIVIL WORKS | CIVIL WORKS | CIVIL WORKS | CIVIL WORKS | CIVIL WORKS | CIVIL WORKS | CIVIL WORKS | CIVIL WORKS | CIVIL WORKS | CIVIL WORKS | CIVIL WORKS | CIVIL WORKS | CIVIL WORKS | CIVIL WORKS | CIVIL WORKS | CIVIL WORKS | CIVIL WORKS | CIVIL WORKS | CIVIL WORKS | CIVIL WORKS | CIVIL WORKS | CIVIL WORKS | CIVIL WORKS | CIVIL WORKS | CIVIL WORKS | CIVIL WORKS | CIVIL WORKS | CIVIL WORKS | CIVIL WORKS | CIVIL WORKS | CIVIL WORKS | CIVIL WORKS | CIVIL WORKS | CIVIL WORKS | CIVIL WORKS | CIVIL WORKS | CIVIL WORKS | CIVIL WORKS | CIVIL WORKS | CIVIL WORKS | CIVIL WORKS | CIVIL WORKS | CIVIL WORKS | CIVIL WORKS | CIVIL WORKS | CIVIL WORKS | CIVIL WORKS | CIVIL WORKS | CIVIL WORKS | CIVIL WORKS | CIVIL WORKS | CIVIL WORKS | CIVIL WORKS | CIVIL WORKS | CIVIL WORKS | CIVIL WORKS | CIVIL WORKS | CIVIL WORKS | CIVIL WORKS | CIVIL WORKS | CIVIL WORKS | CIVIL WORKS | CIVIL WORKS | CIVIL WORKS | CIVIL WORKS | CIVIL WORKS | CIVIL WORKS | CIVIL WORKS | CIVIL WORKS | CIVIL WORKS | CIVIL WORKS | CIVIL WORKS | CIVIL WORKS | CIVIL WORKS | CIVIL WORKS | CIVIL WORKS | CIVIL WORKS | CIVIL WORKS | CIVIL WORKS | CIVIL WORKS | CIVIL WORKS | CIVIL WORKS | CIVIL WORKS | CIVIL WORKS | CIVIL WORKS | CIVIL WORKS | CIVIL WORKS | CIVIL WORKS | CIVIL WORKS | CIVIL WORKS | CIVIL WORKS | CIVIL WORKS | CIVIL WORKS | CIVIL WORKS | CIVIL WORKS | CIVIL WORKS | CIVIL WORKS | CIVIL WORKS | CIVIL WORKS | CIVIL WORKS | CIVIL WORKS | CIVIL WORKS | CIVIL WORKS | CIVIL WORKS | CIVIL WORKS | CIVIL WORKS | CIVIL WORKS | CIVIL WORKS | CIVIL WORKS | CIVIL WORKS | CIVIL WORKS | CIVIL WORKS | CIVIL WORKS | CIVIL WORKS | CIVIL WORKS | CIVIL WORKS | CIVIL WORKS | CIVIL WORKS | CIVIL WORKS | CIVIL WORKS | CIVIL WORKS | CIVIL WORKS | CIVIL WORKS | CIVIL WORKS | CIVIL WORKS | CIVIL WORKS | CIVIL WORKS | CIVIL WORKS | CIVIL WORKS | CIVIL WORKS | CIVIL WORKS | CIVIL WORKS | CIVIL WORKS | CIVIL WORKS | CIVIL WORKS | CIVIL WORKS | CIVIL WORKS | CIVIL WORKS | CIVIL WORKS | CIVIL WORKS | CIVIL WORKS | CIVIL WORKS | CIVIL WORKS | CIVIL WORKS | CIVIL WORKS | CIVIL WORKS | CIVIL WORKS | CIVIL WORKS | CIVIL WORKS | CIVIL WORKS | CIVIL WORKS | CIVIL WORKS | CIVIL WORKS | CIVIL WORKS | CIVIL WORKS | CIVIL WORKS | CIVIL WORKS | CIVIL WORKS | CIVIL WORKS | CIVIL WORKS | CIVIL WORKS | CIVIL WORKS | CIVIL WORKS | CIVIL WORKS | CIVIL WORKS | CIVIL WORKS | CIVIL WORKS | CIVIL WORKS | CIVIL WORKS | CIVIL WORKS | CIVIL WORKS | CIVIL WORKS | CIVIL WORKS | CIVIL WORKS | CIVIL WORKS | CIVIL WORKS | CIVIL WORKS | CIVIL WORKS | CIVIL WORKS | CIVIL WORKS | CIVIL WORKS | CIVIL WORKS | CIVIL WORKS | CIVIL WORKS | CIVIL WORKS | CIVIL WORKS | CIVIL WORKS | CIVIL WORKS | CIVIL WORKS | CIVIL WORKS | CIVIL WORKS | CIVIL WORKS | CIVIL WORKS | CIVIL WORKS | CIVIL WORKS | CIVIL WORKS | CIVIL WORKS | CIVIL WORKS | CIVIL WORKS | CIVIL WORKS | CIVIL WORKS | CIVIL WORKS | CIVIL WORKS | CIVIL WORKS | CIVIL WORKS | CIVIL WORKS | CIVIL WORKS | CIVIL WORKS | CIVIL WORKS | CIVIL WORKS | CIVIL WORKS | CIVIL WORKS | CIVIL WORKS | CIVIL WORKS | CIVIL WORKS | CIVIL WORKS | CIVIL WORKS | CIVIL WORKS | CIVIL WORKS | CIVIL WORKS | CIVIL WORKS | CIVIL WORKS | CIVIL WORKS | CIVIL WORKS | CIVIL WORKS | CIVIL WORKS | CIVIL WORKS | CIVIL WORKS | CIVIL WORKS | CIVIL WORKS | CIVIL WORKS | CIVIL WORKS | CIVIL WORKS | CIVIL WORKS | CIVIL WORKS | CIVIL WORKS | CIVIL WORKS | CIVIL WORKS | CIVIL WORKS | CIVIL WORKS | CIVIL WORKS | CIVIL WORKS | CIVIL WORKS | CIVIL WORKS | CIVIL WORKS | CIVIL WORKS | CIVIL WORKS | CIVIL WORKS | CIVIL WORKS | CIVIL WORKS | CIVIL WORKS | CIVIL WORKS | CIVIL WORKS | CIVIL WORKS | CIVIL WORKS | CIVIL WORKS | CIVIL WORKS | CIVIL WORKS | CIVIL WORKS | CIVIL WORKS | CIVIL WORKS | CIVIL WORKS | CIVIL WORKS | CIVIL WORKS | CIVIL WORKS | CIVIL WORKS | CIVIL WORKS | CIVIL WORKS | CIVIL WORKS | CIVIL WORKS | CIVIL WORKS | CIVIL WORKS | CIVIL WORKS | CIVIL WORKS | CIVIL WORKS | CIVIL WORKS | CIVIL WORKS | CIVIL WORKS | CIVIL WORKS | CIVIL WORKS | CIVIL WORKS | CIVIL WORKS | CIVIL WORKS | CIVIL WORKS | CIVIL WORKS | CIVIL WORKS | CIVIL WORKS | CIVIL WORKS | CIVIL WORKS | CIVIL WORKS | CIVIL WORKS | CIVIL WORKS | CIVIL WORKS | CIVIL WORKS | CIVIL WORKS | CIVIL WORKS | CIVIL WORKS | CIVIL WORKS | CIVIL WORKS | CIVIL WORKS | CIVIL WORKS | CIVIL WORKS | CIVIL WORKS | CIVIL WORKS | CIVIL WORKS | CIVIL WORKS | CIVIL WORKS | CIVIL WORKS | CIVIL WORKS | CIVIL WORKS | CIVIL WORKS | CIVIL WORKS | CIVIL WORKS | CIVIL WORKS | CIVIL WORKS | CIVIL WORKS | CIVIL WORKS | CIVIL WORKS | CIVIL WORKS | CIVIL WORKS | CIVIL WORKS | CIVIL WORKS | CIVIL WORKS | CIVIL WORKS | CIVIL WORKS | CIVIL WORKS | CIVIL WORKS | CIVIL WORKS | CIVIL WORKS | CIVIL WORKS | CIVIL WORKS | CIVIL WORKS | CIVIL WORKS | CIVIL WORKS | CIVIL WORKS | CIVIL WORKS | CIVIL WORKS | CIVIL WORKS | CIVIL WORKS | CIVIL WORKS | CIVIL WORKS | CIVIL WORKS | CIVIL WORKS | CIVIL WORKS | CIVIL WORKS | CIVIL WORKS | CIVIL WORKS | CIVIL WORKS | CIVIL WORKS | CIVIL WORKS | CIVIL WORKS | CIVIL WORKS | CIVIL WORKS | CIVIL WORKS | CIVIL WORKS | CIVIL WORKS | CIVIL WORKS | CIVIL WORKS | CIVIL WORKS | CIVIL WORKS | CIVIL WORKS | CIVIL WORKS | CIVIL WORKS | CIVIL WORKS | CIVIL WORKS | CIVIL WORKS | CIVIL WORKS | CIVIL WORKS | CIVIL WORKS | CIVIL WORKS | CIVIL WORKS | CIVIL WORKS | CIVIL WORKS | CIVIL WORKS | CIVIL WORKS | CIVIL WORKS | CIVIL WORKS | CIVIL WORKS | CIVIL WORKS | CIVIL WORKS | CIVIL WORKS | CIVIL WORKS | CIVIL WORKS | CIVIL WORKS | CIVIL WORKS | CIVIL WORKS | CIVIL WORKS | CIVIL WORKS | CIVIL WORKS | CIVIL WORKS | CIVIL WORKS | CIVIL WORKS | CIVIL WORKS | CIVIL WORKS | CIVIL WORKS | CIVIL WORKS | CIVIL WORKS | CIVIL WORKS | CIVIL WORKS | CIVIL WORKS | CIVIL WORKS | CIVIL WORKS | CIVIL WORKS | CIVIL WORKS | CIVIL WORKS | CIVIL WORKS | CIVIL WORKS | CIVIL WORKS | CIVIL WORKS | CIVIL WORKS | CIVIL WORKS | CIVIL WORKS | CIVIL WORKS | CIVIL WORKS | CIVIL WORKS | CIVIL WORKS | CIVIL WORKS | CIVIL WORKS | CIVIL WORKS | CIVIL WORKS | CIVIL WORKS | CIVIL WORKS | CIVIL WORKS | CIVIL WORKS | CIVIL WORKS | CIVIL WORKS | CIVIL WORKS | CIVIL WORKS | CIVIL WORKS | CIVIL WORKS | CIVIL WORKS | CIVIL WORKS | CIVIL WORKS | CIVIL WORKS | CIVIL WORKS | CIVIL WORKS | CIVIL WORKS | CIVIL WORKS | CIVIL WORKS | CIVIL WORKS | CIVIL WORKS | CIVIL WORKS | CIVIL WORKS | CIVIL WORKS | CIVIL WORKS | CIVIL WORKS | CIVIL WORKS | CIVIL WORKS | CIVIL WORKS | CIVIL WORKS | CIVIL WORKS | CIVIL WORKS | CIVIL WORKS | CIVIL WORKS | CIVIL WORKS | CIVIL WORKS | CIVIL WORKS | CIVIL WORKS | CIVIL WORKS | CIVIL WORKS | CIVIL WORKS | CIVIL WORKS | CIVIL WORKS | CIVIL WORKS | CIVIL WORKS | CIVIL WORKS | CIVIL WORKS | CIVIL WORKS | CIVIL WORKS | CIVIL WORKS | CIVIL WORKS | CIVIL WORKS | CIVIL WORKS | CIVIL WORKS | CIVIL WORKS | CIVIL WORKS | CIVIL WORKS | CIVIL WORKS | CIVIL WORKS | CIVIL WORKS | CIVIL WORKS | CIVIL WORKS | CIVIL WORKS | CIVIL WORKS | CIVIL WORKS | CIVIL WORKS | CIVIL WORKS | CIVIL WORKS | CIVIL WORKS | CIVIL WORKS | CIVIL WORKS | CIVIL WORKS | CIVIL WORKS | CIVIL WORKS | CIVIL WORKS | CIVIL WORKS | CIVIL WORKS | CIVIL WORKS | CIVIL WORKS | CIVIL WORKS | CIVIL WORKS | CIVIL WORKS | CIVIL WORKS | CIVIL WORKS | CIVIL WORKS | CIVIL WORKS | CIVIL WORKS | CIVIL WORKS | CIVIL WORKS | CIVIL WORKS | CIVIL WORKS | CIVIL WORKS | CIVIL WORKS | CIVIL WORKS | CIVIL WORKS | CIVIL WORKS | CIVIL WORKS | CIVIL WORKS | CIVIL WORKS | CIVIL WORKS | CIVIL WORKS | CIVIL WORKS | CIVIL WORKS | CIVIL WORKS | CIVIL WORKS | CIVIL WORKS | CIVIL WORKS | CIVIL WORKS | CIVIL WORKS | CIVIL WORKS | CIVIL WORKS | CIVIL WORKS | CIVIL WORKS | CIVIL WORKS | CIVIL WORKS | CIVIL WORKS | CIVIL WORKS | CIVIL WORKS | CIVIL WORKS | CIVIL WORKS | CIVIL WORKS | CIVIL WORKS | CIVIL WORKS | CIVIL WORKS | CIVIL WORKS | CIVIL WORKS | CIVIL WORKS | CIVIL WORKS | CIVIL WORKS | CIVIL WORKS | CIVIL WORKS | CIVIL WORKS | CIVIL WORKS | CIVIL WORKS | CIVIL WORKS | CIVIL WORKS | CIVIL WORKS | CIVIL WORKS | CIVIL WORKS | CIVIL WORKS | CIVIL WORKS | CIVIL WORKS | CIVIL WORKS | CIVIL WORKS | CIVIL WORKS | CIVIL WORKS | CIVIL WORKS | CIVIL WORKS | CIVIL WORKS | CIVIL WORKS | CIVIL WORKS | CIVIL WORKS | CIVIL WORKS | CIVIL WORKS | CIVIL WORKS | CIVIL WORKS | CIVIL WORKS | CIVIL WORKS | CIVIL WORKS | CIVIL WORKS | CIVIL WORKS | CIVIL WORKS | CIVIL WORKS | CIVIL WORKS | CIVIL WORKS | CIVIL WORKS | CIVIL WORKS | CIVIL WORKS | CIVIL WORKS | CIVIL WORKS | CIVIL WORKS | CIVIL WORKS | CIVIL WORKS | CIVIL WORKS | CIVIL WORKS | CIVIL WORKS | CIVIL WORKS | CIVIL WORKS | CIVIL WORKS | CIVIL WORKS | CIVIL WORKS | CIVIL WORKS | CIVIL WORKS | CIVIL WORKS | CIVIL WORKS | CIVIL WORKS | CIVIL WORKS | CIVIL WORKS | CIVIL WORKS | CIVIL WORKS | CIVIL WORKS | CIVIL WORKS | CIVIL WORKS | CIVIL WORKS | CIVIL WORKS | CIVIL WORKS | CIVIL WORKS | CIVIL WORKS | CIVIL WORKS | CIVIL WORKS | CIVIL WORKS | CIVIL WORKS | CIVIL WORKS | CIVIL WORKS | CIVIL WORKS | CIVIL WORKS | CIVIL WORKS | CIVIL WORKS | CIVIL WORKS | CIVIL WORKS | CIVIL WORKS | CIVIL WORKS | CIVIL WORKS | CIVIL WORKS | CIVIL WORKS | CIVIL WORKS | CIVIL WORKS | CIVIL WORKS | CIVIL WORKS | CIVIL WORKS | CIVIL WORKS | CIVIL WORKS | CIVIL WORKS | CIVIL WORKS | CIVIL WORKS | CIVIL WORKS | CIVIL WORKS | CIVIL WORKS | CIVIL WORKS | CIVIL WORKS | CIVIL WORKS | CIVIL WORKS | CIVIL WORKS | CIVIL WORKS | CIVIL WORKS | CIVIL WORKS | CIVIL WORKS | CIVIL WORKS | CIVIL WORKS | CIVIL WORKS | CIVIL WORKS | CIVIL WORKS | CIVIL WORKS | CIVIL WORKS | CIVIL WORKS | CIVIL WORKS | CIVIL WORKS | CIVIL WORKS | CIVIL WORKS | CIVIL WORKS | CIVIL WORKS | CIVIL WORKS | CIVIL WORKS | CIVIL WORKS | CIVIL WORKS | CIVIL WORKS | CIVIL WORKS | CIVIL WORKS | CIVIL WORKS | CIVIL WORKS | CIVIL WORKS | CIVIL WORKS | CIVIL WORKS | CIVIL WORKS | CIVIL WORKS | CIVIL WORKS | CIVIL WORKS | CIVIL WORKS | CIVIL WORKS | CIVIL WORKS | CIVIL WORKS | CIVIL WORKS | CIVIL WORKS | CIVIL WORKS | CIVIL WORKS | CIVIL WORKS | CIVIL WORKS | CIVIL WORKS | CIVIL WORKS | CIVIL WORKS | CIVIL WORKS | CIVIL WORKS | CIVIL WORKS | CIVIL WORKS | CIVIL WORKS | CIVIL WORKS | CIVIL WORKS | CIVIL WORKS | CIVIL WORKS | CIVIL WORKS | CIVIL WORKS | CIVIL WORKS | CIVIL WORKS | CIVIL WORKS | CIVIL WORKS | CIVIL WORKS | CIVIL WORKS | CIVIL WORKS | CIVIL WORKS | CIVIL WORKS | CIVIL WORKS | CIVIL WORKS | CIVIL WORKS | CIVIL WORKS | CIVIL WORKS | CIVIL WORKS | CIVIL WORKS | CIVIL WORKS | CIVIL WORKS | CIVIL WORKS | CIVIL WORKS | CIVIL WORKS | CIVIL WORKS | CIVIL WORKS | CIVIL WORKS | CIVIL WORKS | CIVIL WORKS | CIVIL WORKS | CIVIL WORKS | CIVIL WORKS | CIVIL WORKS | CIVIL WORKS | CIVIL WORKS | CIVIL WORKS | CIVIL WORKS | CIVIL WORKS | CIVIL WORKS | CIVIL WORKS | CIVIL WORKS | CIVIL WORKS | CIVIL WORKS | CIVIL WORKS | CIVIL WORKS | CIVIL WORKS | CIVIL WORKS | CIVIL WORKS | CIVIL WORKS | CIVIL WORKS | CIVIL WORKS | CIVIL WORKS | CIVIL WORKS | CIVIL WORKS | CIVIL WORKS | CIVIL WORKS | CIVIL WORKS | CIVIL WORKS | CIVIL WORKS | CIVIL WORKS | CIVIL WORKS | CIVIL WORKS | CIVIL WORKS | CIVIL WORKS | CIVIL WORKS | CIVIL WORKS | CIVIL WORKS | CIVIL WORKS | CIVIL WORKS | CIVIL WORKS | CIVIL WORKS | CIVIL WORKS | CIVIL WORKS | CIVIL WORKS | CIVIL WORKS | CIVIL WORKS | CIVIL WORKS | CIVIL WORKS | CIVIL WORKS | CIVIL WORKS | CIVIL WORKS | CIVIL WORKS | CIVIL WORKS | CIVIL WORKS | CIVIL WORKS | CIVIL WORKS | CIVIL WORKS | CIVIL WORKS | CIVIL WORKS | CIVIL WORKS | CIVIL WORKS | CIVIL WORKS | CIVIL WORKS | CIVIL WORKS | CIVIL WORKS | CIVIL WORKS | CIVIL WORKS | CIVIL WORKS | CIVIL WORKS | CIVIL WORKS | CIVIL WORKS | CIVIL WORKS | CIVIL WORKS | CIVIL WORKS | CIVIL WORKS | CIVIL WORKS | CIVIL WORKS | CIVIL WORKS | CIVIL WORKS | CIVIL WORKS | CIVIL WORKS | CIVIL WORKS | CIVIL WORKS | CIVIL WORKS | CIVIL WORKS | CIVIL WORKS | CIVIL WORKS | CIVIL WORKS | CIVIL WORKS | CIVIL WORKS | CIVIL WORKS | CIVIL WORKS | CIVIL WORKS | CIVIL WORKS | CIVIL WORKS | CIVIL WORKS | CIVIL WORKS | CIVIL WORKS | CIVIL WORKS | CIVIL WORKS | CIVIL WORKS | CIVIL WORKS | CIVIL WORKS | CIVIL WORKS | CIVIL WORKS | CIVIL WORKS | CIVIL WORKS | CIVIL WORKS | CIVIL WORKS | CIVIL WORKS | CIVIL WORKS | CIVIL WORKS | CIVIL WORKS | CIVIL WORKS | CIVIL WORKS | CIVIL WORKS | CIVIL WORKS | CIVIL WORKS | CIVIL WORKS | CIVIL WORKS | CIVIL WORKS | CIVIL WORKS | CIVIL WORKS | CIVIL WORKS | CIVIL WORKS | CIVIL WORKS | CIVIL WORKS | CIVIL WORKS | CIVIL WORKS | CIVIL WORKS | CIVIL WORKS | CIVIL WORKS | CIVIL WORKS | CIVIL WORKS | CIVIL WORKS | CIVIL WORKS | CIVIL WORKS | CIVIL WORKS | CIVIL WORKS | CIVIL WORKS | CIVIL WORKS | CIVIL WORKS | CIVIL WORKS | CIVIL WORKS | CIVIL WORKS | CIVIL WORKS | CIVIL WORKS | CIVIL WORKS | CIVIL WORKS | CIVIL WORKS | CIVIL WORKS | CIVIL WORKS | CIVIL WORKS | CIVIL WORKS | CIVIL WORKS | CIVIL WORKS | CIVIL WORKS | CIVIL WORKS | CIVIL WORKS | CIVIL WORKS | CIVIL WORKS | CIVIL WORKS | CIVIL WORKS | CIVIL WORKS | CIVIL WORKS | CIVIL WORKS | CIVIL WORKS | CIVIL WORKS | CIVIL WORKS | CIVIL WORKS | CIVIL WORKS | CIVIL WORKS | CIVIL WORKS | CIVIL WORKS | CIVIL WORKS | CIVIL WORKS | CIVIL WORKS | CIVIL WORKS | CIVIL WORKS | CIVIL WORKS | CIVIL WORKS | CIVIL WORKS | CIVIL WORKS | CIVIL WORKS | CIVIL WORKS | CIVIL WORKS | CIVIL WORKS | CIVIL WORKS | CIVIL WORKS | CIVIL WORKS | CIVIL WORKS | CIVIL WORKS | CIVIL WORKS | CIVIL WORKS | CIVIL WORKS | CIVIL WORKS | CIVIL WORKS | CIVIL WORKS | CIVIL WORKS | CIVIL WORKS | CIVIL WORKS | CIVIL WORKS | CIVIL WORKS | CIVIL WORKS | CIVIL WORKS | CIVIL WORKS | CIVIL WORKS | CIVIL WORKS | CIVIL WORKS | CIVIL WORKS | CIVIL WORKS | CIVIL WORKS | CIVIL WORKS | CIVIL WORKS | CIVIL WORKS | CIVIL WORKS | CIVIL WORKS | CIVIL WORKS | CIVIL WORKS | CIVIL WORKS | CIVIL WORKS | CIVIL WORKS | CIVIL WORKS | CIVIL WORKS | CIVIL WORKS | CIVIL WORKS | CIVIL WORKS | CIVIL WORKS | CIVIL WORKS | CIVIL WORKS | CIVIL WORKS | CIVIL WORKS | CIVIL WORKS | CIVIL WORKS | CIVIL WORKS | CIVIL WORKS | CIVIL WORKS | CIVIL WORKS | CIVIL WORKS | CIVIL WORKS | CIVIL WORKS | CIVIL WORKS | CIVIL WORKS | CIVIL WORKS | CIVIL WORKS | CIVIL WORKS | CIVIL WORKS | CIVIL WORKS | CIVIL WORKS | CIVIL WORKS | CIVIL WORKS | CIVIL WORKS | CIVIL WORKS | CIVIL WORKS | CIVIL WORKS | CIVIL WORKS | CIVIL WORKS | CIVIL WORKS | CIVIL WORKS | CIVIL WORKS | CIVIL WORKS | CIVIL WORKS | CIVIL WORKS | CIVIL WORKS | CIVIL WORKS | CIVIL WORKS | CIVIL WORKS | CIVIL WORKS | CIVIL WORKS | CIVIL WORKS | CIVIL WORKS | CIVIL WORKS | CIVIL WORKS | CIVIL WORKS | CIVIL WORKS | CIVIL WORKS | CIVIL WORKS | CIVIL WORKS | CIVIL WORKS | CIVIL WORKS | CIVIL WORKS | CIVIL WORKS | CIVIL WORKS | CIVIL WORKS | CIVIL WORKS | CIVIL WORKS | CIVIL WORKS | CIVIL WORKS | CIVIL WORKS | CIVIL WORKS | CIVIL WORKS | CIVIL WORKS | CIVIL WORKS | CIVIL WORKS | CIVIL WORKS | CIVIL WORKS | CIVIL WORKS | CIVIL WORKS | CIVIL WORKS | CIVIL WORKS | CIVIL WORKS | CIVIL WORKS | CIVIL WORKS | CIVIL WORKS | CIVIL WORKS | CIVIL WORKS | CIVIL WORKS | CIVIL WORKS | CIVIL WORKS | CIVIL WORKS | CIVIL WORKS | CIVIL WORKS | CIVIL WORKS | CIVIL WORKS | CIVIL WORKS | CIVIL WORKS | CIVIL WORKS | CIVIL WORKS | CIVIL WORKS | CIVIL WORKS | CIVIL WORKS | CIVIL WORKS | CIVIL WORKS | CIVIL WORKS | CIVIL WORKS | CIVIL WORKS | CIVIL WORKS | CIVIL WORKS | CIVIL WORKS | CIVIL WORKS | CIVIL WORKS | CIVIL WORKS | CIVIL WORKS | CIVIL WORKS | CIVIL WORKS | CIVIL WORKS | CIVIL WORKS | CIVIL WORKS | CIVIL WORKS | CIVIL WORKS | CIVIL WORKS | CIVIL WORKS | CIVIL WORKS | CIVIL WORKS | CIVIL WORKS | CIVIL WORKS | CIVIL WORKS | CIVIL WORKS | CIVIL WORKS | CIVIL WORKS | CIVIL WORKS | CIVIL WORKS | CIVIL WORKS | CIVIL WORKS | CIVIL WORKS | CIVIL WORKS | CIVIL WORKS | CIVIL WORKS | CIVIL WORKS | CIVIL WORKS | CIVIL WORKS | CIVIL WORKS | CIVIL WORKS | CIVIL WORKS | CIVIL WORKS | CIVIL WORKS | CIVIL WORKS | CIVIL WORKS | CIVIL WORKS | CIVIL WORKS | CIVIL WORKS | CIVIL WORKS | CIVIL WORKS | CIVIL WORKS | CIVIL WORKS | CIVIL WORKS | CIVIL WORKS | CIVIL WORKS | CIVIL WORKS | CIVIL WORKS | CIVIL WORKS | CIVIL WORKS | CIVIL WORKS | CIVIL WORKS | CIVIL WORKS | CIVIL WORKS | CIVIL WORKS | CIVIL WORKS | CIVIL WORKS | CIVIL WORKS | CIVIL WORKS | CIVIL WORKS | CIVIL WORKS | CIVIL WORKS | CIVIL WORKS | CIVIL WORKS | CIVIL WORKS | CIVIL WORKS | CIVIL WORKS | CIVIL WORKS | CIVIL WORKS | CIVIL WORKS | CIVIL WORKS | CIVIL WORKS | CIVIL WORKS | CIVIL WORKS | CIVIL WORKS | CIVIL WORKS | CIVIL WORKS | CIVIL WORKS | CIVIL WORKS | CIVIL WORKS | CIVIL WORKS | CIVIL WORKS | CIVIL WORKS | CIVIL WORKS | CIVIL WORKS | CIVIL WORKS | CIVIL WORKS | CIVIL WORKS | CIVIL WORKS | CIVIL WORKS | CIVIL WORKS | CIVIL WORKS | CIVIL WORKS | CIVIL WORKS | CIVIL WORKS | CIVIL WORKS | CIVIL WORKS | CIVIL WORKS | CIVIL WORKS | CIVIL WORKS | CIVIL WORKS | CIVIL WORKS | CIVIL WORKS | CIVIL WORKS | CIVIL WORKS | CIVIL WORKS | CIVIL WORKS | CIVIL WORKS | CIVIL WORKS | CIVIL WORKS | CIVIL WORKS | CIVIL WORKS | CIVIL WORKS | CIVIL WORKS | CIVIL WORKS | CIVIL WORKS | CIVIL WORKS | CIVIL WORKS | CIVIL WORKS | CIVIL WORKS | CIVIL WORKS | CIVIL WORKS | CIVIL WORKS | CIVIL WORKS | CIVIL WORKS | CIVIL WORKS | CIVIL WORKS | CIVIL WORKS | CIVIL WORKS | CIVIL WORKS | CIVIL WORKS | CIVIL WORKS | CIVIL WORKS | CIVIL WORKS | CIVIL WORKS | CIVIL WORKS | CIVIL WORKS | CIVIL WORKS | CIVIL WORKS | CIVIL WORKS | CIVIL WORKS | CIVIL WORKS | CIVIL WORKS | CIVIL WORKS | CIVIL WORKS | CIVIL WORKS | CIVIL WORKS | CIVIL WORKS | CIVIL WORKS | CIVIL WORKS | CIVIL WORKS | CIVIL WORKS | CIVIL WORKS | CIVIL WORKS | CIVIL WORKS | CIVIL WORKS | CIVIL WORKS | CIVIL WORKS | CIVIL WORKS | CIVIL WORKS | CIVIL WORKS | CIVIL WORKS | CIVIL WORKS | CIVIL WORKS | CIVIL WORKS | CIVIL WORKS | CIVIL WORKS | CIVIL WORKS | CIVIL WORKS | CIVIL WORKS | CIVIL WORKS | CIVIL WORKS | CIVIL WORKS | CIVIL WORKS | CIVIL WORKS | CIVIL WORKS | CIVIL WORKS | CIVIL WORKS | CIVIL WORKS | CIVIL WORKS | CIVIL WORKS | CIVIL WORKS | CIVIL WORKS | CIVIL WORKS | CIVIL WORKS | CIVIL WORKS | CIVIL WORKS | CIVIL WORKS | CIVIL WORKS | CIVIL WORKS | CIVIL WORKS | CIVIL WORKS | CIVIL WORKS | CIVIL WORKS | CIVIL WORKS | CIVIL WORKS | CIVIL WORKS | CIVIL WORKS | CIVIL WORKS | CIVIL WORKS | CIVIL WORKS | CIVIL WORKS | CIVIL WORKS | CIVIL WORKS | CIVIL WORKS | CIVIL WORKS | CIVIL WORKS | CIVIL WORKS | CIVIL WORKS | CIVIL WORKS | CIVIL WORKS | CIVIL WORKS | CIVIL WORKS | CIVIL WORKS | CIVIL WORKS | CIVIL WORKS | CIVIL WORKS | CIVIL WORKS | CIVIL WORKS | CIVIL WORKS | CIVIL WORKS | CIVIL WORKS | CIVIL WORKS | CIVIL WORKS | CIVIL WORKS | CIVIL WORKS | CIVIL WORKS | CIVIL WORKS | CIVIL WORKS | CIVIL WORKS | CIVIL WORKS | CIVIL WORKS | CIVIL WORKS | CIVIL WORKS | CIVIL WORKS | CIVIL WORKS | CIVIL WORKS | CIVIL WORKS | CIVIL WORKS | CIVIL WORKS | CIVIL WORKS | CIVIL WORKS | CIVIL WORKS | CIVIL WORKS | CIVIL WORKS | CIVIL WORKS | CIVIL WORKS | CIVIL WORKS | CIVIL WORKS | CIVIL WORKS | CIVIL WORKS | CIVIL WORKS | CIVIL WORKS | CIVIL WORKS | CIVIL WORKS | CIVIL WORKS | CIVIL WORKS | CIVIL WORKS | CIVIL WORKS | CIVIL WORKS | CIVIL WORKS | CIVIL WORKS | CIVIL WORKS | CIVIL WORKS | CIVIL WORKS | CIVIL WORKS | CIVIL WORKS | CIVIL WORKS | CIVIL WORKS | CIVIL WORKS | CIVIL WORKS | CIVIL WORKS | CIVIL WORKS | CIVIL WORKS | CIVIL WORKS | CIVIL WORKS | CIVIL WORKS | CIVIL WORKS | CIVIL WORKS | CIVIL WORKS | CIVIL WORKS | CIVIL WORKS | CIVIL WORKS | CIVIL WORKS | CIVIL WORKS | CIVIL WORKS | CIVIL WORKS | CIVIL WORKS | CIVIL WORKS | CIVIL WORKS | CIVIL WORKS | CIVIL WORKS | CIVIL WORKS | CIVIL WORKS | CIVIL WORKS | CIVIL WORKS | CIVIL WORKS | CIVIL WORKS | CIVIL WORKS | CIVIL WORKS | CIVIL WORKS | CIVIL WORKS | CIVIL WORKS | CIVIL WORKS | CIVIL WORKS | CIVIL WORKS | CIVIL WORKS | CIVIL WORKS | CIVIL WORKS | CIVIL WORKS | CIVIL WORKS | CIVIL WORKS | CIVIL WORKS | CIVIL WORKS | CIVIL WORKS | CIVIL WORKS | CIVIL WORKS | CIVIL WORKS | CIVIL WORKS | CIVIL WORKS | CIVIL WORKS | CIVIL WORKS | CIVIL WORKS | CIVIL WORKS | CIVIL WORKS | CIVIL WORKS | CIVIL WORKS | CIVIL WORKS | CIVIL WORKS | CIVIL WORKS | CIVIL WORKS | CIVIL WORKS | CIVIL WORKS | CIVIL WORKS | CIVIL WORKS | CIVIL WORKS | CIVIL WORKS | CIVIL WORKS | CIVIL WORKS | CIVIL WORKS | CIVIL WORKS | CIVIL WORKS | CIVIL WORKS | CIVIL WORKS | CIVIL WORKS | CIVIL WORKS | CIVIL WORKS | CIVIL WORKS | CIVIL WORKS | CIVIL WORKS | CIVIL WORKS | CIVIL WORKS | CIVIL WORKS | CIVIL WORKS | CIVIL WORKS | CIVIL WORKS | CIVIL WORKS | CIVIL WORKS | CIVIL WORKS | CIVIL WORKS | CIVIL WORKS | CIVIL WORKS | CIVIL WORKS | CIVIL WORKS | CIVIL WORKS | CIVIL WORKS | CIVIL WORKS | CIVIL WORKS | CIVIL WORKS | CIVIL WORKS | CIVIL WORKS | CIVIL WORKS | CIVIL WORKS | CIVIL WORKS | CIVIL WORKS | CIVIL WORKS | CIVIL WORKS | CIVIL WORKS | CIVIL WORKS | CIVIL WORKS | CIVIL WORKS | CIVIL WORKS | CIVIL WORKS | CIVIL WORKS | CIVIL WORKS | CIVIL WORKS | CIVIL WORKS | CIVIL WORKS | CIVIL WORKS | CIVIL WORKS | CIVIL WORKS | CIVIL WORKS | CIVIL WORKS | CIVIL WORKS | CIVIL WORKS | CIVIL WORKS | CIVIL WORKS | CIVIL WORKS | CIVIL WORKS | CIVIL WORKS | CIVIL WORKS | CIVIL WORKS | CIVIL WORKS | CIVIL WORKS | CIVIL WORKS | CIVIL WORKS | CIVIL WORKS | CIVIL WORKS | CIVIL WORKS | CIVIL WORKS | CIVIL WORKS | CIVIL WORKS | CIVIL WORKS | CIVIL WORKS | CIVIL WORKS | CIVIL WORKS | CIVIL WORKS | CIVIL WORKS | CIVIL WORKS | CIVIL WORKS | CIVIL WORKS | CIVIL WORKS | CIVIL WORKS | CIVIL WORKS | CIVIL WORKS | CIVIL WORKS | CIVIL WORKS | CIVIL WORKS | CIVIL WORKS | CIVIL WORKS | CIVIL WORKS | CIVIL WORKS | CIVIL WORKS | CIVIL WORKS | CIVIL WORKS | CIVIL WORKS | CIVIL WORKS | CIVIL WORKS | CIVIL WORKS | CIVIL WORKS | CIVIL WORKS | CIVIL WORKS | CIVIL WORKS | CIVIL WORKS | CIVIL WORKS | CIVIL WORKS | CIVIL WORKS | CIVIL WORKS | CIVIL WORKS | CIVIL WORKS | CIVIL WORKS | CIVIL WORKS | CIVIL WORKS | CIVIL WORKS | CIVIL WORKS | CIVIL WORKS | CIVIL WORKS | CIVIL WORKS | CIVIL WORKS | CIVIL WORKS | CIVIL WORKS | CIVIL WORKS | CIVIL WORKS | CIVIL WORKS | CIVIL WORKS | CIVIL WORKS | CIVIL WORKS | CIVIL WORKS | CIVIL WORKS | CIVIL WORKS | CIVIL WORKS | CIVIL WORKS | CIVIL WORKS | CIVIL WORKS | CIVIL WORKS | CIVIL WORKS | CIVIL WORKS | CIVIL WORKS | CIVIL WORKS | CIVIL WORKS | CIVIL WORKS | CIVIL WORKS | CIVIL WORKS | CIVIL WORKS | CIVIL WORKS | CIVIL WORKS | CIVIL WORKS | CIVIL WORKS | CIVIL WORKS | CIVIL WORKS | CIVIL WORKS | CIVIL WORKS | CIVIL WORKS | CIVIL WORKS | CIVIL WORKS | CIVIL WORKS | CIVIL WORKS | CIVIL WORKS | CIVIL WORKS | CIVIL WORKS | CIVIL WORKS | CIVIL WORKS | CIVIL WORKS | CIVIL WORKS | CIVIL WORKS | CIVIL WORKS | CIVIL WORKS | CIVIL WORKS | CIVIL WORKS | CIVIL WORKS | CIVIL WORKS | CIVIL WORKS | CIVIL WORKS | CIVIL WORKS | CIVIL WORKS | CIVIL WORKS | CIVIL WORKS | CIVIL WORKS | CIVIL WORKS | CIVIL WORKS | CIVIL WORKS | CIVIL WORKS | CIVIL WORKS | CIVIL WORKS | CIVIL WORKS | CIVIL WORKS | CIVIL WORKS | CIVIL WORKS | CIVIL WORKS | CIVIL WORKS | CIVIL WORKS | CIVIL WORKS | CIVIL WORKS | CIVIL WORKS | CIVIL WORKS | CIVIL WORKS | CIVIL WORKS | CIVIL WORKS | CIVIL WORKS | CIVIL WORKS | CIVIL WORKS | CIVIL WORKS | CIVIL WORKS | CIVIL WORKS | CIVIL WORKS | CIVIL WORKS | CIVIL WORKS | CIVIL WORKS | CIVIL WORKS | CIVIL WORKS | CIVIL WORKS | CIVIL WORKS | CIVIL WORKS | CIVIL WORKS | CIVIL WORKS | CIVIL WORKS | CIVIL WORKS | CIVIL WORKS | CIVIL WORKS | CIVIL WORKS | CIVIL WORKS | CIVIL WORKS | CIVIL WORKS | CIVIL WORKS | CIVIL WORKS | CIVIL WORKS | CIVIL WORKS | CIVIL WORKS | CIVIL WORKS | CIVIL WORKS | CIVIL WORKS | CIVIL WORKS | CIVIL WORKS | CIVIL WORKS | CIVIL WORKS | CIVIL WORKS | CIVIL WORKS | CIVIL WORKS | CIVIL WORKS | CIVIL WORKS | CIVIL WORKS | CIVIL WORKS | CIVIL WORKS | CIVIL WORKS | CIVIL WORKS | CIVIL WORKS | CIVIL WORKS | CIVIL WORKS | CIVIL WORKS | CIVIL WORKS | CIVIL WORKS | CIVIL WORKS | CIVIL WORKS | CIVIL WORKS | CIVIL WORKS | CIVIL WORKS | CIVIL WORKS | CIVIL WORKS | CIVIL WORKS | CIVIL WORKS | CIVIL WORKS | CIVIL WORKS | CIVIL WORKS | CIVIL WORKS | CIVIL WORKS | CIVIL WORKS | CIVIL WORKS | CIVIL WORKS | CIVIL WORKS | CIVIL WORKS | CIVIL WORKS | CIVIL WORKS | CIVIL WORKS | CIVIL WORKS | CIVIL WORKS | CIVIL WORKS | CIVIL WORKS | CIVIL WORKS | CIVIL WORKS | CIVIL WORKS | CIVIL WORKS | CIVIL WORKS | CIVIL WORKS | CIVIL WORKS | CIVIL WORKS | CIVIL WORKS | CIVIL WORKS | CIVIL WORKS | CIVIL WORKS | CIVIL WORKS | CIVIL WORKS | CIVIL WORKS | CIVIL WORKS | CIVIL WORKS | CIVIL WORKS | CIVIL WORKS | CIVIL WORKS | CIVIL WORKS | CIVIL WORKS | CIVIL WORKS | CIVIL WORKS | CIVIL WORKS | CIVIL WORKS | CIVIL WORKS | CIVIL WORKS | CIVIL WORKS | CIVIL WORKS | CIVIL WORKS | CIVIL WORKS | CIVIL WORKS | CIVIL WORKS | CIVIL WORKS | CIVIL WORKS | CIVIL WORKS | CIVIL WORKS | CIVIL WORKS | CIVIL WORKS | CIVIL WORKS | CIVIL WORKS | CIVIL WORKS | CIVIL WORKS | CIVIL WORKS | CIVIL WORKS | CIVIL WORKS | CIVIL WORKS | CIVIL WORKS | CIVIL WORKS | CIVIL WORKS | CIVIL WORKS | CIVIL WORKS | CIVIL WORKS | CIVIL WORKS | CIVIL WORKS | CIVIL WORKS | CIVIL WORKS | CIVIL WORKS | CIVIL WORKS | CIVIL WORKS | CIVIL WORKS | CIVIL WORKS | CIVIL WORKS | CIVIL WORKS | CIVIL WORKS | CIVIL WORKS | CIVIL WORKS | CIVIL WORKS | CIVIL WORKS | CIVIL WORKS | CIVIL WORKS | CIVIL WORKS | CIVIL WORKS | CIVIL WORKS | CIVIL WORKS | CIVIL WORKS | CIVIL WORKS | CIVIL WORKS | CIVIL WORKS | CIVIL WORKS | CIVIL WORKS | CIVIL WORKS | CIVIL WORKS | CIVIL WORKS | CIVIL WORKS | CIVIL WORKS | CIVIL WORKS | CIVIL WORKS | CIVIL WORKS | CIVIL WORKS | CIVIL WORKS | CIVIL WORKS | CIVIL WORKS | CIVIL WORKS | CIVIL WORKS | CIVIL WORKS | CIVIL WORKS | CIVIL WORKS | CIVIL WORKS | CIVIL WORKS | CIVIL WORKS | CIVIL WORKS | CIVIL WORKS | CIVIL WORKS | CIVIL WORKS | CIVIL WORKS | CIVIL WORKS | CIVIL WORKS | CIVIL WORKS | CIVIL WORKS | CIVIL WORKS | CIVIL WORKS | CIVIL WORKS | CIVIL WORKS | CIVIL WORKS | CIVIL WORKS | CIVIL WORKS | CIVIL WORKS | CIVIL WORKS | CIVIL WORKS | CIVIL WORKS | CIVIL WORKS | CIVIL WORKS | CIVIL WORKS | CIVIL WORKS | CIVIL WORKS | CIVIL WORKS | CIVIL WORKS | CIVIL WORKS | CIVIL WORKS | CIVIL WORKS | CIVIL WORKS | CIVIL WORKS | CIVIL WORKS | CIVIL WORKS | CIVIL WORKS | CIVIL WORKS | CIVIL WORKS | CIVIL WORKS | CIVIL WORKS | CIVIL WORKS | CIVIL WORKS | CIVIL WORKS | CIVIL WORKS | CIVIL WORKS | CIVIL WORKS | CIVIL WORKS | CIVIL WORKS | CIVIL WORKS | CIVIL WORKS | CIVIL WORKS | CIVIL WORKS | CIVIL WORKS | CIVIL WORKS | CIVIL WORKS | CIVIL WORKS | CIVIL WORKS | CIVIL WORKS | CIVIL WORKS | CIVIL WORKS | CIVIL WORKS | CIVIL WORKS | CIVIL WORKS | CIVIL WORKS | CIVIL WORKS | CIVIL WORKS | CIVIL WORKS | CIVIL WORKS | CIVIL WORKS | CIVIL WORKS | CIVIL WORKS | CIVIL WORKS | CIVIL WORKS | CIVIL WORKS | CIVIL WORKS | CIVIL WORKS | CIVIL WORKS | CIVIL WORKS | CIVIL WORKS | CIVIL WORKS | CIVIL WORKS | CIVIL WORKS | CIVIL WORKS | CIVIL WORKS | CIVIL WORKS | CIVIL WORKS | CIVIL WORKS | CIVIL WORKS | CIVIL WORKS | CIVIL WORKS | CIVIL WORKS | CIVIL WORKS | CIVIL WORKS | CIVIL WORKS | CIVIL WORKS | CIVIL WORKS | CIVIL WORKS | CIVIL WORKS | CIVIL WORKS | CIVIL WORKS | CIVIL WORKS | CIVIL WORKS | CIVIL WORKS | CIVIL WORKS | CIVIL WORKS | CIVIL WORKS | CIVIL WORKS | CIVIL WORKS | CIVIL WORKS | CIVIL WORKS | CIVIL WORKS | CIVIL WORKS | CIVIL WORKS | CIVIL WORKS | CIVIL WORKS | CIVIL WORKS | CIVIL WORKS | CIVIL WORKS | CIVIL WORKS | CIVIL WORKS | CIVIL WORKS | CIVIL WORKS | CIVIL WORKS | CIVIL WORKS | CIVIL WORKS | CIVIL WORKS | CIVIL WORKS | CIVIL WORKS | CIVIL WORKS | CIVIL WORKS | CIVIL WORKS | CIVIL WORKS | CIVIL WORKS | CIVIL WORKS | CIVIL WORKS | CIVIL WORKS | CIVIL WORKS | CIVIL WORKS | CIVIL WORKS | CIVIL WORKS | CIVIL WORKS | CIVIL WORKS | CIVIL WORKS | CIVIL WORKS | CIVIL WORKS | CIVIL WORKS | CIVIL WORKS | CIVIL WORKS | CIVIL WORKS | CIVIL WORKS | CIVIL WORKS | CIVIL WORKS | CIVIL WORKS | CIVIL WORKS | CIVIL WORKS | CIVIL WORKS | CIVIL WORKS | CIVIL WORKS | CIVIL WORKS | CIVIL WORKS | CIVIL WORKS | CIVIL WORKS | CIVIL WORKS | CIVIL WORKS | CIVIL WORKS | CIVIL WORKS | CIVIL WORKS | CIVIL WORKS | CIVIL WORKS | CIVIL WORKS | CIVIL WORKS | CIVIL WORKS | CIVIL WORKS | CIVIL WORKS | CIVIL WORKS | CIVIL WORKS | CIVIL WORKS | CIVIL WORKS | CIVIL WORKS | CIVIL WORKS | CIVIL WORKS | CIVIL WORKS | CIVIL WORKS | CIVIL WORKS | CIVIL WORKS | CIVIL WORKS | CIVIL WORKS | CIVIL WORKS | CIVIL WORKS | CIVIL WORKS | CIVIL WORKS | CIVIL WORKS | CIVIL WORKS | CIVIL WORKS | CIVIL WORKS | CIVIL WORKS | CIVIL WORKS | CIVIL WORKS | CIVIL WORKS | CIVIL WORKS | CIVIL WORKS | CIVIL WORKS | CIVIL WORKS | CIVIL WORKS | CIVIL WORKS | CIVIL WORKS | CIVIL WORKS | CIVIL WORKS | CIVIL WORKS | CIVIL WORKS | CIVIL WORKS | CIVIL WORKS | CIVIL WORKS | CIVIL WORKS | CIVIL WORKS | CIVIL WORKS | CIVIL WORKS | CIVIL WORKS | CIVIL WORKS | CIVIL WORKS | CIVIL WORKS | CIVIL WORKS | CIVIL WORKS | CIVIL WORKS | CIVIL WORKS | CIVIL WORKS | CIVIL WORKS | CIVIL WORKS | CIVIL WORKS | CIVIL WORKS | CIVIL WORKS | CIVIL WORKS | CIVIL WORKS | CIVIL WORKS | CIVIL WORKS | CIVIL WORKS | CIVIL WORKS | CIVIL WORKS | CIVIL WORKS | CIVIL WORKS | CIVIL WORKS | CIVIL WORKS | CIVIL WORKS | CIVIL WORKS | CIVIL WORKS | CIVIL WORKS | CIVIL WORKS | CIVIL WORKS | CIVIL WORKS | CIVIL WORKS | CIVIL WORKS | CIVIL WORKS | CIVIL WORKS | CIVIL WORKS | CIVIL WORKS | CIVIL WORKS | CIVIL WORKS | CIVIL WORKS | CIVIL WORKS | CIVIL WORKS | CIVIL WORKS | CIVIL WORKS | CIVIL WORKS | CIVIL WORKS | CIVIL WORKS | CIVIL WORKS | CIVIL WORKS | CIVIL WORKS | CIVIL WORKS | CIVIL WORKS | CIVIL WORKS | CIVIL WORKS | CIVIL WORKS | CIVIL WORKS | CIVIL WORKS | CIVIL WORKS | CIVIL WORKS | CIVIL WORKS | CIVIL WORKS | CIVIL WORKS | CIVIL WORKS | CIVIL WORKS | CIVIL WORKS | CIVIL WORKS | CIVIL WORKS | CIVIL WORKS | CIVIL WORKS | CIVIL WORKS | CIVIL WORKS | CIVIL WORKS | CIVIL WORKS | CIVIL WORKS | CIVIL WORKS | CIVIL WORKS | CIVIL WORKS | CIVIL WORKS | CIVIL WORKS | CIVIL WORKS | CIVIL WORKS | CIVIL WORKS | CIVIL WORKS | CIVIL WORKS | CIVIL WORKS | CIVIL WORKS | CIVIL WORKS | CIVIL WORKS | CIVIL WORKS | CIVIL WORKS | CIVIL WORKS | CIVIL WORKS | CIVIL WORKS | CIVIL WORKS | CIVIL WORKS | CIVIL WORKS | CIVIL WORKS | CIVIL WORKS | CIVIL WORKS | CIVIL WORKS | CIVIL WORKS | CIVIL WORKS | CIVIL WORKS | CIVIL WORKS | CIVIL WORKS | CIVIL WORKS | CIVIL WORKS | CIVIL WORKS | CIVIL WORKS | CIVIL WORKS | CIVIL WORKS | CIVIL WORKS | CIVIL WORKS | CIVIL WORKS | CIVIL WORKS | CIVIL WORKS | CIVIL WORKS | CIVIL WORKS | CIVIL WORKS | CIVIL WORKS | CIVIL WORKS | CIVIL WORKS | CIVIL WORKS | CIVIL WORKS | CIVIL WORKS | CIVIL WORKS | CIVIL WORKS | CIVIL WORKS | CIVIL WORKS | CIVIL WORKS | CIVIL WORKS | CIVIL WORKS | CIVIL WORKS | CIVIL WORKS | CIVIL WORKS | CIVIL WORKS | CIVIL WORKS | CIVIL WORKS | CIVIL WORKS | CIVIL WORKS | CIVIL WORKS | CIVIL WORKS | CIVIL WORKS | CIVIL WORKS | CIVIL WORKS | CIVIL WORKS | CIVIL WORKS | CIVIL WORKS | CIVIL WORKS | CIVIL WORKS | CIVIL WORKS | CIVIL WORKS | CIVIL WORKS | CIVIL WORKS | CIVIL WORKS | CIVIL WORKS | CIVIL WORKS | CIVIL WORKS | CIVIL WORKS | CIVIL WORKS | CIVIL WORKS | CIVIL WORKS | CIVIL WORKS | CIVIL WORKS | CIVIL WORKS | CIVIL WORKS | CIVIL WORKS | CIVIL WORKS | CIVIL WORKS | CIVIL WORKS | CIVIL WORKS | CIVIL WORKS | CIVIL WORKS | CIVIL WORKS | CIVIL WORKS | CIVIL WORKS | CIVIL WORKS | CIVIL WORKS | CIVIL WORKS | CIVIL WORKS | CIVIL WORKS | CIVIL WORKS | CIVIL WORKS | CIVIL WORKS | CIVIL WORKS | CIVIL WORKS | CIVIL WORKS | CIVIL WORKS | CIVIL WORKS | CIVIL WORKS | CIVIL WORKS | CIVIL WORKS | CIVIL WORKS | CIVIL WORKS | CIVIL WORKS | CIVIL WORKS | CIVIL WORKS | CIVIL WORKS | CIVIL WORKS | CIVIL WORKS | CIVIL WORKS | CIVIL WORKS | CIVIL WORKS | CIVIL WORKS | CIVIL WORKS | CIVIL WORKS | CIVIL WORKS | CIVIL WORKS | CIVIL WORKS | CIVIL WORKS | CIVIL WORKS | CIVIL WORKS | CIVIL WORKS | CIVIL WORKS | CIVIL WORKS | CIVIL WORKS | CIVIL WORKS | CIVIL WORKS | CIVIL WORKS | CIVIL WORKS | CIVIL WORKS | CIVIL WORKS | CIVIL WORKS | CIVIL WORKS | CIVIL WORKS | CIVIL WORKS | CIVIL WORKS | CIVIL WORKS | CIVIL WORKS | CIVIL WORKS | CIVIL WORKS | CIVIL WORKS | CIVIL WORKS | CIVIL WORKS | CIVIL WORKS | CIVIL WORKS | CIVIL WORKS | CIVIL WORKS | CIVIL WORKS | CIVIL WORKS | CIVIL WORKS | CIVIL WORKS | CIVIL WORKS | CIVIL WORKS | CIVIL WORKS | CIVIL WORKS | CIVIL WORKS | CIVIL WORKS | CIVIL WORKS | CIVIL WORKS | CIVIL WORKS | CIVIL WORKS | CIVIL WORKS | CIVIL WORKS | CIVIL WORKS | CIVIL WORKS | CIVIL WORKS | CIVIL WORKS | CIVIL WORKS | CIVIL WORKS | CIVIL WORKS | CIVIL WORKS | CIVIL WORKS | CIVIL WORKS | CIVIL WORKS | CIVIL WORKS | CIVIL WORKS | CIVIL WORKS | CIVIL WORKS | CIVIL WORKS | CIVIL WORKS | CIVIL WORKS | CIVIL WORKS | CIVIL WORKS | CIVIL WORKS | CIVIL WORKS | CIVIL WORKS | CIVIL WORKS | CIVIL WORKS | CIVIL WORKS | CIVIL WORKS | CIVIL WORKS | CIVIL WORKS | CIVIL WORKS | CIVIL WORKS | CIVIL WORKS | CIVIL WORKS | CIVIL WORKS | CIVIL WORKS | CIVIL WORKS | CIVIL WORKS | CIVIL WORKS | CIVIL WORKS | CIVIL WORKS | CIVIL WORKS | CIVIL WORKS | CIVIL WORKS | CIVIL WORKS | CIVIL WORKS | CIVIL WORKS | CIVIL WORKS | CIVIL WORKS | CIVIL WORKS | CIVIL WORKS | CIVIL WORKS | CIVIL WORKS | CIVIL WORKS | CIVIL WORKS | CIVIL WORKS | CIVIL WORKS | CIVIL WORKS | CIVIL WORKS | CIVIL WORKS | CIVIL WORKS | CIVIL WORKS | CIVIL WORKS | CIVIL WORKS | CIVIL WORKS | CIVIL WORKS | CIVIL WORKS | CIVIL WORKS | CIVIL WORKS | CIVIL WORKS | CIVIL WORKS | CIVIL WORKS | CIVIL WORKS | CIVIL WORKS | CIVIL WORKS | CIVIL WORKS | CIVIL WORKS | CIVIL WORKS | CIVIL WORKS | CIVIL WORKS | CIVIL WORKS | CIVIL WORKS | CIVIL WORKS | CIVIL WORKS | CIVIL WORKS | CIVIL WORKS | CIVIL WORKS | CIVIL WORKS | CIVIL WORKS | CIVIL WORKS | CIVIL WORKS | CIVIL WORKS | CIVIL WORKS | CIVIL WORKS | CIVIL WORKS | CIVIL WORKS | CIVIL WORKS | CIVIL WORKS | CIVIL WORKS | CIVIL WORKS | CIVIL WORKS | CIVIL WORKS | CIVIL WORKS | CIVIL WORKS | CIVIL WORKS | CIVIL WORKS | CIVIL WORKS | CIVIL WORKS | CIVIL WORKS | CIVIL WORKS | CIVIL WORKS | CIVIL WORKS | CIVIL WORKS | CIVIL WORKS | CIVIL WORKS | CIVIL WORKS | CIVIL WORKS | CIVIL WORKS | CIVIL WORKS | CIVIL WORKS | CIVIL WORKS | CIVIL WORKS | CIVIL WORKS | CIVIL WORKS | CIVIL WORKS | CIVIL WORKS | CIVIL WORKS | CIVIL WORKS | CIVIL WORKS | CIVIL WORKS | CIVIL WORKS | CIVIL WORKS | CIVIL WORKS | CIVIL WORKS | CIVIL WORKS | CIVIL WORKS | CIVIL WORKS | CIVIL WORKS | CIVIL WORKS | CIVIL WORKS | CIVIL WORKS | CIVIL WORKS | CIVIL WORKS | CIVIL WORKS | CIVIL WORKS | CIVIL WORKS | CIVIL WORKS | CIVIL WORKS | CIVIL WORKS | CIVIL WORKS | CIVIL WORKS | CIVIL WORKS | CIVIL WORKS | CIVIL WORKS | CIVIL WORKS | CIVIL WORKS | CIVIL WORKS | CIVIL WORKS | CIVIL WORKS | CIVIL WORKS | CIVIL WORKS | CIVIL WORKS | CIVIL WORKS | CIVIL WORKS | CIVIL WORKS | CIVIL WORKS | CIVIL WORKS | CIVIL WORKS | CIVIL WORKS | CIVIL WORKS | CIVIL WORKS | CIVIL WORKS | CIVIL WORKS | CIVIL WORKS | CIVIL WORKS | CIVIL WORKS | CIVIL WORKS | CIVIL WORKS | CIVIL WORKS | CIVIL WORKS | CIVIL WORKS | CIVIL WORKS | CIVIL WORKS | CIVIL WORKS | CIVIL WORKS | CIVIL WORKS | CIVIL WORKS | CIVIL WORKS | CIVIL WORKS | CIVIL WORKS | CIVIL WORKS | CIVIL WORKS | CIVIL WORKS | CIVIL WORKS | CIVIL WORKS | CIVIL WORKS | CIVIL WORKS | CIVIL WORKS | CIVIL WORKS | CIVIL WORKS | CIVIL WORKS | CIVIL WORKS | CIVIL WORKS | CIVIL WORKS | CIVIL WORKS | CIVIL WORKS | CIVIL WORKS | CIVIL WORKS | CIVIL WORKS | CIVIL WORKS | CIVIL WORKS | CIVIL WORKS | CIVIL WORKS | CIVIL WORKS | CIVIL WORKS | CIVIL WORKS | CIVIL WORKS | CIVIL WORKS | CIVIL WORKS | CIVIL WORKS | CIVIL WORKS | CIVIL WORKS | CIVIL WORKS | CIVIL WORKS | CIVIL WORKS | CIVIL WORKS | CIVIL WORKS | CIVIL WORKS | CIVIL WORKS | CIVIL WORKS | CIVIL WORKS | CIVIL WORKS | CIVIL WORKS | CIVIL WORKS | CIVIL WORKS | CIVIL WORKS | CIVIL WORKS | CIVIL WORKS | CIVIL WORKS | CIVIL WORKS | CIVIL WORKS | CIVIL WORKS | CIVIL WORKS | CIVIL WORKS | CIVIL WORKS | CIVIL WORKS | CIVIL WORKS | CIVIL WORKS | CIVIL WORKS | CIVIL WORKS | CIVIL WORKS | CIVIL WORKS | CIVIL WORKS | CIVIL WORKS | CIVIL WORKS | CIVIL WORKS | CIVIL WORKS | CIVIL WORKS | CIVIL WORKS | CIVIL WORKS | CIVIL WORKS | CIVIL WORKS | CIVIL WORKS | CIVIL WORKS | CIVIL WORKS | CIVIL WORKS | CIVIL WORKS | CIVIL WORKS | CIVIL WORKS | CIVIL WORKS | CIVIL WORKS | CIVIL WORKS | CIVIL WORKS | CIVIL WORKS | CIVIL WORKS | CIVIL WORKS | CIVIL WORKS | CIVIL WORKS | CIVIL WORKS | CIVIL WORKS | CIVIL WORKS | CIVIL WORKS | CIVIL WORKS | CIVIL WORKS | CIVIL WORKS | CIVIL WORKS | CIVIL WORKS | CIVIL WORKS | CIVIL WORKS | CIVIL WORKS | CIVIL WORKS | CIVIL WORKS | CIVIL WORKS | CIVIL WORKS | CIVIL WORKS | CIVIL WORKS | CIVIL WORKS | CIVIL WORKS | CIVIL WORKS | CIVIL WORKS | CIVIL WORKS | CIVIL WORKS | CIVIL WORKS | CIVIL WORKS | CIVIL WORKS | CIVIL WORKS | CIVIL WORKS | CIVIL WORKS | CIVIL WORKS | CIVIL WORKS | CIVIL WORKS | CIVIL WORKS | CIVIL WORKS | CIVIL WORKS | CIVIL WORKS | CIVIL WORKS | CIVIL WORKS | CIVIL WORKS | CIVIL WORKS | CIVIL WORKS | CIVIL WORKS | CIVIL WORKS | CIVIL WORKS | CIVIL WORKS | CIVIL WORKS | CIVIL WORKS | CIVIL WORKS | CIVIL WORKS | CIVIL WORKS | CIVIL WORKS | CIVIL WORKS | CIVIL WORKS | CIVIL WORKS | CIVIL WORKS | CIVIL WORKS | CIVIL WORKS | CIVIL WORKS | CIVIL WORKS | CIVIL WORKS | CIVIL WORKS | CIVIL WORKS | CIVIL WORKS | CIVIL WORKS | CIVIL WORKS | CIVIL WORKS | CIVIL WORKS | CIVIL WORKS | CIVIL WORKS | CIVIL WORKS | CIVIL WORKS | CIVIL WORKS | CIVIL WORKS | CIVIL WORKS | CIVIL WORKS | CIVIL WORKS | CIVIL WORKS | CIVIL WORKS | CIVIL WORKS | CIVIL WORKS | CIVIL WORKS | CIVIL WORKS | CIVIL WORKS | CIVIL WORKS | CIVIL WORKS | CIVIL WORKS | CIVIL WORKS | CIVIL WORKS | CIVIL WORKS | CIVIL WORKS | CIVIL WORKS | CIVIL WORKS | CIVIL WORKS | CIVIL WORKS | CIVIL WORKS | CIVIL WORKS | CIVIL WORKS | CIVIL WORKS | CIVIL WORKS | CIVIL WORKS | CIVIL WORKS | CIVIL WORKS | CIVIL WORKS | CIVIL WORKS | CIVIL WORKS | CIVIL WORKS | CIVIL WORKS | CIVIL WORKS | CIVIL WORKS | CIVIL WORKS | CIVIL WORKS | CIVIL WORKS | CIVIL WORKS | CIVIL WORKS | CIVIL WORKS | CIVIL WORKS | CIVIL WORKS | CIVIL WORKS | CIVIL WORKS | CIVIL WORKS | CIVIL WORKS | CIVIL WORKS | CIVIL WORKS | CIVIL WORKS | CIVIL WORKS | CIVIL WORKS | CIVIL WORKS | CIVIL WORKS | CIVIL WORKS | CIVIL WORKS | CIVIL WORKS | CIVIL WORKS | CIVIL WORKS | CIVIL WORKS | CIVIL WORKS | CIVIL WORKS | CIVIL WORKS | CIVIL WORKS | CIVIL WORKS | CIVIL WORKS | CIVIL WORKS | CIVIL WORKS | CIVIL WORKS | CIVIL WORKS | CIVIL WORKS | CIVIL WORKS | CIVIL WORKS | CIVIL WORKS | CIVIL WORKS | CIVIL WORKS | CIVIL WORKS | CIVIL WORKS | CIVIL WORKS | CIVIL WORKS | CIVIL WORKS | CIVIL WORKS | CIVIL WORKS | CIVIL WORKS | CIVIL WORKS | CIVIL WORKS | CIVIL WORKS | CIVIL WORKS | CIVIL WORKS | CIVIL WORKS | CIVIL WORKS | CIVIL WORKS | CIVIL WORKS | CIVIL WORKS | CIVIL WORKS | CIVIL WORKS | CIVIL WORKS | CIVIL WORKS | CIVIL WORKS | CIVIL WORKS | CIVIL WORKS | CIVIL WORKS | CIVIL WORKS | CIVIL WORKS | CIVIL WORKS | CIVIL WORKS | CIVIL WORKS | CIVIL WORKS | CIVIL WORKS | CIVIL WORKS | CIVIL WORKS | CIVIL WORKS | CIVIL WORKS | CIVIL WORKS | CIVIL WORKS | CIVIL WORKS | CIVIL WORKS | CIVIL WORKS | CIVIL WORKS | CIVIL WORKS | CIVIL WORKS | CIVIL WORKS | CIVIL WORKS | CIVIL WORKS | CIVIL WORKS | CIVIL WORKS | CIVIL WORKS | CIVIL WORKS | CIVIL WORKS | CIVIL WORKS | CIVIL WORKS | CIVIL WORKS | CIVIL WORKS | CIVIL WORKS | CIVIL WORKS | CIVIL WORKS | CIVIL WORKS | CIVIL WORKS | CIVIL WORKS | CIVIL WORKS | CIVIL WORKS | CIVIL WORKS | CIVIL WORKS | CIVIL WORKS | CIVIL WORKS | CIVIL WORKS | CIVIL WORKS | CIVIL WORKS | CIVIL WORKS | CIVIL WORKS | CIVIL WORKS | CIVIL WORKS | CIVIL WORKS | CIVIL WORKS | CIVIL WORKS | CIVIL WORKS | CIVIL WORKS | CIVIL WORKS | CIVIL WORKS | CIVIL WORKS | CIVIL WORKS | CIVIL WORKS | CIVIL WORKS | CIVIL WORKS | CIVIL WORKS | CIVIL WORKS | CIVIL WORKS | CIVIL WORKS | CIVIL WORKS | CIVIL WORKS | CIVIL WORKS | CIVIL WORKS | CIVIL WORKS | CIVIL WORKS | CIVIL WORKS | CIVIL WORKS | CIVIL WORKS | CIVIL WORKS | CIVIL WORKS | CIVIL WORKS | CIVIL WORKS | CIVIL WORKS | CIVIL WORKS | CIVIL WORKS | CIVIL WORKS | CIVIL WORKS | CIVIL WORKS | CIVIL WORKS | CIVIL WORKS | CIVIL WORKS | CIVIL WORKS | CIVIL WORKS | CIVIL WORKS | CIVIL WORKS | CIVIL WORKS | CIVIL WORKS | CIVIL WORKS | CIVIL WORKS | CIVIL WORKS | CIVIL WORKS | CIVIL WORKS | CIVIL WORKS | CIVIL WORKS | CIVIL WORKS | CIVIL WORKS | CIVIL WORKS | CIVIL WORKS | CIVIL WORKS | CIVIL WORKS | CIVIL WORKS | CIVIL WORKS | CIVIL WORKS | CIVIL WORKS | CIVIL WORKS | CIVIL WORKS | CIVIL WORKS | CIVIL WORKS | CIVIL WORKS | CIVIL WORKS | CIVIL WORKS | CIVIL WORKS | CIVIL WORKS | CIVIL WORKS | CIVIL WORKS | CIVIL WORKS | CIVIL WORKS | CIVIL WORKS | CIVIL WORKS | CIVIL WORKS | CIVIL WORKS | CIVIL WORKS | CIVIL WORKS | CIVIL WORKS | CIVIL WORKS | CIVIL WORKS | CIVIL WORKS | CIVIL WORKS | CIVIL WORKS | CIVIL WORKS | CIVIL WORKS | CIVIL WORKS | CIVIL WORKS | CIVIL WORKS | CIVIL WORKS | CIVIL WORKS | CIVIL WORKS | CIVIL WORKS | CIVIL WORKS | CIVIL WORKS | CIVIL WORKS | CIVIL WORKS | CIVIL WORKS | CIVIL WORKS | CIVIL WORKS | CIVIL WORKS | CIVIL WORKS | CIVIL WORKS | CIVIL WORKS | CIVIL WORKS | CIVIL WORKS | CIVIL WORKS | CIVIL WORKS | CIVIL WORKS | CIVIL WORKS | CIVIL WORKS | CIVIL WORKS | CIVIL WORKS | CIVIL WORKS | CIVIL WORKS | CIVIL WORKS | CIVIL WORKS | CIVIL WORKS | CIVIL WORKS | CIVIL WORKS | CIVIL WORKS | CIVIL WORKS | CIVIL WORKS | CIVIL WORKS | CIVIL WORKS | CIVIL WORKS | CIVIL WORKS | CIVIL WORKS | CIVIL WORKS | CIVIL WORKS | CIVIL WORKS | CIVIL WORKS | CIVIL WORKS | CIVIL WORKS | CIVIL WORKS | CIVIL WORKS | CIVIL WORKS | CIVIL WORKS | CIVIL WORKS | CIVIL WORKS | CIVIL WORKS | CIVIL WORKS | CIVIL WORKS | CIVIL WORKS | CIVIL WORKS | CIVIL WORKS | CIVIL WORKS | CIVIL WORKS | CIVIL WORKS | CIVIL WORKS | CIVIL WORKS | CIVIL WORKS | CIVIL WORKS | CIVIL WORKS | CIVIL WORKS | CIVIL WORKS | CIVIL WORKS | CIVIL WORKS | CIVIL WORKS | CIVIL WORKS | CIVIL WORKS | CIVIL WORKS | CIVIL WORKS | CIVIL WORKS | CIVIL WORKS | CIVIL WORKS | CIVIL WORKS | CIVIL WORKS | CIVIL WORKS | CIVIL WORKS | CIVIL WORKS | CIVIL WORKS | CIVIL WORKS | CIVIL WORKS | CIVIL WORKS | CIVIL WORKS | CIVIL WORKS | CIVIL WORKS | CIVIL WORKS | CIVIL WORKS | CIVIL WORKS | CIVIL WORKS | CIVIL WORKS | CIVIL WORKS | CIVIL WORKS | CIVIL WORKS | CIVIL WORKS | CIVIL WORKS | CIVIL WORKS | CIVIL WORKS | CIVIL WORKS | CIVIL WORKS | CIVIL WORKS | CIVIL WORKS | CIVIL WORKS | CIVIL WORKS | CIVIL WORKS | CIVIL WORKS | CIVIL WORKS | CIVIL WORKS | CIVIL WORKS | CIVIL WORKS | CIVIL WORKS | CIVIL WORKS | CIVIL WORKS | CIVIL WORKS | CIVIL WORKS | CIVIL WORKS | CIVIL WORKS | CIVIL WORKS | CIVIL WORKS | CIVIL WORKS | CIVIL WORKS | CIVIL WORKS | CIVIL WORKS | CIVIL WORKS | CIVIL WORKS | CIVIL WORKS | CIVIL WORKS | CIVIL WORKS | CIVIL WORKS | CIVIL WORKS | CIVIL WORKS | CIVIL WORKS | CIVIL WORKS | CIVIL WORKS | CIVIL WORKS | CIVIL WORKS | CIVIL WORKS | CIVIL WORKS | CIVIL WORKS | CIVIL WORKS | CIVIL WORKS | CIVIL WORKS | CIVIL WORKS | CIVIL WORKS | CIVIL WORKS | CIVIL WORKS | CIVIL WORKS | CIVIL WORKS | CIVIL WORKS | CIVIL WORKS | CIVIL WORKS | CIVIL WORKS | CIVIL WORKS | CIVIL WORKS | CIVIL WORKS | CIVIL WORKS | CIVIL WORKS | CIVIL WORKS | CIVIL WORKS | CIVIL WORKS | CIVIL WORKS | CIVIL WORKS | CIVIL WORKS | CIVIL WORKS | CIVIL WORKS | CIVIL WORKS | CIVIL WORKS | CIVIL WORKS | CIVIL WORKS | CIVIL WORKS | CIVIL WORKS | CIVIL WORKS | CIVIL WORKS | CIVIL WORKS | CIVIL WORKS | CIVIL WORKS | CIVIL WORKS | CIVIL WORKS | CIVIL WORKS | CIVIL WORKS | CIVIL WORKS | CIVIL WORKS | CIVIL WORKS | CIVIL WORKS | CIVIL WORKS | CIVIL WORKS | CIVIL WORKS | CIVIL WORKS | CIVIL WORKS | CIVIL WORKS | CIVIL WORKS | CIVIL WORKS | CIVIL WORKS | CIVIL WORKS | CIVIL WORKS | CIVIL WORKS | CIVIL WORKS | CIVIL WORKS | CIVIL WORKS | CIVIL WORKS | CIVIL WORKS | CIVIL WORKS | CIVIL WORKS | CIVIL WORKS | CIVIL WORKS | CIVIL WORKS | CIVIL WORKS | CIVIL WORKS | CIVIL WORKS | CIVIL WORKS | CIVIL WORKS | CIVIL WORKS | CIVIL WORKS | CIVIL WORKS | CIVIL WORKS | CIVIL WORKS | CIVIL WORKS | CIVIL WORKS | CIVIL WORKS | CIVIL WORKS | CIVIL WORKS | CIVIL WORKS | CIVIL WORKS | CIVIL WORKS | CIVIL WORKS | CIVIL WORKS | CIVIL WORKS | CIVIL WORKS | CIVIL WORKS | CIVIL WORKS | CIVIL WORKS | CIVIL WORKS | CIVIL WORKS | CIVIL WORKS | CIVIL WORKS | CIVIL WORKS | CIVIL WORKS | CIVIL WORKS | CIVIL WORKS | CIVIL WORKS | CIVIL WORKS | CIVIL WORKS | CIVIL WORKS | CIVIL WORKS | CIVIL WORKS | CIVIL WORKS | CIVIL WORKS | CIVIL WORKS | CIVIL WORKS | CIVIL WORKS | CIVIL WORKS | CIVIL WORKS | CIVIL WORKS | CIVIL WORKS | CIVIL WORKS | CIVIL WORKS | CIVIL WORKS | CIVIL WORKS | CIVIL WORKS | CIVIL WORKS | CIVIL WORKS | CIVIL WORKS | CIVIL WORKS | CIVIL WORKS | CIVIL WORKS | CIVIL WORKS | CIVIL WORKS | CIVIL WORKS | CIVIL WORKS | CIVIL WORKS | CIVIL WORKS | CIVIL WORKS | CIVIL WORKS | CIVIL WORKS | CIVIL WORKS | CIVIL WORKS | CIVIL WORKS | CIVIL WORKS | CIVIL WORKS | CIVIL WORKS | CIVIL WORKS | CIVIL WORKS | CIVIL WORKS | CIVIL WORKS | CIVIL WORKS | CIVIL WORKS | CIVIL WORKS | CIVIL WORKS | CIVIL WORKS | CIVIL WORKS | CIVIL WORKS | CIVIL WORKS | CIVIL WORKS | CIVIL WORKS | CIVIL WORKS | CIVIL WORKS | CIVIL WORKS | CIVIL WORKS | CIVIL WORKS | CIVIL WORKS | CIVIL WORKS | CIVIL WORKS | CIVIL WORKS | CIVIL WORKS | CIVIL WORKS | CIVIL WORKS | CIVIL WORKS | CIVIL WORKS | CIVIL WORKS | CIVIL WORKS | CIVIL WORKS | CIVIL WORKS | CIVIL WORKS | CIVIL WORKS | CIVIL WORKS | CIVIL WORKS | CIVIL WORKS | CIVIL WORKS | CIVIL WORKS | CIVIL WORKS | CIVIL WORKS | CIVIL WORKS | CIVIL WORKS | CIVIL WORKS | CIVIL WORKS | CIVIL WORKS | CIVIL WORKS | CIVIL WORKS | CIVIL WORKS | CIVIL WORKS | CIVIL WORKS | CIVIL WORKS | CIVIL WORKS | CIVIL WORKS | CIVIL WORKS | CIVIL WORKS | CIVIL WORKS | CIVIL WORKS | CIVIL WORKS | CIVIL WORKS | CIVIL WORKS | CIVIL WORKS | CIVIL WORKS | CIVIL WORKS | CIVIL WORKS | CIVIL WORKS | CIVIL WORKS | CIVIL WORKS | CIVIL WORKS | CIVIL WORKS | CIVIL WORKS | CIVIL WORKS | CIVIL WORKS | CIVIL WORKS | CIVIL WORKS | CIVIL WORKS | CIVIL WORKS | CIVIL WORKS | CIVIL WORKS | CIVIL WORKS | CIVIL WORKS | CIVIL WORKS | CIVIL WORKS | CIVIL WORKS | CIVIL WORKS | CIVIL WORKS | CIVIL WORKS | CIVIL WORKS | CIVIL WORKS | CIVIL WORKS | CIVIL WORKS | CIVIL WORKS | CIVIL WORKS | CIVIL WORKS | CIVIL WORKS | CIVIL WORKS | CIVIL WORKS | CIVIL WORKS | CIVIL WORKS | CIVIL WORKS | CIVIL WORKS | CIVIL WORKS | CIVIL WORKS | CIVIL WORKS | CIVIL WORKS | CIVIL WORKS | CIVIL WORKS | CIVIL WORKS | CIVIL WORKS | CIVIL WORKS | CIVIL WORKS | CIVIL WORKS | CIVIL WORKS | CIVIL WORKS | CIVIL WORKS | CIVIL WORKS | CIVIL WORKS | CIVIL WORKS | CIVIL WORKS | CIVIL WORKS | CIVIL WORKS | CIVIL WORKS | CIVIL WORKS | CIVIL WORKS | CIVIL WORKS | CIVIL WORKS | CIVIL WORKS | CIVIL WORKS | CIVIL WORKS | CIVIL WORKS | CIVIL WORKS | CIVIL WORKS | CIVIL WORKS | CIVIL WORKS | CIVIL WORKS | CIVIL WORKS | CIVIL WORKS | CIVIL WORKS | CIVIL WORKS | CIVIL WORKS | CIVIL WORKS | CIVIL WORKS | CIVIL WORKS | CIVIL WORKS | CIVIL WORKS | CIVIL WORKS | CIVIL WORKS | CIVIL WORKS | CIVIL WORKS | CIVIL WORKS | CIVIL WORKS | CIVIL WORKS | CIVIL WORKS | CIVIL WORKS | CIVIL WORKS | CIVIL WORKS | CIVIL WORKS | CIVIL WORKS | CIVIL WORKS | CIVIL WORKS | CIVIL WORKS | CIVIL WORKS | CIVIL WORKS | CIVIL WORKS | CIVIL WORKS | CIVIL WORKS | CIVIL WORKS | CIVIL WORKS | CIVIL WORKS | CIVIL WORKS | CIVIL WORKS | CIVIL WORKS | CIVIL WORKS | CIVIL WORKS | CIVIL WORKS | CIVIL WORKS | CIVIL WORKS | CIVIL WORKS | CIVIL WORKS | CIVIL WORKS | CIVIL WORKS | CIVIL WORKS | CIVIL WORKS | CIVIL WORKS | CIVIL WORKS | CIVIL WORKS | CIVIL WORKS | CIVIL WORKS | CIVIL WORKS | CIVIL WORKS | CIVIL WORKS | CIVIL WORKS | CIVIL WORKS | CIVIL WORKS | CIVIL WORKS | CIVIL WORKS | CIVIL WORKS | CIVIL WORKS | CIVIL WORKS | CIVIL WORKS | CIVIL WORKS | CIVIL WORKS | CIVIL WORKS | CIVIL WORKS | CIVIL WORKS | CIVIL WORKS | CIVIL WORKS | CIVIL WORKS | CIVIL WORKS | CIVIL WORKS | CIVIL WORKS | CIVIL WORKS | CIVIL WORKS | CIVIL WORKS | CIVIL WORKS | CIVIL WORKS | CIVIL WORKS | CIVIL WORKS | CIVIL WORKS | CIVIL WORKS | CIVIL WORKS | CIVIL WORKS | CIVIL WORKS | CIVIL WORKS | CIVIL WORKS | CIVIL WORKS | CIVIL WORKS | CIVIL WORKS | CIVIL WORKS | CIVIL WORKS | CIVIL WORKS | CIVIL WORKS | CIVIL WORKS | CIVIL WORKS | CIVIL WORKS | CIVIL WORKS | CIVIL WORKS | CIVIL WORKS | CIVIL WORKS | CIVIL WORKS | CIVIL WORKS | CIVIL WORKS | CIVIL WORKS | CIVIL WORKS | CIVIL WORKS | CIVIL WORKS | CIVIL WORKS | CIVIL WORKS | CIVIL WORKS | CIVIL WORKS | CIVIL WORKS | CIVIL WORKS | CIVIL WORKS | CIVIL WORKS | CIVIL WORKS | CIVIL WORKS | CIVIL WORKS | CIVIL WORKS | CIVIL WORKS | CIVIL WORKS | CIVIL WORKS | CIVIL WORKS | CIVIL WORKS | CIVIL WORKS | CIVIL WORKS | CIVIL WORKS | CIVIL WORKS | CIVIL WORKS | CIVIL WORKS | CIVIL WORKS | CIVIL WORKS | CIVIL WORKS | CIVIL WORKS | CIVIL WORKS | CIVIL WORKS | CIVIL WORKS | CIVIL WORKS | CIVIL WORKS | CIVIL WORKS | CIVIL WORKS | CIVIL WORKS | CIVIL WORKS | CIVIL WORKS | CIVIL WORKS | CIVIL WORKS | CIVIL WORKS | CIVIL WORKS | CIVIL WORKS | CIVIL WORKS | CIVIL WORKS | CIVIL WORKS | CIVIL WORKS | CIVIL WORKS | CIVIL WORKS | CIVIL WORKS | CIVIL WORKS | CIVIL WORKS | CIVIL WORKS | CIVIL WORKS | CIVIL WORKS | CIVIL WORKS | CIVIL WORKS | CIVIL WORKS | CIVIL WORKS | CIVIL WORKS | CIVIL WORKS | CIVIL WORKS | CIVIL WORKS | CIVIL WORKS | CIVIL WORKS | CIVIL WORKS | CIVIL WORKS | CIVIL WORKS | CIVIL WORKS | CIVIL WORKS | CIVIL WORKS | CIVIL WORKS | CIVIL WORKS | CIVIL WORKS | CIVIL WORKS | CIVIL WORKS | CIVIL WORKS | CIVIL WORKS | CIVIL WORKS | CIVIL WORKS | CIVIL WORKS | CIVIL WORKS | CIVIL WORKS | CIVIL WORKS | CIVIL WORKS | CIVIL WORKS | CIVIL WORKS | CIVIL WORKS | CIVIL WORKS | CIVIL WORKS | CIVIL WORKS | CIVIL WORKS | CIVIL WORKS | CIVIL WORKS | CIVIL WORKS | CIVIL WORKS | CIVIL WORKS | CIVIL WORKS | CIVIL WORKS | CIVIL WORKS | CIVIL WORKS | CIVIL WORKS | CIVIL WORKS | CIVIL WORKS | CIVIL WORKS | CIVIL WORKS | CIVIL WORKS | CIVIL WORKS | CIVIL WORKS | CIVIL WORKS | CIVIL WORKS | CIVIL WORKS | CIVIL WORKS | CIVIL WORKS | CIVIL WORKS | CIVIL WORKS | CIVIL WORKS | CIVIL WORKS | CIVIL WORKS | CIVIL WORKS | CIVIL WORKS | CIVIL WORKS | CIVIL WORKS | CIVIL WORKS | CIVIL WORKS | CIVIL WORKS | CIVIL WORKS | CIVIL WORKS | CIVIL WORKS | CIVIL WORKS | CIVIL WORKS | CIVIL WORKS | CIVIL WORKS | CIVIL WORKS | CIVIL WORKS | CIVIL WORKS | CIVIL WORKS | CIVIL WORKS | CIVIL WORKS | CIVIL WORKS | CIVIL WORKS | CIVIL WORKS | CIVIL WORKS | CIVIL WORKS | CIVIL WORKS | CIVIL WORKS | CIVIL WORKS | CIVIL WORKS | CIVIL WORKS | CIVIL WORKS | CIVIL WORKS | CIVIL WORKS | CIVIL WORKS | CIVIL WORKS | CIVIL WORKS | CIVIL WORKS | CIVIL WORKS | CIVIL WORKS | CIVIL WORKS | CIVIL WORKS | CIVIL WORKS | CIVIL WORKS | CIVIL WORKS | CIVIL WORKS | CIVIL WORKS | CIVIL WORKS | CIVIL WORKS | CIVIL WORKS | CIVIL WORKS | CIVIL WORKS | CIVIL WORKS | CIVIL WORKS | CIVIL WORKS | CIVIL WORKS | CIVIL WORKS | CIVIL WORKS | CIVIL WORKS | CIVIL WORKS | CIVIL WORKS | CIVIL WORKS | CIVIL WORKS | CIVIL WORKS | CIVIL WORKS | CIVIL WORKS | CIVIL WORKS | CIVIL WORKS | CIVIL WORKS | CIVIL WORKS | CIVIL WORKS | CIVIL WORKS | CIVIL WORKS | CIVIL WORKS | CIVIL WORKS | CIVIL WORKS | CIVIL WORKS | CIVIL WORKS | CIVIL WORKS | CIVIL WORKS | CIVIL WORKS | CIVIL WORKS | CIVIL WORKS | CIVIL WORKS | CIVIL WORKS | CIVIL WORKS | CIVIL WORKS | CIVIL WORKS | CIVIL WORKS | CIVIL WORKS | CIVIL WORKS | CIVIL WORKS | CIVIL WORKS | CIVIL WORKS | CIVIL WORKS | CIVIL WORKS | CIVIL WORKS | CIVIL WORKS | CIVIL WORKS | CIVIL WORKS | CIVIL WORKS | CIVIL WORKS | CIVIL WORKS | CIVIL WORKS | CIVIL WORKS | CIVIL WORKS | CIVIL WORKS | CIVIL WORKS | CIVIL WORKS | CIVIL WORKS | CIVIL WORKS | CIVIL WORKS | CIVIL WORKS | CIVIL WORKS | CIVIL WORKS | CIVIL WORKS | CIVIL WORKS | CIVIL WORKS | CIVIL WORKS | CIVIL WORKS | CIVIL WORKS | CIVIL WORKS | CIVIL WORKS | CIVIL WORKS | CIVIL WORKS | CIVIL WORKS | CIVIL WORKS | CIVIL WORKS | CIVIL WORKS | CIVIL WORKS | CIVIL WORKS | CIVIL WORKS | CIVIL WORKS | CIVIL WORKS | CIVIL WORKS | CIVIL WORKS | CIVIL WORKS | CIVIL WORKS | CIVIL WORKS | CIVIL WORKS | CIVIL WORKS | CIVIL WORKS | CIVIL WORKS | CIVIL WORKS | CIVIL WORKS | CIVIL WORKS | CIVIL WORKS | CIVIL WORKS | CIVIL WORKS | CIVIL WORKS | CIVIL WORKS | CIVIL WORKS | CIVIL WORKS | CIVIL WORKS | CIVIL WORKS | CIVIL WORKS | CIVIL WORKS | CIVIL WORKS | CIVIL WORKS | CIVIL WORKS | CIVIL WORKS | CIVIL WORKS | CIVIL WORKS | CIVIL WORKS | CIVIL WORKS | CIVIL WORKS | CIVIL WORKS | CIVIL WORKS | CIVIL WORKS | CIVIL WORKS | CIVIL WORKS | CIVIL WORKS | CIVIL WORKS | CIVIL WORKS | CIVIL WORKS | CIVIL WORKS | CIVIL WORKS | CIVIL WORKS | CIVIL WORKS | CIVIL WORKS | CIVIL WORKS | CIVIL WORKS | CIVIL WORKS | CIVIL WORKS | CIVIL WORKS | CIVIL WORKS | CIVIL WORKS | CIVIL WORKS | CIVIL WORKS | CIVIL WORKS | CIVIL WORKS | CIVIL WORKS | CIVIL WORKS | CIVIL WORKS | CIVIL WORKS | CIVIL WORKS | CIVIL WORKS | CIVIL WORKS | CIVIL WORKS | CIVIL WORKS | CIVIL WORKS | CIVIL WORKS | CIVIL WORKS | CIVIL WORKS | CIVIL WORKS | CIVIL WORKS | CIVIL WORKS | CIVIL WORKS | CIVIL WORKS | CIVIL WORKS | CIVIL WORKS | CIVIL WORKS | CIVIL WORKS | CIVIL WORKS | CIVIL WORKS | CIVIL WORKS | CIVIL WORKS | CIVIL WORKS | CIVIL WORKS | CIVIL WORKS | CIVIL WORKS | CIVIL WORKS | CIVIL WORKS | CIVIL WORKS | CIVIL WORKS | CIVIL WORKS | CIVIL WORKS | CIVIL WORKS | CIVIL WORKS | CIVIL WORKS | CIVIL WORKS | CIVIL WORKS | CIVIL WORKS | CIVIL WORKS | CIVIL WORKS | CIVIL WORKS | CIVIL WORKS | CIVIL WORKS | CIVIL WORKS | CIVIL WORKS | CIVIL WORKS | CIVIL WORKS | CIVIL WORKS | CIVIL WORKS | CIVIL WORKS | CIVIL WORKS | CIVIL WORKS | CIVIL WORKS | CIVIL WORKS | CIVIL WORKS | CIVIL WORKS | CIVIL WORKS | CIVIL WORKS | CIVIL WORKS | CIVIL WORKS | CIVIL WORKS | CIVIL WORKS | CIVIL WORKS | CIVIL WORKS | CIVIL WORKS | CIVIL WORKS | CIVIL WORKS | CIVIL WORKS | CIVIL WORKS | CIVIL WORKS | CIVIL WORKS | CIVIL WORKS | CIVIL WORKS | CIVIL WORKS | CIVIL WORKS | CIVIL WORKS | CIVIL WORKS | CIVIL WORKS | CIVIL WORKS | CIVIL WORKS | CIVIL WORKS | CIVIL WORKS | CIVIL WORKS | CIVIL WORKS | CIVIL WORKS | CIVIL WORKS | CIVIL WORKS | CIVIL WORKS | CIVIL WORKS | CIVIL WORKS | CIVIL WORKS | CIVIL WORKS | CIVIL WORKS | CIVIL WORKS | CIVIL WORKS | CIVIL WORKS | CIVIL WORKS | CIVIL WORKS | CIVIL WORKS | CIVIL WORKS | CIVIL WORKS | CIVIL WORKS | CIVIL WORKS | CIVIL WORKS | CIVIL WORKS | CIVIL WORKS | CIVIL WORKS | CIVIL WORKS | CIVIL WORKS | CIVIL WORKS | CIVIL WORKS | CIVIL WORKS | CIVIL WORKS | CIVIL WORKS | CIVIL WORKS | CIVIL WORKS | CIVIL WORKS | CIVIL WORKS | CIVIL WORKS | CIVIL WORKS | CIVIL WORKS | CIVIL WORKS | CIVIL WORKS | CIVIL WORKS | CIVIL WORKS | CIVIL WORKS | CIVIL WORKS | CIVIL WORKS | CIVIL WORKS | CIVIL WORKS | CIVIL WORKS | CIVIL WORKS | CIVIL WORKS | CIVIL WORKS | CIVIL WORKS | CIVIL WORKS | CIVIL WORKS | CIVIL WORKS | CIVIL WORKS | CIVIL WORKS | CIVIL WORKS | CIVIL WORKS | CIVIL WORKS | CIVIL WORKS | CIVIL WORKS | CIVIL WORKS | CIVIL WORKS | CIVIL WORKS | CIVIL WORKS | CIVIL WORKS | CIVIL WORKS | CIVIL WORKS | CIVIL WORKS | CIVIL WORKS | CIVIL WORKS | CIVIL WORKS | CIVIL WORKS | CIVIL WORKS | CIVIL WORKS | CIVIL WORKS | CIVIL WORKS | CIVIL WORKS | CIVIL WORKS | CIVIL WORKS | CIVIL WORKS | CIVIL WORKS | CIVIL WORKS | CIVIL WORKS | CIVIL WORKS | CIVIL WORKS | CIVIL WORKS | CIVIL WORKS | CIVIL WORKS | CIVIL WORKS | CIVIL WORKS | CIVIL WORKS | CIVIL WORKS | CIVIL WORKS | CIVIL WORKS | CIVIL WORKS | CIVIL WORKS | CIVIL WORKS | CIVIL WORKS | CIVIL WORKS | CIVIL WORKS | CIVIL WORKS | CIVIL WORKS | CIVIL WORKS | CIVIL WORKS | CIVIL WORKS | CIVIL WORKS | CIVIL WORKS | CIVIL WORKS | CIVIL WORKS | CIVIL WORKS | CIVIL WORKS | CIVIL WORKS | CIVIL WORKS | CIVIL WORKS | CIVIL WORKS | CIVIL WORKS | CIVIL WORKS | CIVIL WORKS | CIVIL WORKS | CIVIL WORKS | CIVIL WORKS | CIVIL WORKS | CIVIL WORKS | CIVIL WORKS | CIVIL WORKS | CIVIL WORKS | CIVIL WORKS | CIVIL WORKS | CIVIL WORKS | CIVIL WORKS | CIVIL WORKS | CIVIL WORKS | CIVIL WORKS | CIVIL WORKS | CIVIL WORKS | CIVIL WORKS | CIVIL WORKS | CIVIL WORKS | CIVIL WORKS | CIVIL WORKS | CIVIL WORKS | CIVIL WORKS | CIVIL WORKS | CIVIL WORKS | CIVIL WORKS | CIVIL WORKS | CIVIL WORKS | CIVIL WORKS | CIVIL WORKS | CIVIL WORKS | CIVIL WORKS | CIVIL WORKS | CIVIL WORKS | CIVIL WORKS | CIVIL WORKS | CIVIL WORKS | CIVIL WORKS | CIVIL WORKS | CIVIL WORKS | CIVIL WORKS | CIVIL WORKS | CIVIL WORKS | CIVIL WORKS | CIVIL WORKS | CIVIL WORKS | CIVIL WORKS | CIVIL WORKS | CIVIL WORKS | CIVIL WORKS | CIVIL WORKS | CIVIL WORKS | CIVIL WORKS | CIVIL WORKS | CIVIL WORKS | CIVIL WORKS | CIVIL WORKS | CIVIL WORKS | CIVIL WORKS | CIVIL WORKS | CIVIL WORKS | CIVIL WORKS | CIVIL WORKS | CIVIL WORKS | CIVIL WORKS | CIVIL WORKS | CIVIL WORKS | CIVIL WORKS | CIVIL WORKS | CIVIL WORKS | CIVIL WORKS | CIVIL WORKS | CIVIL WORKS | CIVIL WORKS | CIVIL WORKS | CIVIL WORKS | CIVIL WORKS | CIVIL WORKS | CIVIL WORKS | CIVIL WORKS | CIVIL WORKS | CIVIL WORKS | CIVIL WORKS | CIVIL WORKS | CIVIL WORKS | CIVIL WORKS | CIVIL WORKS | CIVIL WORKS | CIVIL WORKS | CIVIL WORKS | CIVIL WORKS | CIVIL WORKS | CIVIL WORKS | CIVIL WORKS | CIVIL WORKS | CIVIL WORKS | CIVIL WORKS | CIVIL WORKS | CIVIL WORKS | CIVIL WORKS | CIVIL WORKS | CIVIL WORKS | CIVIL WORKS | CIVIL WORKS | CIVIL WORKS | CIVIL WORKS | CIVIL WORKS | CIVIL WORKS | CIVIL WORKS | CIVIL WORKS | CIVIL WORKS | CIVIL WORKS | CIVIL WORKS | CIVIL WORKS | CIVIL WORKS | CIVIL WORKS | CIVIL WORKS | CIVIL WORKS | CIVIL WORKS | CIVIL WORKS | CIVIL WORKS | CIVIL WORKS | CIVIL WORKS | CIVIL WORKS | CIVIL WORKS | CIVIL WORKS | CIVIL WORKS | CIVIL WORKS | CIVIL WORKS | CIVIL WORKS | CIVIL WORKS | CIVIL WORKS | CIVIL WORKS | CIVIL WORKS | CIVIL WORKS | CIVIL WORKS | CIVIL WORKS | CIVIL WORKS | CIVIL WORKS | CIVIL WORKS | CIVIL WORKS | CIVIL WORKS | CIVIL WORKS | CIVIL WORKS | CIVIL WORKS | CIVIL WORKS | CIVIL WORKS | CIVIL WORKS | CIVIL WORKS | CIVIL WORKS | CIVIL WORKS | CIVIL WORKS | CIVIL WORKS | CIVIL WORKS | CIVIL WORKS | CIVIL WORKS | CIVIL WORKS | CIVIL WORKS | CIVIL WORKS | CIVIL WORKS | CIVIL WORKS | CIVIL WORKS | CIVIL WORKS | CIVIL WORKS | CIVIL WORKS | CIVIL WORKS | CIVIL WORKS | CIVIL WORKS | CIVIL WORKS | CIVIL WORKS | CIVIL WORKS | CIVIL WORKS | CIVIL WORKS | CIVIL WORKS | CIVIL WORKS | CIVIL WORKS | CIVIL WORKS | CIVIL WORKS | CIVIL WORKS | CIVIL WORKS | CIVIL WORKS | CIVIL WORKS | CIVIL WORKS | CIVIL WORKS | CIVIL WORKS | CIVIL WORKS | CIVIL WORKS | CIVIL WORKS | CIVIL WORKS | CIVIL WORKS | CIVIL WORKS | CIVIL WORKS | CIVIL WORKS | CIVIL WORKS | CIVIL WORKS | CIVIL WORKS | CIVIL WORKS | CIVIL WORKS | CIVIL WORKS | CIVIL WORKS | CIVIL WORKS | CIVIL WORKS | CIVIL WORKS | CIVIL WORKS | CIVIL WORKS | CIVIL WORKS | CIVIL WORKS | CIVIL WORKS | CIVIL WORKS | CIVIL WORKS | CIVIL WORKS | CIVIL WORKS | CIVIL WORKS | CIVIL WORKS | CIVIL WORKS | CIVIL WORKS | CIVIL WORKS | CIVIL WORKS | CIVIL WORKS | CIVIL WORKS | CIVIL WORKS | CIVIL WORKS | CIVIL WORKS | CIVIL WORKS | CIVIL WORKS | CIVIL WORKS | CIVIL WORKS | CIVIL WORKS | CIVIL WORKS | CIVIL WORKS | CIVIL WORKS | CIVIL WORKS | CIVIL WORKS | CIVIL WORKS | CIVIL WORKS | CIVIL WORKS | CIVIL WORKS | CIVIL WORKS | CIVIL WORKS | CIVIL WORKS | CIVIL WORKS | CIVIL WORKS | CIVIL WORKS | CIVIL WORKS | CIVIL WORKS | CIVIL WORKS | CIVIL WORKS | CIVIL WORKS | CIVIL WORKS | CIVIL WORKS | CIVIL WORKS | CIVIL WORKS | CIVIL WORKS | CIVIL WORKS | CIVIL WORKS | CIVIL WORKS | CIVIL WORKS | CIVIL WORKS | CIVIL WORKS | CIVIL WORKS | CIVIL WORKS | CIVIL WORKS | CIVIL WORKS | CIVIL WORKS | CIVIL WORKS | CIVIL WORKS | CIVIL WORKS | CIVIL WORKS | CIVIL WORKS | CIVIL WORKS | CIVIL WORKS | CIVIL WORKS | CIVIL WORKS | CIVIL WORKS | CIVIL WORKS | CIVIL WORKS | CIVIL WORKS | CIVIL WORKS | CIVIL WORKS | CIVIL WORKS | CIVIL WORKS | CIVIL WORKS | CIVIL WORKS | CIVIL WORKS | CIVIL WORKS | CIVIL WORKS | CIVIL WORKS | CIVIL WORKS | CIVIL WORKS | CIVIL WORKS | CIVIL WORKS | CIVIL WORKS | CIVIL WORKS | CIVIL WORKS | CIVIL WORKS | CIVIL WORKS | CIVIL WORKS | CIVIL WORKS | CIVIL WORKS | CIVIL WORKS | CIVIL WORKS | CIVIL WORKS | CIVIL WORKS | CIVIL WORKS | CIVIL WORKS | CIVIL WORKS | CIVIL WORKS | CIVIL WORKS | CIVIL WORKS | CIVIL WORKS | CIVIL WORKS | CIVIL WORKS | CIVIL WORKS | CIVIL WORKS | CIVIL WORKS | CIVIL WORKS | CIVIL WORKS | CIVIL WORKS | CIVIL WORKS | CIVIL WORKS | CIVIL WORKS | CIVIL WORKS | CIVIL WORKS | CIVIL WORKS | CIVIL WORKS | CIVIL WORKS | CIVIL WORKS | CIVIL WORKS | CIVIL WORKS | CIVIL WORKS | CIVIL WORKS | CIVIL WORKS | CIVIL WORKS | CIVIL WORKS | CIVIL WORKS | CIVIL WORKS | CIVIL WORKS | CIVIL WORKS | CIVIL WORKS | CIVIL WORKS | CIVIL WORKS | CIVIL WORKS | CIVIL WORKS | CIVIL WORKS | CIVIL WORKS | CIVIL WORKS | CIVIL WORKS | CIVIL WORKS | CIVIL WORKS | CIVIL WORKS | CIVIL WORKS | CIVIL WORKS | CIVIL WORKS | CIVIL WORKS | CIVIL WORKS | CIVIL WORKS | CIVIL WORKS | CIVIL WORKS | CIVIL WORKS | CIVIL WORKS | CIVIL WORKS | CIVIL WORKS | CIVIL WORKS | CIVIL WORKS | CIVIL WORKS | CIVIL WORKS | CIVIL WORKS | CIVIL WORKS | CIVIL WORKS | CIVIL WORKS | CIVIL WORKS | CIVIL WORKS | CIVIL WORKS | CIVIL WORKS | CIVIL WORKS | CIVIL WORKS | CIVIL WORKS | CIVIL WORKS | CIVIL WORKS | CIVIL WORKS | CIVIL WORKS | CIVIL WORKS | CIVIL WORKS | CIVIL WORKS | CIVIL WORKS | CIVIL WORKS | CIVIL WORKS | CIVIL WORKS | CIVIL WORKS | CIVIL WORKS | CIVIL WORKS | CIVIL WORKS | CIVIL WORKS | CIVIL WORKS | CIVIL WORKS | CIVIL WORKS | CIVIL WORKS | CIVIL WORKS | CIVIL WORKS | CIVIL WORKS | CIVIL WORKS | CIVIL WORKS | CIVIL WORKS | CIVIL WORKS | CIVIL WORKS | CIVIL WORKS | CIVIL WORKS | CIVIL WORKS | CIVIL WORKS | CIVIL WORKS | CIVIL WORKS | CIVIL WORKS | CIVIL WORKS | CIVIL WORKS | CIVIL WORKS | CIVIL WORKS | CIVIL WORKS | CIVIL WORKS | CIVIL WORKS | CIVIL WORKS | CIVIL WORKS | CIVIL WORKS | CIVIL WORKS | CIVIL WORKS | CIVIL WORKS | CIVIL WORKS | CIVIL WORKS | CIVIL WORKS | CIVIL WORKS | CIVIL WORKS | CIVIL WORKS | CIVIL WORKS | CIVIL WORKS | CIVIL WORKS | CIVIL WORKS | CIVIL WORKS | CIVIL WORKS | CIVIL WORKS | CIVIL WORKS | CIVIL WORKS | CIVIL WORKS | CIVIL WORKS | CIVIL WORKS | CIVIL WORKS | CIVIL WORKS | CIVIL WORKS | CIVIL WORKS | CIVIL WORKS | CIVIL WORKS | CIVIL WORKS | CIVIL WORKS | CIVIL WORKS | CIVIL WORKS | CIVIL WORKS | CIVIL WORKS | CIVIL WORKS | CIVIL WORKS | CIVIL WORKS | CIVIL WORKS | CIVIL WORKS | CIVIL WORKS | CIVIL WORKS | CIVIL WORKS | CIVIL WORKS | CIVIL WORKS | CIVIL WORKS | CIVIL WORKS | CIVIL WORKS | CIVIL WORKS | CIVIL WORKS | CIVIL WORKS | CIVIL WORKS | CIVIL WORKS | CIVIL WORKS | CIVIL WORKS | CIVIL WORKS | CIVIL WORKS | CIVIL WORKS | CIVIL WORKS | CIVIL WORKS | CIVIL WORKS | CIVIL WORKS | CIVIL WORKS | CIVIL WORKS | CIVIL WORKS | CIVIL WORKS | CIVIL WORKS | CIVIL WORKS | CIVIL WORKS | CIVIL WORKS | CIVIL WORKS | CIVIL WORKS | CIVIL WORKS | CIVIL WORKS | CIVIL WORKS | CIVIL WORKS | CIVIL WORKS | CIVIL WORKS | CIVIL WORKS | CIVIL WORKS | CIVIL WORKS | CIVIL WORKS | CIVIL WORKS | CIVIL WORKS | CIVIL WORKS | CIVIL WORKS | CIVIL WORKS | CIVIL WORKS | CIVIL WORKS | CIVIL WORKS | CIVIL WORKS | CIVIL WORKS | CIVIL WORKS | CIVIL WORKS | CIVIL WORKS | CIVIL WORKS | CIVIL WORKS | CIVIL WORKS | CIVIL WORKS | CIVIL WORKS | CIVIL WORKS | CIVIL WORKS | CIVIL WORKS | CIVIL WORKS | CIVIL WORKS | CIVIL WORKS | CIVIL WORKS | CIVIL WORKS | CIVIL WORKS | CIVIL WORKS | CIVIL WORKS | CIVIL WORKS | CIVIL WORKS | CIVIL WORKS | CIVIL WORKS | CIVIL WORKS | CIVIL WORKS | CIVIL WORKS | CIVIL WORKS | CIVIL WORKS | CIVIL WORKS | CIVIL WORKS | CIVIL WORKS | CIVIL WORKS | CIVIL WORKS | CIVIL WORKS | CIVIL WORKS | CIVIL WORKS | CIVIL WORKS | CIVIL WORKS | CIVIL WORKS | CIVIL WORKS | CIVIL WORKS | CIVIL WORKS | CIVIL WORKS | CIVIL WORKS | CIVIL WORKS | CIVIL WORKS | CIVIL WORKS | CIVIL WORKS | CIVIL WORKS | CIVIL WORKS | CIVIL WORKS | CIVIL WORKS | CIVIL WORKS | CIVIL WORKS | CIVIL WORKS | CIVIL WORKS | CIVIL WORKS | CIVIL WORKS | CIVIL WORKS | CIVIL WORKS | CIVIL WORKS | CIVIL WORKS | CIVIL WORKS | CIVIL WORKS | CIVIL WORKS | CIVIL WORKS | CIVIL WORKS | CIVIL WORKS | CIVIL WORKS | CIVIL WORKS | CIVIL WORKS | CIVIL WORKS | CIVIL WORKS | CIVIL WORKS | CIVIL WORKS | CIVIL WORKS | CIVIL WORKS | CIVIL WORKS | CIVIL WORKS | CIVIL WORKS | CIVIL WORKS | CIVIL WORKS | CIVIL WORKS | CIVIL WORKS | CIVIL WORKS | CIVIL WORKS | CIVIL WORKS | CIVIL WORKS | CIVIL WORKS | CIVIL WORKS | CIVIL WORKS | CIVIL WORKS | CIVIL WORKS | CIVIL WORKS | CIVIL WORKS | CIVIL WORKS | CIVIL WORKS | CIVIL WORKS | CIVIL WORKS | CIVIL WORKS | CIVIL WORKS | CIVIL WORKS | CIVIL WORKS | CIVIL WORKS | CIVIL WORKS | CIVIL WORKS | CIVIL WORKS | CIVIL WORKS | CIVIL WORKS | CIVIL WORKS | CIVIL WORKS | CIVIL WORKS | CIVIL WORKS | CIVIL WORKS | CIVIL WORKS | CIVIL WORKS | CIVIL WORKS | CIVIL WORKS | CIVIL WORKS | CIVIL WORKS | CIVIL WORKS | CIVIL WORKS | CIVIL WORKS | CIVIL WORKS | CIVIL WORKS | CIVIL WORKS | CIVIL WORKS | CIVIL WORKS | CIVIL WORKS | CIVIL WORKS | CIVIL WORKS | CIVIL WORKS | CIVIL WORKS | CIVIL WORKS | CIVIL WORKS | CIVIL WORKS | CIVIL WORKS | CIVIL WORKS | CIVIL WORKS | CIVIL WORKS | CIVIL WORKS | CIVIL WORKS | CIVIL WORKS | CIVIL WORKS | CIVIL WORKS | CIVIL WORKS | CIVIL WORKS | CIVIL WORKS | CIVIL WORKS | CIVIL WORKS | CIVIL WORKS | CIVIL WORKS | CIVIL WORKS | CIVIL WORKS | CIVIL WORKS | CIVIL WORKS | CIVIL WORKS | CIVIL WORKS | CIVIL WORKS | CIVIL WORKS | CIVIL WORKS | CIVIL WORKS | CIVIL WORKS | CIVIL WORKS | CIVIL WORKS | CIVIL WORKS | CIVIL WORKS | CIVIL WORKS | CIVIL WORKS | CIVIL WORKS | CIVIL WORKS | CIVIL WORKS | CIVIL WORKS | CIVIL WORKS | CIVIL WORKS | CIVIL WORKS | CIVIL WORKS | CIVIL WORKS | CIVIL WORKS | CIVIL WORKS | CIVIL WORKS | CIVIL WORKS | CIVIL WORKS | CIVIL WORKS | CIVIL WORKS | CIVIL WORKS | CIVIL WORKS | CIVIL WORKS | CIVIL WORKS | CIVIL WORKS | CIVIL WORKS | CIVIL WORKS | CIVIL WORKS | CIVIL WORKS | CIVIL WORKS | CIVIL WORKS | CIVIL WORKS | CIVIL WORKS | CIVIL WORKS | CIVIL WORKS | CIVIL WORKS | CIVIL WORKS | CIVIL WORKS | CIVIL WORKS | CIVIL WORKS | CIVIL WORKS | CIVIL WORKS | CIVIL WORKS | CIVIL WORKS | CIVIL WORKS | CIVIL WORKS | CIVIL WORKS | CIVIL WORKS | CIVIL WORKS | CIVIL WORKS | CIVIL WORKS | CIVIL WORKS | CIVIL WORKS | CIVIL WORKS | CIVIL WORKS | CIVIL WORKS | CIVIL WORKS | CIVIL WORKS | CIVIL WORKS | CIVIL WORKS | CIVIL WORKS | CIVIL WORKS | CIVIL WORKS | CIVIL WORKS | CIVIL WORKS | CIVIL WORKS | CIVIL WORKS | CIVIL WORKS | CIVIL WORKS | CIVIL WORKS | CIVIL WORKS | CIVIL WORKS | CIVIL WORKS | CIVIL WORKS | CIVIL WORKS | CIVIL WORKS | CIVIL WORKS | CIVIL WORKS | CIVIL WORKS | CIVIL WORKS | CIVIL WORKS | CIVIL WORKS | CIVIL WORKS | CIVIL WORKS | CIVIL WORKS | CIVIL WORKS | CIVIL WORKS | CIVIL WORKS | CIVIL WORKS | CIVIL WORKS | CIVIL WORKS | CIVIL WORKS | CIVIL WORKS | CIVIL WORKS | CIVIL WORKS | CIVIL WORKS | CIVIL WORKS | CIVIL WORKS | CIVIL WORKS | CIVIL WORKS | CIVIL WORKS | CIVIL WORKS | CIVIL WORKS | CIVIL WORKS | CIVIL WORKS | CIVIL WORKS | CIVIL WORKS | CIVIL WORKS | CIVIL WORKS | CIVIL WORKS | CIVIL WORKS | CIVIL WORKS | CIVIL WORKS | CIVIL WORKS | CIVIL WORKS | CIVIL WORKS | CIVIL WORKS | CIVIL WORKS | CIVIL WORKS | CIVIL WORKS | CIVIL WORKS | CIVIL WORKS | CIVIL WORKS | CIVIL WORKS | CIVIL WORKS | CIVIL WORKS | CIVIL WORKS | CIVIL WORKS | CIVIL WORKS | CIVIL WORKS | CIVIL WORKS | CIVIL WORKS | CIVIL WORKS | CIVIL WORKS | CIVIL WORKS | CIVIL WORKS | CIVIL WORKS | CIVIL WORKS | CIVIL WORKS | CIVIL WORKS | CIVIL WORKS | CIVIL WORKS | CIVIL WORKS | CIVIL WORKS | CIVIL WORKS | CIVIL WORKS | CIVIL WORKS | CIVIL WORKS | CIVIL WORKS | CIVIL WORKS | CIVIL WORKS | CIVIL WORKS | CIVIL WORKS | CIVIL WORKS | CIVIL WORKS | CIVIL WORKS | CIVIL WORKS | CIVIL WORKS | CIVIL WORKS | CIVIL WORKS | CIVIL WORKS | CIVIL WORKS | CIVIL WORKS | CIVIL WORKS | CIVIL WORKS | CIVIL WORKS | CIVIL WORKS | CIVIL WORKS | CIVIL WORKS | CIVIL WORKS | CIVIL WORKS | CIVIL WORKS | CIVIL WORKS | CIVIL WORKS | CIVIL WORKS | CIVIL WORKS | CIVIL WORKS | CIVIL WORKS | CIVIL WORKS | CIVIL WORKS | CIVIL WORKS | CIVIL WORKS | CIVIL WORKS | CIVIL WORKS | CIVIL WORKS | CIVIL WORKS | CIVIL WORKS | CIVIL WORKS | CIVIL WORKS | CIVIL WORKS | CIVIL WORKS | CIVIL WORKS | CIVIL WORKS | CIVIL WORKS | CIVIL WORKS | CIVIL WORKS | CIVIL WORKS | CIVIL WORKS | CIVIL WORKS | CIVIL WORKS | CIVIL WORKS | CIVIL WORKS | CIVIL WORKS | CIVIL WORKS | CIVIL WORKS | CIVIL WORKS | CIVIL WORKS | CIVIL WORKS | CIVIL WORKS | CIVIL WORKS | CIVIL WORKS | CIVIL WORKS | CIVIL WORKS | CIVIL WORKS | CIVIL WORKS | CIVIL WORKS | CIVIL WORKS | CIVIL WORKS | CIVIL WORKS | CIVIL WORKS | CIVIL WORKS | CIVIL WORKS | CIVIL WORKS | CIVIL WORKS | CIVIL WORKS | CIVIL WORKS | CIVIL WORKS | CIVIL WORKS | CIVIL WORKS | CIVIL WORKS | CIVIL WORKS | CIVIL WORKS | CIVIL WORKS | CIVIL WORKS | CIVIL WORKS | CIVIL WORKS | CIVIL WORKS | CIVIL WORKS | CIVIL WORKS | CIVIL WORKS | CIVIL WORKS | CIVIL WORKS | CIVIL WORKS | CIVIL WORKS | CIVIL WORKS | CIVIL WORKS | CIVIL WORKS | CIVIL WORKS | CIVIL WORKS | CIVIL WORKS | CIVIL WORKS | CIVIL WORKS | CIVIL WORKS | CIVIL WORKS | CIVIL WORKS | CIVIL WORKS | CIVIL WORKS | CIVIL WORKS | CIVIL WORKS | CIVIL WORKS | CIVIL WORKS | CIVIL WORKS | CIVIL WORKS | CIVIL WORKS | CIVIL WORKS | CIVIL WORKS | CIVIL WORKS | CIVIL WORKS | CIVIL WORKS | CIVIL WORKS | CIVIL WORKS | CIVIL WORKS | CIVIL WORKS | CIVIL WORKS | CIVIL WORKS | CIVIL WORKS | CIVIL WORKS | CIVIL WORKS | CIVIL WORKS | CIVIL WORKS | CIVIL WORKS | CIVIL WORKS | CIVIL WORKS | CIVIL WORKS | CIVIL WORKS | CIVIL WORKS | CIVIL WORKS | CIVIL WORKS | CIVIL WORKS | CIVIL WORKS | CIVIL WORKS | CIVIL WORKS | CIVIL WORKS | CIVIL WORKS | CIVIL WORKS | CIVIL WORKS | CIVIL WORKS | CIVIL WORKS | CIVIL WORKS | CIVIL WORKS | CIVIL WORKS | CIVIL WORKS | CIVIL WORKS | CIVIL WORKS | CIVIL WORKS | CIVIL WORKS | CIVIL WORKS | CIVIL WORKS | CIVIL WORKS | CIVIL WORKS | CIVIL WORKS | CIVIL WORKS | CIVIL WORKS | CIVIL WORKS | CIVIL WORKS | CIVIL WORKS | CIVIL WORKS | CIVIL WORKS | CIVIL WORKS | CIVIL WORKS | CIVIL WORKS | CIVIL WORKS | CIVIL WORKS | CIVIL WORKS | CIVIL WORKS | CIVIL WORKS | CIVIL WORKS | CIVIL WORKS | CIVIL WORKS | CIVIL WORKS | CIVIL WORKS | CIVIL WORKS | CIVIL WORKS | CIVIL WORKS | CIVIL WORKS | CIVIL WORKS | CIVIL WORKS | CIVIL WORKS | CIVIL WORKS | CIVIL WORKS | CIVIL WORKS | CIVIL WORKS | CIVIL WORKS | CIVIL WORKS | CIVIL WORKS | CIVIL WORKS | CIVIL WORKS | CIVIL WORKS | CIVIL WORKS | CIVIL WORKS | CIVIL WORKS | CIVIL WORKS | CIVIL WORKS | CIVIL WORKS | CIVIL WORKS | CIVIL WORKS | CIVIL WORKS | CIVIL WORKS | CIVIL WORKS | CIVIL WORKS | CIVIL WORKS | CIVIL WORKS | CIVIL WORKS | CIVIL WORKS | CIVIL WORKS | CIVIL WORKS | CIVIL WORKS | CIVIL WORKS | CIVIL WORKS | CIVIL WORKS | CIVIL WORKS | CIVIL WORKS | CIVIL WORKS | CIVIL WORKS | CIVIL WORKS | CIVIL WORKS | CIVIL WORKS | CIVIL WORKS | CIVIL WORKS | CIVIL WORKS | CIVIL WORKS | CIVIL WORKS | CIVIL WORKS | CIVIL WORKS | CIVIL WORKS | CIVIL WORKS | CIVIL WORKS | CIVIL WORKS | CIVIL WORKS | CIVIL WORKS | CIVIL WORKS | CIVIL WORKS | CIVIL WORKS | CIVIL WORKS | CIVIL WORKS | CIVIL WORKS | CIVIL WORKS | CIVIL WORKS | CIVIL WORKS | CIVIL WORKS | CIVIL WORKS | CIVIL WORKS | CIVIL WORKS | CIVIL WORKS | CIVIL WORKS | CIVIL WORKS | CIVIL WORKS | CIVIL WORKS | CIVIL WORKS | CIVIL WORKS | CIVIL WORKS | CIVIL WORKS | CIVIL WORKS | CIVIL WORKS | CIVIL WORKS | CIVIL WORKS | CIVIL WORKS | CIVIL WORKS | CIVIL WORKS | CIVIL WORKS | CIVIL WORKS | CIVIL WORKS | CIVIL WORKS | CIVIL WORKS | CIVIL WORKS | CIVIL WORKS | CIVIL WORKS | CIVIL WORKS | CIVIL WORKS | CIVIL WORKS | CIVIL WORKS | CIVIL WORKS | CIVIL WORKS | CIVIL WORKS | CIVIL WORKS | CIVIL WORKS | CIVIL WORKS | CIVIL WORKS | CIVIL WORKS | CIVIL WORKS | CIVIL WORKS | CIVIL WORKS | CIVIL WORKS | CIVIL WORKS | CIVIL WORKS | CIVIL WORKS | CIVIL WORKS | CIVIL WORKS | CIVIL WORKS | CIVIL WORKS | CIVIL WORKS | CIVIL WORKS | CIVIL WORKS | CIVIL WORKS | CIVIL WORKS | CIVIL WORKS | CIVIL WORKS | CIVIL WORKS | CIVIL WORKS | CIVIL WORKS | CIVIL WORKS | CIVIL WORKS | CIVIL WORKS | CIVIL WORKS | CIVIL WORKS | CIVIL WORKS | CIVIL WORKS | CIVIL WORKS | CIVIL WORKS | CIVIL WORKS | CIVIL WORKS | CIVIL WORKS | CIVIL WORKS | CIVIL WORKS | CIVIL WORKS | CIVIL WORKS | CIVIL WORKS | CIVIL WORKS | CIVIL WORKS | CIVIL WORKS | CIVIL WORKS | CIVIL WORKS | CIVIL WORKS | CIVIL WORKS | CIVIL WORKS | CIVIL WORKS | CIVIL WORKS | CIVIL WORKS | CIVIL WORKS | CIVIL WORKS | CIVIL WORKS | CIVIL WORKS | CIVIL WORKS | CIVIL WORKS | CIVIL WORKS | CIVIL WORKS | CIVIL WORKS | CIVIL WORKS | CIVIL WORKS | CIVIL WORKS | CIVIL WORKS | CIVIL WORKS | CIVIL WORKS | CIVIL WORKS | CIVIL WORKS | CIVIL WORKS | CIVIL WORKS | CIVIL WORKS | CIVIL WORKS | CIVIL WORKS | CIVIL WORKS | CIVIL WORKS | CIVIL WORKS | CIVIL WORKS | CIVIL WORKS | CIVIL WORKS | CIVIL WORKS | CIVIL WORKS | CIVIL WORKS | CIVIL WORKS | CIVIL WORKS | CIVIL WORKS | CIVIL WORKS | CIVIL WORKS | CIVIL WORKS | CIVIL WORKS | CIVIL WORKS | CIVIL WORKS | CIVIL WORKS | CIVIL WORKS | CIVIL WORKS | CIVIL WORKS | CIVIL WORKS | CIVIL WORKS | CIVIL WORKS | CIVIL WORKS | CIVIL WORKS | CIVIL WORKS | CIVIL WORKS | CIVIL WORKS | CIVIL WORKS | CIVIL WORKS | CIVIL WORKS | CIVIL WORKS | CIVIL WORKS | CIVIL WORKS | CIVIL WORKS | CIVIL WORKS | CIVIL WORKS | CIVIL WORKS | CIVIL WORKS | CIVIL WORKS | CIVIL WORKS | CIVIL WORKS | CIVIL WORKS | CIVIL WORKS | CIVIL WORKS | CIVIL WORKS | CIVIL WORKS | CIVIL WORKS | CIVIL WORKS | CIVIL WORKS | CIVIL WORKS | CIVIL WORKS | CIVIL WORKS | CIVIL WORKS | CIVIL WORKS | CIVIL WORKS | CIVIL WORKS | CIVIL WORKS | CIVIL WORKS | CIVIL WORKS | CIVIL WORKS | CIVIL WORKS | CIVIL WORKS | CIVIL WORKS | CIVIL WORKS | CIVIL WORKS | CIVIL WORKS | CIVIL WORKS | CIVIL WORKS | CIVIL WORKS | CIVIL WORKS | CIVIL WORKS | CIVIL WORKS | CIVIL WORKS | CIVIL WORKS | CIVIL WORKS | CIVIL WORKS | CIVIL WORKS | CIVIL WORKS | CIVIL WORKS | CIVIL WORKS | CIVIL WORKS | CIVIL WORKS | CIVIL WORKS | CIVIL WORKS | CIVIL WORKS | CIVIL WORKS | CIVIL WORKS | CIVIL WORKS | CIVIL WORKS | CIVIL WORKS | CIVIL WORKS | CIVIL WORKS | CIVIL WORKS | CIVIL WORKS | CIVIL WORKS | CIVIL WORKS | CIVIL WORKS | CIVIL WORKS | CIVIL WORKS | CIVIL WORKS | CIVIL WORKS | CIVIL WORKS | CIVIL WORKS | CIVIL WORKS | CIVIL WORKS | CIVIL WORKS | CIVIL WORKS | CIVIL WORKS | CIVIL WORKS | CIVIL WORKS | CIVIL WORKS | CIVIL WORKS | CIVIL WORKS | CIVIL WORKS | CIVIL WORKS | CIVIL WORKS | CIVIL WORKS | CIVIL WORKS | CIVIL WORKS | CIVIL WORKS | CIVIL WORKS | CIVIL WORKS | CIVIL WORKS | CIVIL WORKS | CIVIL WORKS | CIVIL WORKS | CIVIL WORKS | CIVIL WORKS | CIVIL WORKS | CIVIL WORKS | CIVIL WORKS | CIVIL WORKS | CIVIL WORKS | CIVIL WORKS | CIVIL WORKS | CIVIL WORKS | CIVIL WORKS | CIVIL WORKS | CIVIL WORKS | CIVIL WORKS | CIVIL WORKS | CIVIL WORKS | CIVIL WORKS | CIVIL WORKS | CIVIL WORKS | CIVIL WORKS | CIVIL WORKS | CIVIL WORKS | CIVIL WORKS | CIVIL WORKS | CIVIL WORKS | CIVIL WORKS | CIVIL WORKS | CIVIL WORKS | CIVIL WORKS | CIVIL WORKS | CIVIL WORKS | CIVIL WORKS | CIVIL WORKS | CIVIL WORKS | CIVIL WORKS | CIVIL WORKS | CIVIL WORKS | CIVIL WORKS | CIVIL WORKS | CIVIL WORKS | CIVIL WORKS | CIVIL WORKS | CIVIL WORKS | CIVIL WORKS | CIVIL WORKS | CIVIL WORKS | CIVIL WORKS | CIVIL WORKS | CIVIL WORKS | CIVIL WORKS | CIVIL WORKS | CIVIL WORKS | CIVIL WORKS | CIVIL WORKS | CIVIL WORKS | CIVIL WORKS | CIVIL WORKS | CIVIL WORKS | CIVIL WORKS | CIVIL WORKS | CIVIL WORKS | CIVIL WORKS | CIVIL WORKS | CIVIL WORKS | CIVIL WORKS | CIVIL WORKS | CIVIL WORKS | CIVIL WORKS | CIVIL WORKS | CIVIL WORKS | CIVIL WORKS | CIVIL WORKS | CIVIL WORKS | CIVIL WORKS | CIVIL WORKS | CIVIL WORKS | CIVIL WORKS | CIVIL WORKS | CIVIL WORKS | CIVIL WORKS | CIVIL WORKS | CIVIL WORKS | CIVIL WORKS | CIVIL WORKS | CIVIL WORKS | CIVIL WORKS | CIVIL WORKS | CIVIL WORKS | CIVIL WORKS | CIVIL WORKS | CIVIL WORKS | CIVIL WORKS | CIVIL WORKS | CIVIL WORKS | CIVIL WORKS | CIVIL WORKS | CIVIL WORKS | CIVIL WORKS | CIVIL WORKS | CIVIL WORKS | CIVIL WORKS | CIVIL WORKS | CIVIL WORKS | CIVIL WORKS | CIVIL WORKS | CIVIL WORKS | CIVIL WORKS | CIVIL WORKS | CIVIL WORKS | CIVIL WORKS | CIVIL WORKS | CIVIL WORKS | CIVIL WORKS | CIVIL WORKS | CIVIL WORKS | CIVIL WORKS | CIVIL WORKS | CIVIL WORKS | CIVIL WORKS | CIVIL WORKS | CIVIL WORKS | CIVIL WORKS | CIVIL WORKS | CIVIL WORKS | CIVIL WORKS | CIVIL WORKS | CIVIL WORKS | CIVIL WORKS | CIVIL WORKS | CIVIL WORKS | CIVIL WORKS | CIVIL WORKS | CIVIL WORKS | CIVIL WORKS | CIVIL WORKS | CIVIL WORKS | CIVIL WORKS | CIVIL WORKS | CIVIL WORKS | CIVIL WORKS | CIVIL WORKS | CIVIL WORKS | CIVIL WORKS | CIVIL WORKS | CIVIL WORKS | CIVIL WORKS | CIVIL WORKS | CIVIL WORKS | CIVIL WORKS | CIVIL WORKS | CIVIL WORKS | CIVIL WORKS | CIVIL WORKS | CIVIL WORKS | CIVIL WORKS | CIVIL WORKS | CIVIL WORKS | CIVIL WORKS | CIVIL WORKS | CIVIL WORKS | CIVIL WORKS | CIVIL WORKS | CIVIL WORKS | CIVIL WORKS | CIVIL WORKS | CIVIL WORKS | CIVIL WORKS | CIVIL WORKS | CIVIL WORKS | CIVIL WORKS | CIVIL WORKS | CIVIL WORKS | CIVIL WORKS | CIVIL WORKS | CIVIL WORKS | CIVIL WORKS | CIVIL WORKS | CIVIL WORKS | CIVIL WORKS | CIVIL WORKS | CIVIL WORKS | CIVIL WORKS | CIVIL WORKS | CIVIL WORKS | CIVIL WORKS | CIVIL WORKS | CIVIL WORKS | CIVIL WORKS | CIVIL WORKS | CIVIL WORKS | CIVIL WORKS | CIVIL WORKS | CIVIL WORKS | CIVIL WORKS | CIVIL WORKS | CIVIL WORKS | CIVIL WORKS | CIVIL WORKS | CIVIL WORKS | CIVIL WORKS | CIVIL WORKS | CIVIL WORKS | CIVIL WORKS | CIVIL WORKS | CIVIL WORKS | CIVIL WORKS | CIVIL WORKS | CIVIL WORKS | CIVIL WORKS | CIVIL WORKS | CIVIL WORKS | CIVIL WORKS | CIVIL WORKS | CIVIL WORKS | CIVIL WORKS | CIVIL WORKS | CIVIL WORKS | CIVIL WORKS | CIVIL WORKS | CIVIL WORKS | CIVIL WORKS | CIVIL WORKS | CIVIL WORKS | CIVIL WORKS | CIVIL WORKS | CIVIL WORKS | CIVIL WORKS | CIVIL WORKS | CIVIL WORKS | CIVIL WORKS | CIVIL WORKS | CIVIL WORKS | CIVIL WORKS | CIVIL WORKS | CIVIL WORKS | CIVIL WORKS | CIVIL WORKS | CIVIL WORKS | CIVIL WORKS | CIVIL WORKS | CIVIL WORKS | CIVIL WORKS | CIVIL WORKS | CIVIL WORKS | CIVIL WORKS | CIVIL WORKS | CIVIL WORKS | CIVIL WORKS | CIVIL WORKS | CIVIL WORKS | CIVIL WORKS | CIVIL WORKS | CIVIL WORKS | CIVIL WORKS | CIVIL WORKS | CIVIL WORKS | CIVIL WORKS | CIVIL WORKS | CIVIL WORKS | CIVIL WORKS | CIVIL WORKS | CIVIL WORKS | CIVIL WORKS | CIVIL WORKS | CIVIL WORKS | CIVIL WORKS | CIVIL WORKS | CIVIL WORKS | CIVIL WORKS | CIVIL WORKS | CIVIL WORKS | CIVIL WORKS | CIVIL WORKS | CIVIL WORKS | CIVIL WORKS | CIVIL WORKS | CIVIL WORKS | CIVIL WORKS | CIVIL WORKS | CIVIL WORKS | CIVIL WORKS | CIVIL WORKS | CIVIL WORKS | CIVIL WORKS | CIVIL WORKS | CIVIL WORKS | CIVIL WORKS | CIVIL WORKS | CIVIL WORKS | CIVIL WORKS | CIVIL WORKS | CIVIL WORKS | CIVIL WORKS | CIVIL WORKS | CIVIL WORKS | CIVIL WORKS | CIVIL WORKS | CIVIL WORKS | CIVIL WORKS | CIVIL WORKS | CIVIL WORKS | CIVIL WORKS | CIVIL WORKS | CIVIL WORKS | CIVIL WORKS | CIVIL WORKS | CIVIL WORKS | CIVIL WORKS | CIVIL WORKS | CIVIL WORKS | CIVIL WORKS | CIVIL WORKS | CIVIL WORKS | CIVIL WORKS | CIVIL WORKS | CIVIL WORKS | CIVIL WORKS | CIVIL WORKS | CIVIL WORKS | CIVIL WORKS | CIVIL WORKS | CIVIL WORKS | CIVIL WORKS | CIVIL WORKS | CIVIL WORKS | CIVIL WORKS | CIVIL WORKS | CIVIL WORKS | CIVIL WORKS | CIVIL WORKS | CIVIL WORKS | CIVIL WORKS | CIVIL WORKS | CIVIL WORKS | CIVIL WORKS | CIVIL WORKS | CIVIL WORKS | CIVIL WORKS | CIVIL WORKS | CIVIL WORKS | CIVIL WORKS | CIVIL WORKS | CIVIL WORKS | CIVIL WORKS | CIVIL WORKS | CIVIL WORKS | CIVIL WORKS | CIVIL WORKS | CIVIL WORKS | CIVIL WORKS | CIVIL WORKS | CIVIL WORKS | CIVIL WORKS | CIVIL WORKS | CIVIL WORKS | CIVIL WORKS | CIVIL WORKS | CIVIL WORKS | CIVIL WORKS | CIVIL WORKS | CIVIL WORKS | CIVIL WORKS | CIVIL WORKS | CIVIL WORKS | CIVIL WORKS | CIVIL WORKS | CIVIL WORKS | CIVIL WORKS | CIVIL WORKS | CIVIL WORKS | CIVIL WORKS | CIVIL WORKS | CIVIL WORKS | CIVIL WORKS | CIVIL WORKS | CIVIL WORKS | CIVIL WORKS | CIVIL WORKS | CIVIL WORKS | CIVIL WORKS | CIVIL WORKS | CIVIL WORKS | CIVIL WORKS | CIVIL WORKS | CIVIL WORKS | CIVIL WORKS | CIVIL WORKS | CIVIL WORKS | CIVIL WORKS | CIVIL WORKS | CIVIL WORKS | CIVIL WORKS | CIVIL WORKS | CIVIL WORKS | CIVIL WORKS | CIVIL WORKS | CIVIL WORKS | CIVIL WORKS | CIVIL WORKS | CIVIL WORKS | CIVIL WORKS | CIVIL WORKS | CIVIL WORKS | CIVIL WORKS | CIVIL WORKS | CIVIL WORKS | CIVIL WORKS | CIVIL WORKS | CIVIL WORKS | CIVIL WORKS | CIVIL WORKS | CIVIL WORKS | CIVIL WORKS | CIVIL WORKS | CIVIL WORKS | CIVIL WORKS | CIVIL WORKS | CIVIL WORKS | CIVIL WORKS | CIVIL WORKS | CIVIL WORKS | CIVIL WORKS | CIVIL WORKS | CIVIL WORKS | CIVIL WORKS | CIVIL WORKS | CIVIL WORKS | CIVIL WORKS | CIVIL WORKS | CIVIL WORKS | CIVIL WORKS | CIVIL WORKS | CIVIL WORKS | CIVIL WORKS | CIVIL WORKS | CIVIL WORKS | CIVIL WORKS | CIVIL WORKS | CIVIL WORKS | CIVIL WORKS | CIVIL WORKS | CIVIL WORKS | CIVIL WORKS | CIVIL WORKS | CIVIL WORKS | CIVIL WORKS | CIVIL WORKS | CIVIL WORKS | CIVIL WORKS | CIVIL WORKS | CIVIL WORKS | CIVIL WORKS | CIVIL WORKS | CIVIL WORKS | CIVIL WORKS | CIVIL WORKS | CIVIL WORKS | CIVIL WORKS | CIVIL WORKS | CIVIL WORKS | CIVIL WORKS | CIVIL WORKS | CIVIL WORKS | CIVIL WORKS | CIVIL WORKS | CIVIL WORKS | CIVIL WORKS | CIVIL WORKS | CIVIL WORKS | CIVIL WORKS | CIVIL WORKS | CIVIL WORKS | CIVIL WORKS | CIVIL WORKS | CIVIL WORKS | CIVIL WORKS | CIVIL WORKS | CIVIL WORKS | CIVIL WORKS | CIVIL WORKS | CIVIL WORKS | CIVIL WORKS | CIVIL WORKS | CIVIL WORKS | CIVIL WORKS | CIVIL WORKS | CIVIL WORKS | CIVIL WORKS | CIVIL WORKS | CIVIL WORKS | CIVIL WORKS | CIVIL WORKS | CIVIL WORKS | CIVIL WORKS | CIVIL WORKS | CIVIL WORKS | CIVIL WORKS | CIVIL WORKS | CIVIL WORKS | CIVIL WORKS | CIVIL WORKS | CIVIL WORKS | CIVIL WORKS | CIVIL WORKS | CIVIL WORKS | CIVIL WORKS | CIVIL WORKS | CIVIL WORKS | CIVIL WORKS | CIVIL WORKS | CIVIL WORKS | CIVIL WORKS | CIVIL WORKS | CIVIL WORKS | CIVIL WORKS | CIVIL WORKS | CIVIL WORKS | CIVIL WORKS | CIVIL WORKS | CIVIL WORKS | CIVIL WORKS | CIVIL WORKS | CIVIL WORKS | CIVIL WORKS | CIVIL WORKS | CIVIL WORKS | CIVIL WORKS | CIVIL WORKS | CIVIL WORKS | CIVIL WORKS | CIVIL WORKS | CIVIL WORKS | CIVIL WORKS | CIVIL WORKS | CIVIL WORKS | CIVIL WORKS | CIVIL WORKS | CIVIL WORKS | CIVIL WORKS | CIVIL WORKS | CIVIL WORKS | CIVIL WORKS | CIVIL WORKS | CIVIL WORKS | CIVIL WORKS | CIVIL WORKS | CIVIL WORKS | CIVIL WORKS | CIVIL WORKS | CIVIL WORKS | CIVIL WORKS | CIVIL WORKS | CIVIL WORKS | CIVIL WORKS | CIVIL WORKS | CIVIL WORKS | CIVIL WORKS | CIVIL WORKS | CIVIL WORKS | CIVIL WORKS | CIVIL WORKS | CIVIL WORKS | CIVIL WORKS | CIVIL WORKS | CIVIL WORKS | CIVIL WORKS | CIVIL WORKS | CIVIL WORKS | CIVIL WORKS | CIVIL WORKS | CIVIL WORKS | CIVIL WORKS | CIVIL WORKS | CIVIL WORKS | CIVIL WORKS | CIVIL WORKS | CIVIL WORKS | CIVIL WORKS | CIVIL WORKS | CIVIL WORKS | CIVIL WORKS | CIVIL WORKS | CIVIL WORKS | CIVIL WORKS | CIVIL WORKS | CIVIL WORKS | CIVIL WORKS | CIVIL WORKS | CIVIL WORKS | CIVIL WORKS | CIVIL WORKS | CIVIL WORKS | CIVIL WORKS | CIVIL WORKS | CIVIL WORKS | CIVIL WORKS | CIVIL WORKS | CIVIL WORKS | CIVIL WORKS | CIVIL WORKS | CIVIL WORKS | CIVIL WORKS | CIVIL WORKS | CIVIL WORKS | CIVIL WORKS | CIVIL WORKS | CIVIL WORKS | CIVIL WORKS | CIVIL WORKS | CIVIL WORKS | CIVIL WORKS | CIVIL WORKS | CIVIL WORKS | CIVIL WORKS | CIVIL WORKS | CIVIL WORKS | CIVIL WORKS | CIVIL WORKS | CIVIL WORKS | CIVIL WORKS | CIVIL WORKS | CIVIL WORKS | CIVIL WORKS | CIVIL WORKS | CIVIL WORKS | CIVIL WORKS | CIVIL WORKS | CIVIL WORKS | CIVIL WORKS | CIVIL WORKS | CIVIL WORKS | CIVIL WORKS | CIVIL WORKS | CIVIL WORKS | CIVIL WORKS | CIVIL WORKS | CIVIL WORKS | CIVIL WORKS | CIVIL WORKS | CIVIL WORKS | CIVIL WORKS | CIVIL WORKS | CIVIL WORKS | CIVIL WORKS | CIVIL WORKS | CIVIL WORKS | CIVIL WORKS | CIVIL WORKS | CIVIL WORKS | CIVIL WORKS | CIVIL WORKS | CIVIL WORKS | CIVIL WORKS | CIVIL WORKS | CIVIL WORKS | CIVIL WORKS | CIVIL WORKS | CIVIL WORKS | CIVIL WORKS | CIVIL WORKS | CIVIL WORKS | CIVIL WORKS | CIVIL WORKS | CIVIL WORKS | CIVIL WORKS | CIVIL WORKS | CIVIL WORKS | CIVIL WORKS | CIVIL WORKS | CIVIL WORKS | CIVIL WORKS | CIVIL WORKS | CIVIL WORKS | CIVIL WORKS | CIVIL WORKS | CIVIL WORKS | CIVIL WORKS | CIVIL WORKS | CIVIL WORKS | CIVIL WORKS | CIVIL WORKS | CIVIL WORKS | CIVIL WORKS | CIVIL WORKS | CIVIL WORKS | CIVIL WORKS | CIVIL WORKS | CIVIL WORKS | CIVIL WORKS | CIVIL WORKS | CIVIL WORKS | CIVIL WORKS | CIVIL WORKS | CIVIL WORKS | CIVIL WORKS | CIVIL WORKS | CIVIL WORKS | CIVIL WORKS | CIVIL WORKS | CIVIL WORKS | CIVIL WORKS | CIVIL WORKS | CIVIL WORKS | CIVIL WORKS | CIVIL WORKS | CIVIL WORKS | CIVIL WORKS | CIVIL WORKS | CIVIL WORKS | CIVIL WORKS | CIVIL WORKS | CIVIL WORKS | CIVIL WORKS | CIVIL WORKS | CIVIL WORKS | CIVIL WORKS | CIVIL WORKS | CIVIL WORKS | CIVIL WORKS | CIVIL WORKS | CIVIL WORKS | CIVIL WORKS | CIVIL WORKS | CIVIL WORKS | CIVIL WORKS | CIVIL WORKS | CIVIL WORKS | CIVIL WORKS | CIVIL WORKS | CIVIL WORKS | CIVIL WORKS | CIVIL WORKS | CIVIL WORKS | CIVIL WORKS | CIVIL WORKS | CIVIL WORKS | CIVIL WORKS | CIVIL WORKS | CIVIL WORKS | CIVIL WORKS | CIVIL WORKS | CIVIL WORKS | CIVIL WORKS | CIVIL WORKS | CIVIL WORKS | CIVIL WORKS | CIVIL WORKS | CIVIL WORKS | CIVIL WORKS | CIVIL WORKS | CIVIL WORKS | CIVIL WORKS | CIVIL WORKS | CIVIL WORKS | CIVIL WORKS | CIVIL WORKS | CIVIL WORKS | CIVIL WORKS | CIVIL WORKS | CIVIL WORKS | CIVIL WORKS | CIVIL WORKS | CIVIL WORKS | CIVIL WORKS | CIVIL WORKS | CIVIL WORKS | CIVIL WORKS | CIVIL WORKS | CIVIL WORKS | CIVIL WORKS | CIVIL WORKS | CIVIL WORKS | CIVIL WORKS | CIVIL WORKS | CIVIL WORKS | CIVIL WORKS | CIVIL WORKS | CIVIL WORKS | CIVIL WORKS | CIVIL WORKS | CIVIL WORKS | CIVIL WORKS | CIVIL WORKS | CIVIL WORKS | CIVIL WORKS | CIVIL WORKS | CIVIL WORKS | CIVIL WORKS | CIVIL WORKS | CIVIL WORKS | CIVIL WORKS | CIVIL WORKS | CIVIL WORKS | CIVIL WORKS | CIVIL WORKS | CIVIL WORKS | CIVIL WORKS | CIVIL WORKS | CIVIL WORKS | CIVIL WORKS | CIVIL WORKS | CIVIL WORKS | CIVIL WORKS | CIVIL WORKS | CIVIL WORKS | CIVIL WORKS | CIVIL WORKS | CIVIL WORKS | CIVIL WORKS | CIVIL WORKS | CIVIL WORKS | CIVIL WORKS | CIVIL WORKS | CIVIL WORKS | CIVIL WORKS | CIVIL WORKS | CIVIL WORKS | CIVIL WORKS | CIVIL WORKS | CIVIL WORKS | CIVIL WORKS | CIVIL WORKS | CIVIL WORKS | CIVIL WORKS | CIVIL WORKS | CIVIL WORKS | CIVIL WORKS | CIVIL WORKS | CIVIL WORKS | CIVIL WORKS | CIVIL WORKS | CIVIL WORKS | CIVIL WORKS | CIVIL WORKS | CIVIL WORKS | CIVIL WORKS | CIVIL WORKS | CIVIL WORKS | CIVIL WORKS | CIVIL WORKS | CIVIL WORKS | CIVIL WORKS | CIVIL WORKS | CIVIL WORKS | CIVIL WORKS | CIVIL WORKS | CIVIL WORKS | CIVIL WORKS | CIVIL WORKS | CIVIL WORKS | CIVIL WORKS | CIVIL WORKS | CIVIL WORKS | CIVIL WORKS | CIVIL WORKS | CIVIL WORKS | CIVIL WORKS | CIVIL WORKS | CIVIL WORKS | CIVIL WORKS | CIVIL WORKS | CIVIL WORKS | CIVIL WORKS | CIVIL WORKS | CIVIL WORKS | CIVIL WORKS | CIVIL WORKS | CIVIL WORKS | CIVIL WORKS | CIVIL WORKS | CIVIL WORKS | CIVIL WORKS | CIVIL WORKS | CIVIL WORKS | CIVIL WORKS | CIVIL WORKS | CIVIL WORKS | CIVIL WORKS | CIVIL WORKS | CIVIL WORKS | CIVIL WORKS | CIVIL WORKS | CIVIL WORKS | CIVIL WORKS | CIVIL WORKS | CIVIL WORKS | CIVIL WORKS | CIVIL WORKS | CIVIL WORKS | CIVIL WORKS | CIVIL WORKS | CIVIL WORKS | CIVIL WORKS | CIVIL WORKS | CIVIL WORKS | CIVIL WORKS | CIVIL WORKS | CIVIL WORKS | CIVIL WORKS | CIVIL WORKS | CIVIL WORKS | CIVIL WORKS | CIVIL WORKS | CIVIL WORKS | CIVIL WORKS | CIVIL WORKS | CIVIL WORKS | CIVIL WORKS | CIVIL WORKS | CIVIL WORKS | CIVIL WORKS | CIVIL WORKS | CIVIL WORKS | CIVIL WORKS | CIVIL WORKS | CIVIL WORKS | CIVIL WORKS | CIVIL WORKS | CIVIL WORKS | CIVIL WORKS | CIVIL WORKS | CIVIL WORKS | CIVIL WORKS | CIVIL WORKS | CIVIL WORKS | CIVIL WORKS | CIVIL WORKS | CIVIL WORKS | CIVIL WORKS | CIVIL WORKS | CIVIL WORKS | CIVIL WORKS | CIVIL WORKS | CIVIL WORKS | CIVIL WORKS | CIVIL WORKS | CIVIL WORKS | CIVIL WORKS | CIVIL WORKS | CIVIL WORKS | CIVIL WORKS | CIVIL WORKS | CIVIL WORKS | CIVIL WORKS | CIVIL WORKS | CIVIL WORKS | CIVIL WORKS | CIVIL WORKS | CIVIL WORKS | CIVIL WORKS | CIVIL WORKS | CIVIL WORKS | CIVIL WORKS | CIVIL WORKS | CIVIL WORKS | CIVIL WORKS | CIVIL WORKS | CIVIL WORKS | CIVIL WORKS | CIVIL WORKS | CIVIL WORKS | CIVIL WORKS | CIVIL WORKS | CIVIL WORKS | CIVIL WORKS | CIVIL WORKS | CIVIL WORKS | CIVIL WORKS | CIVIL WORKS | CIVIL WORKS | CIVIL WORKS | CIVIL WORKS | CIVIL WORKS | CIVIL WORKS | CIVIL WORKS | CIVIL WORKS | CIVIL WORKS | CIVIL WORKS | CIVIL WORKS | CIVIL WORKS | CIVIL WORKS | CIVIL WORKS | CIVIL WORKS | CIVIL WORKS | CIVIL WORKS | CIVIL WORKS | CIVIL WORKS | CIVIL WORKS | CIVIL WORKS | CIVIL WORKS | CIVIL WORKS | CIVIL WORKS | CIVIL WORKS | CIVIL WORKS | CIVIL WORKS | CIVIL WORKS | CIVIL WORKS | CIVIL WORKS | CIVIL WORKS | CIVIL WORKS | CIVIL WORKS | CIVIL WORKS | CIVIL WORKS | CIVIL WORKS | CIVIL WORKS | CIVIL WORKS | CIVIL WORKS | CIVIL WORKS | CIVIL WORKS | CIVIL WORKS | CIVIL WORKS | CIVIL WORKS | CIVIL WORKS | CIVIL WORKS | CIVIL WORKS | CIVIL WORKS | CIVIL WORKS | CIVIL WORKS | CIVIL WORKS | CIVIL WORKS | CIVIL WORKS | CIVIL WORKS | CIVIL WORKS | CIVIL WORKS | CIVIL WORKS | CIVIL WORKS | CIVIL WORKS | CIVIL WORKS | CIVIL WORKS | CIVIL WORKS | CIVIL WORKS | CIVIL WORKS | CIVIL WORKS | CIVIL WORKS | CIVIL WORKS | CIVIL WORKS | CIVIL WORKS | CIVIL WORKS | CIVIL WORKS | CIVIL WORKS | CIVIL WORKS | CIVIL WORKS | CIVIL WORKS | CIVIL WORKS | CIVIL WORKS | CIVIL WORKS | CIVIL WORKS | CIVIL WORKS | CIVIL WORKS | CIVIL WORKS | CIVIL WORKS | CIVIL WORKS | CIVIL WORKS | CIVIL WORKS | CIVIL WORKS | CIVIL WORKS | CIVIL WORKS | CIVIL WORKS | CIVIL WORKS | CIVIL WORKS | CIVIL WORKS | CIVIL WORKS | CIVIL WORKS | CIVIL WORKS | CIVIL WORKS | CIVIL WORKS | CIVIL WORKS | CIVIL WORKS | CIVIL WORKS | CIVIL WORKS | CIVIL WORKS | CIVIL WORKS | CIVIL WORKS | CIVIL WORKS | CIVIL WORKS | CIVIL WORKS | CIVIL WORKS | CIVIL WORKS | CIVIL WORKS | CIVIL WORKS | CIVIL WORKS | CIVIL WORKS | CIVIL WORKS | CIVIL WORKS | CIVIL WORKS | CIVIL WORKS | CIVIL WORKS | CIVIL WORKS | CIVIL WORKS | CIVIL WORKS | CIVIL WORKS | CIVIL WORKS | CIVIL WORKS | CIVIL WORKS | CIVIL WORKS | CIVIL WORKS | CIVIL WORKS | CIVIL WORKS | CIVIL WORKS | CIVIL WORKS | CIVIL WORKS | CIVIL WORKS | CIVIL WORKS | CIVIL WORKS | CIVIL WORKS | CIVIL WORKS | CIVIL WORKS | CIVIL WORKS | CIVIL WORKS | CIVIL WORKS | CIVIL WORKS | CIVIL WORKS | CIVIL WORKS | CIVIL WORKS | CIVIL WORKS | CIVIL WORKS | CIVIL WORKS | CIVIL WORKS | CIVIL WORKS | CIVIL WORKS | CIVIL WORKS | CIVIL WORKS | CIVIL WORKS | CIVIL WORKS | CIVIL WORKS | CIVIL WORKS | CIVIL WORKS | CIVIL WORKS | CIVIL WORKS | CIVIL WORKS | CIVIL WORKS | CIVIL WORKS | CIVIL WORKS | CIVIL WORKS | CIVIL WORKS | CIVIL WORKS | CIVIL WORKS | CIVIL WORKS | CIVIL WORKS | CIVIL WORKS | CIVIL WORKS | CIVIL WORKS | CIVIL WORKS | CIVIL WORKS | CIVIL WORKS | CIVIL WORKS | CIVIL WORKS | CIVIL WORKS | CIVIL WORKS | CIVIL WORKS | CIVIL WORKS | CIVIL WORKS | CIVIL WORKS | CIVIL WORKS | CIVIL WORKS | CIVIL WORKS | CIVIL WORKS | CIVIL WORKS | CIVIL WORKS | CIVIL WORKS | CIVIL WORKS | CIVIL WORKS | CIVIL WORKS | CIVIL WORKS | CIVIL WORKS | CIVIL WORKS | CIVIL WORKS | CIVIL WORKS | CIVIL WORKS | CIVIL WORKS | CIVIL WORKS | CIVIL WORKS | CIVIL WORKS | CIVIL WORKS | CIVIL WORKS | CIVIL WORKS | CIVIL WORKS | CIVIL WORKS | CIVIL WORKS | CIVIL WORKS | CIVIL WORKS | CIVIL WORKS | CIVIL WORKS | CIVIL WORKS | CIVIL WORKS | CIVIL WORKS | CIVIL WORKS | CIVIL WORKS | CIVIL WORKS | CIVIL WORKS | CIVIL WORKS | CIVIL WORKS | CIVIL WORKS | CIVIL WORKS | CIVIL WORKS | CIVIL WORKS | CIVIL WORKS | CIVIL WORKS | CIVIL WORKS | CIVIL WORKS | CIVIL WORKS | CIVIL WORKS | CIVIL WORKS | CIVIL WORKS | CIVIL WORKS | CIVIL WORKS | CIVIL WORKS | CIVIL WORKS | CIVIL WORKS | CIVIL WORKS | CIVIL WORKS | CIVIL WORKS | CIVIL WORKS | CIVIL WORKS | CIVIL WORKS | CIVIL WORKS | CIVIL WORKS | CIVIL WORKS | CIVIL WORKS | CIVIL WORKS | CIVIL WORKS | CIVIL WORKS | CIVIL WORKS | CIVIL WORKS | CIVIL WORKS | CIVIL WORKS | CIVIL WORKS | CIVIL WORKS | CIVIL WORKS | CIVIL WORKS | CIVIL WORKS | CIVIL WORKS | CIVIL WORKS | CIVIL WORKS | CIVIL WORKS | CIVIL WORKS | CIVIL WORKS | CIVIL WORKS | CIVIL WORKS | CIVIL WORKS | CIVIL WORKS | CIVIL WORKS | CIVIL WORKS | CIVIL WORKS | CIVIL WORKS | CIVIL WORKS | CIVIL WORKS | CIVIL WORKS | CIVIL WORKS | CIVIL WORKS | CIVIL WORKS | CIVIL WORKS | CIVIL WORKS | CIVIL WORKS | CIVIL WORKS | CIVIL WORKS | CIVIL WORKS | CIVIL WORKS | CIVIL WORKS | CIVIL WORKS | CIVIL WORKS | CIVIL WORKS | CIVIL WORKS | CIVIL WORKS | CIVIL WORKS | CIVIL WORKS | CIVIL WORKS | CIVIL WORKS | CIVIL WORKS | CIVIL WORKS | CIVIL WORKS | CIVIL WORKS | CIVIL WORKS | CIVIL WORKS | CIVIL WORKS | CIVIL WORKS | CIVIL WORKS | CIVIL WORKS | CIVIL WORKS | CIVIL WORKS | CIVIL WORKS | CIVIL WORKS | CIVIL WORKS | CIVIL WORKS | CIVIL WORKS | CIVIL WORKS | CIVIL WORKS | CIVIL WORKS | CIVIL WORKS | CIVIL WORKS | CIVIL WORKS | CIVIL WORKS | CIVIL WORKS | CIVIL WORKS | CIVIL WORKS | CIVIL WORKS | CIVIL WORKS | CIVIL WORKS | CIVIL WORKS | CIVIL WORKS | CIVIL WORKS | CIVIL WORKS | CIVIL WORKS | CIVIL WORKS | CIVIL WORKS | CIVIL WORKS | CIVIL WORKS | CIVIL WORKS | CIVIL WORKS | CIVIL WORKS | CIVIL WORKS | CIVIL WORKS | CIVIL WORKS | CIVIL WORKS | CIVIL WORKS | CIVIL WORKS | CIVIL WORKS | CIVIL WORKS | CIVIL WORKS | CIVIL WORKS | CIVIL WORKS | CIVIL WORKS | CIVIL WORKS | CIVIL WORKS | CIVIL WORKS | CIVIL WORKS | CIVIL WORKS | CIVIL WORKS | CIVIL WORKS | CIVIL WORKS | CIVIL WORKS | CIVIL WORKS | CIVIL WORKS | CIVIL WORKS | CIVIL WORKS | CIVIL WORKS | CIVIL WORKS | CIVIL WORKS | CIVIL WORKS | CIVIL WORKS | CIVIL WORKS | CIVIL WORKS | CIVIL WORKS | CIVIL WORKS | CIVIL WORKS | CIVIL WORKS | CIVIL WORKS | CIVIL WORKS | CIVIL WORKS | CIVIL WORKS | CIVIL WORKS | CIVIL WORKS | CIVIL WORKS | CIVIL WORKS | CIVIL WORKS | CIVIL WORKS | CIVIL WORKS | CIVIL WORKS | CIVIL WORKS | CIVIL WORKS | CIVIL WORKS | CIVIL WORKS | CIVIL WORKS | CIVIL WORKS | CIVIL WORKS | CIVIL WORKS | CIVIL WORKS | CIVIL WORKS | CIVIL WORKS | CIVIL WORKS | CIVIL WORKS | CIVIL WORKS | CIVIL WORKS | CIVIL WORKS | CIVIL WORKS | CIVIL WORKS | CIVIL WORKS | CIVIL WORKS | CIVIL WORKS | CIVIL WORKS | CIVIL WORKS | CIVIL WORKS | CIVIL WORKS | CIVIL WORKS | CIVIL WORKS | CIVIL WORKS | CIVIL WORKS | CIVIL WORKS | CIVIL WORKS | CIVIL WORKS | CIVIL WORKS | CIVIL WORKS | CIVIL WORKS | CIVIL WORKS | CIVIL WORKS | CIVIL WORKS | CIVIL WORKS | CIVIL WORKS | CIVIL WORKS | CIVIL WORKS | CIVIL WORKS | CIVIL WORKS | CIVIL WORKS | CIVIL WORKS | CIVIL WORKS | CIVIL WORKS | CIVIL WORKS | CIVIL WORKS | CIVIL WORKS | CIVIL WORKS | CIVIL WORKS | CIVIL WORKS | CIVIL WORKS | CIVIL WORKS | CIVIL WORKS | CIVIL WORKS | CIVIL WORKS | CIVIL WORKS | CIVIL WORKS | CIVIL WORKS | CIVIL WORKS | CIVIL WORKS | CIVIL WORKS | CIVIL WORKS | CIVIL WORKS | CIVIL WORKS | CIVIL WORKS | CIVIL WORKS | CIVIL WORKS | CIVIL WORKS | CIVIL WORKS | CIVIL WORKS | CIVIL WORKS | CIVIL WORKS | CIVIL WORKS | CIVIL WORKS | CIVIL WORKS | CIVIL WORKS | CIVIL WORKS | CIVIL WORKS | CIVIL WORKS | CIVIL WORKS | CIVIL WORKS | CIVIL WORKS | CIVIL WORKS | CIVIL WORKS | CIVIL WORKS | CIVIL WORKS | CIVIL WORKS | CIVIL WORKS | CIVIL WORKS | CIVIL WORKS | CIVIL WORKS | CIVIL WORKS | CIVIL WORKS | CIVIL WORKS | CIVIL WORKS | CIVIL WORKS | CIVIL WORKS | CIVIL WORKS | CIVIL WORKS | CIVIL WORKS | CIVIL WORKS | CIVIL WORKS | CIVIL WORKS | CIVIL WORKS | CIVIL WORKS | CIVIL WORKS | CIVIL WORKS | CIVIL WORKS | CIVIL WORKS | CIVIL WORKS | CIVIL WORKS | CIVIL WORKS | CIVIL WORKS | CIVIL WORKS | CIVIL WORKS | CIVIL WORKS | CIVIL WORKS | CIVIL WORKS | CIVIL WORKS | CIVIL WORKS | CIVIL WORKS | CIVIL WORKS | CIVIL WORKS | CIVIL WORKS | CIVIL WORKS | CIVIL WORKS | CIVIL WORKS | CIVIL WORKS | CIVIL WORKS | CIVIL WORKS | CIVIL WORKS | CIVIL WORKS | CIVIL WORKS | CIVIL WORKS | CIVIL WORKS | CIVIL WORKS | CIVIL WORKS | CIVIL WORKS | CIVIL WORKS | CIVIL WORKS | CIVIL WORKS | CIVIL WORKS | CIVIL WORKS | CIVIL WORKS | CIVIL WORKS | CIVIL WORKS | CIVIL WORKS | CIVIL WORKS | CIVIL WORKS | CIVIL WORKS | CIVIL WORKS | CIVIL WORKS | CIVIL WORKS | CIVIL WORKS | CIVIL WORKS | CIVIL WORKS | CIVIL WORKS | CIVIL WORKS | CIVIL WORKS | CIVIL WORKS | CIVIL WORKS | CIVIL WORKS | CIVIL WORKS | CIVIL WORKS | CIVIL WORKS | CIVIL WORKS | CIVIL WORKS | CIVIL WORKS | CIVIL WORKS | CIVIL WORKS | CIVIL WORKS | CIVIL WORKS | CIVIL WORKS | CIVIL WORKS | CIVIL WORKS | CIVIL WORKS | CIVIL WORKS | CIVIL WORKS | CIVIL WORKS | CIVIL WORKS | CIVIL WORKS | CIVIL WORKS | CIVIL WORKS | CIVIL WORKS | CIVIL WORKS | CIVIL WORKS | CIVIL WORKS | CIVIL WORKS | CIVIL WORKS | CIVIL WORKS | CIVIL WORKS | CIVIL WORKS | CIVIL WORKS | CIVIL WORKS | CIVIL WORKS | CIVIL WORKS | CIVIL WORKS | CIVIL WORKS | CIVIL WORKS | CIVIL WORKS | CIVIL WORKS | CIVIL WORKS | CIVIL WORKS | CIVIL WORKS | CIVIL WORKS | CIVIL WORKS | CIVIL WORKS | CIVIL WORKS | CIVIL WORKS | CIVIL WORKS | CIVIL WORKS | CIVIL WORKS | CIVIL WORKS | CIVIL WORKS | CIVIL WORKS | CIVIL WORKS | CIVIL WORKS | CIVIL WORKS | CIVIL WORKS | CIVIL WORKS | CIVIL WORKS | CIVIL WORKS | CIVIL WORKS | CIVIL WORKS | CIVIL WORKS | CIVIL WORKS | CIVIL WORKS | CIVIL WORKS | CIVIL WORKS | CIVIL WORKS | CIVIL WORKS | CIVIL WORKS | CIVIL WORKS | CIVIL WORKS | CIVIL WORKS | CIVIL WORKS | CIVIL WORKS | CIVIL WORKS | CIVIL WORKS | CIVIL WORKS | CIVIL WORKS | CIVIL WORKS | CIVIL WORKS | CIVIL WORKS | CIVIL WORKS | CIVIL WORKS | CIVIL WORKS | CIVIL WORKS | CIVIL WORKS | CIVIL WORKS | CIVIL WORKS | CIVIL WORKS | CIVIL WORKS | CIVIL WORKS | CIVIL WORKS | CIVIL WORKS | CIVIL WORKS | CIVIL WORKS | CIVIL WORKS | CIVIL WORKS | CIVIL WORKS | CIVIL WORKS | CIVIL WORKS | CIVIL WORKS | CIVIL WORKS | CIVIL WORKS | CIVIL WORKS | CIVIL WORKS | CIVIL WORKS | CIVIL WORKS | CIVIL WORKS | CIVIL WORKS | CIVIL WORKS | CIVIL WORKS | CIVIL WORKS | CIVIL WORKS | CIVIL WORKS | CIVIL WORKS | CIVIL WORKS | CIVIL WORKS | CIVIL WORKS | CIVIL WORKS | CIVIL WORKS | CIVIL WORKS | CIVIL WORKS | CIVIL WORKS | CIVIL WORKS | CIVIL WORKS | CIVIL WORKS | CIVIL WORKS | CIVIL WORKS | CIVIL WORKS | CIVIL WORKS | CIVIL WORKS | CIVIL WORKS | CIVIL WORKS | CIVIL WORKS | CIVIL WORKS | CIVIL WORKS | CIVIL WORKS | CIVIL WORKS | CIVIL WORKS | CIVIL WORKS | CIVIL WORKS | CIVIL WORKS | CIVIL WORKS | CIVIL WORKS | CIVIL WORKS | CIVIL WORKS | CIVIL WORKS | CIVIL WORKS | CIVIL WORKS | CIVIL WORKS | CIVIL WORKS | CIVIL WORKS | CIVIL WORKS | CIVIL WORKS | CIVIL WORKS | CIVIL WORKS | CIVIL WORKS | CIVIL WORKS | CIVIL WORKS | CIVIL WORKS | CIVIL WORKS | CIVIL WORKS | CIVIL WORKS | CIVIL WORKS | CIVIL WORKS | CIVIL WORKS | CIVIL WORKS | CIVIL WORKS | CIVIL WORKS | CIVIL WORKS | CIVIL WORKS | CIVIL WORKS | CIVIL WORKS | CIVIL WORKS | CIVIL WORKS | CIVIL WORKS | CIVIL WORKS | CIVIL WORKS | CIVIL WORKS | CIVIL WORKS | CIVIL WORKS | CIVIL WORKS | CIVIL WORKS | CIVIL WORKS | CIVIL WORKS | CIVIL WORKS | CIVIL WORKS | CIVIL WORKS | CIVIL WORKS | CIVIL WORKS | CIVIL WORKS | CIVIL WORKS | CIVIL WORKS | CIVIL WORKS | CIVIL WORKS | CIVIL WORKS | CIVIL WORKS | CIVIL WORKS | CIVIL WORKS | CIVIL WORKS | CIVIL WORKS | CIVIL WORKS | CIVIL WORKS | CIVIL WORKS | CIVIL WORKS | CIVIL WORKS | CIVIL WORKS | CIVIL WORKS | CIVIL WORKS | CIVIL WORKS | CIVIL WORKS | CIVIL WORKS | CIVIL WORKS | CIVIL WORKS | CIVIL WORKS | CIVIL WORKS | CIVIL WORKS | CIVIL WORKS | CIVIL WORKS | CIVIL WORKS | CIVIL WORKS | CIVIL WORKS | CIVIL WORKS | CIVIL WORKS | CIVIL WORKS | CIVIL WORKS | CIVIL WORKS | CIVIL WORKS | CIVIL WORKS | CIVIL WORKS | CIVIL WORKS | CIVIL WORKS | CIVIL WORKS | CIVIL WORKS | CIVIL WORKS | CIVIL WORKS | CIVIL WORKS | CIVIL WORKS | CIVIL WORKS | CIVIL WORKS | CIVIL WORKS | CIVIL WORKS | CIVIL WORKS | CIVIL WORKS | CIVIL WORKS | CIVIL WORKS | CIVIL WORKS | CIVIL WORKS | CIVIL WORKS | CIVIL WORKS | CIVIL WORKS | CIVIL WORKS | CIVIL WORKS | CIVIL WORKS | CIVIL WORKS | CIVIL WORKS | CIVIL WORKS | CIVIL WORKS | CIVIL WORKS | CIVIL WORKS | CIVIL WORKS | CIVIL WORKS | CIVIL WORKS | CIVIL WORKS | CIVIL WORKS | CIVIL WORKS | CIVIL WORKS | CIVIL WORKS | CIVIL WORKS | CIVIL WORKS | CIVIL WORKS | CIVIL WORKS | CIVIL WORKS | CIVIL WORKS | CIVIL WORKS | CIVIL WORKS | CIVIL WORKS | CIVIL WORKS | CIVIL WORKS | CIVIL WORKS | CIVIL WORKS | CIVIL WORKS | CIVIL WORKS | CIVIL WORKS | CIVIL WORKS | CIVIL WORKS | CIVIL WORKS | CIVIL WORKS | CIVIL WORKS | CIVIL WORKS | CIVIL WORKS | CIVIL WORKS | CIVIL WORKS | CIVIL WORKS | CIVIL WORKS | CIVIL WORKS | CIVIL WORKS | CIVIL WORKS | CIVIL WORKS | CIVIL WORKS | CIVIL WORKS | CIVIL WORKS | CIVIL WORKS | CIVIL WORKS | CIVIL WORKS | CIVIL WORKS | CIVIL WORKS | CIVIL WORKS | CIVIL WORKS | CIVIL WORKS | CIVIL WORKS | CIVIL WORKS | CIVIL WORKS | CIVIL WORKS | CIVIL WORKS | CIVIL WORKS | CIVIL WORKS | CIVIL WORKS | CIVIL WORKS | CIVIL WORKS | CIVIL WORKS | CIVIL WORKS | CIVIL WORKS | CIVIL WORKS | CIVIL WORKS | CIVIL WORKS | CIVIL WORKS | CIVIL WORKS | CIVIL WORKS | CIVIL WORKS | CIVIL WORKS | CIVIL WORKS | CIVIL WORKS | CIVIL WORKS | CIVIL WORKS | CIVIL WORKS | CIVIL WORKS | CIVIL WORKS | CIVIL WORKS | CIVIL WORKS | CIVIL WORKS | CIVIL WORKS | CIVIL WORKS | CIVIL WORKS | CIVIL WORKS | CIVIL WORKS | CIVIL WORKS | CIVIL WORKS | CIVIL WORKS | CIVIL WORKS | CIVIL WORKS | CIVIL WORKS | CIVIL WORKS | CIVIL WORKS | CIVIL WORKS | CIVIL WORKS | CIVIL WORKS | CIVIL WORKS | CIVIL WORKS | CIVIL WORKS | CIVIL WORKS | CIVIL WORKS | CIVIL WORKS | CIVIL WORKS | CIVIL WORKS | CIVIL WORKS | CIVIL WORKS | CIVIL WORKS | CIVIL WORKS | CIVIL WORKS | CIVIL WORKS | CIVIL WORKS | CIVIL WORKS | CIVIL WORKS | CIVIL WORKS | CIVIL WORKS | CIVIL WORKS | CIVIL WORKS | CIVIL WORKS | CIVIL WORKS | CIVIL WORKS | CIVIL WORKS | CIVIL WORKS | CIVIL WORKS | CIVIL WORKS | CIVIL WORKS | CIVIL WORKS | CIVIL WORKS | CIVIL WORKS | CIVIL WORKS | CIVIL WORKS | CIVIL WORKS | CIVIL WORKS | CIVIL WORKS | CIVIL WORKS | CIVIL WORKS | CIVIL WORKS | CIVIL WORKS | CIVIL WORKS | CIVIL WORKS | CIVIL WORKS | CIVIL WORKS | CIVIL WORKS | CIVIL WORKS | CIVIL WORKS | CIVIL WORKS | CIVIL WORKS | CIVIL WORKS | CIVIL WORKS | CIVIL WORKS | CIVIL WORKS | CIVIL WORKS | CIVIL WORKS | CIVIL WORKS | CIVIL WORKS | CIVIL WORKS | CIVIL WORKS | CIVIL WORKS | CIVIL WORKS | CIVIL WORKS | CIVIL WORKS | CIVIL WORKS | CIVIL WORKS | CIVIL WORKS | CIVIL WORKS | CIVIL WORKS | CIVIL WORKS | CIVIL WORKS | CIVIL WORKS | CIVIL WORKS | CIVIL WORKS | CIVIL WORKS | CIVIL WORKS | CIVIL WORKS | CIVIL WORKS | CIVIL WORKS | CIVIL WORKS | CIVIL WORKS | CIVIL WORKS | CIVIL WORKS | CIVIL WORKS | CIVIL WORKS | CIVIL WORKS | CIVIL WORKS | CIVIL WORKS | CIVIL WORKS | CIVIL WORKS | CIVIL WORKS | CIVIL WORKS | CIVIL WORKS | CIVIL WORKS | CIVIL WORKS | CIVIL WORKS | CIVIL WORKS | CIVIL WORKS | CIVIL WORKS | CIVIL WORKS | CIVIL WORKS | CIVIL WORKS | CIVIL WORKS | CIVIL WORKS | CIVIL WORKS | CIVIL WORKS | CIVIL WORKS | CIVIL WORKS | CIVIL WORKS | CIVIL WORKS | CIVIL WORKS | CIVIL WORKS | CIVIL WORKS | CIVIL WORKS | CIVIL WORKS | CIVIL WORKS | CIVIL WORKS | CIVIL WORKS | CIVIL WORKS | CIVIL WORKS | CIVIL WORKS | CIVIL WORKS | CIVIL WORKS | CIVIL WORKS | CIVIL WORKS | CIVIL WORKS | CIVIL WORKS | CIVIL WORKS | CIVIL WORKS | CIVIL WORKS | CIVIL WORKS | CIVIL WORKS | CIVIL WORKS | CIVIL WORKS | CIVIL WORKS | CIVIL WORKS | CIVIL WORKS | CIVIL WORKS | CIVIL WORKS | CIVIL WORKS | CIVIL WORKS | CIVIL WORKS | CIVIL WORKS | CIVIL WORKS | CIVIL WORKS | CIVIL WORKS | CIVIL WORKS | CIVIL WORKS | CIVIL WORKS | CIVIL WORKS | CIVIL WORKS | CIVIL WORKS | CIVIL WORKS | CIVIL WORKS | CIVIL WORKS | CIVIL WORKS | CIVIL WORKS | CIVIL WORKS | CIVIL WORKS | CIVIL WORKS | CIVIL WORKS | CIVIL WORKS | CIVIL WORKS | CIVIL WORKS | CIVIL WORKS | CIVIL WORKS | CIVIL WORKS | CIVIL WORKS | CIVIL WORKS | CIVIL WORKS | CIVIL WORKS | CIVIL WORKS | CIVIL WORKS | CIVIL WORKS | CIVIL WORKS | CIVIL WORKS | CIVIL WORKS | CIVIL WORKS | CIVIL WORKS | CIVIL WORKS | CIVIL WORKS | CIVIL WORKS | CIVIL WORKS | CIVIL WORKS | CIVIL WORKS | CIVIL WORKS | CIVIL WORKS | CIVIL WORKS | CIVIL WORKS | CIVIL WORKS | CIVIL WORKS | CIVIL WORKS | CIVIL WORKS | CIVIL WORKS | CIVIL WORKS | CIVIL WORKS | CIVIL WORKS | CIVIL WORKS | CIVIL WORKS | CIVIL WORKS | CIVIL WORKS | CIVIL WORKS | CIVIL WORKS | CIVIL WORKS | CIVIL WORKS | CIVIL WORKS | CIVIL WORKS | CIVIL WORKS | CIVIL WORKS | CIVIL WORKS | CIVIL WORKS | CIVIL WORKS | CIVIL WORKS | CIVIL WORKS | CIVIL WORKS | CIVIL WORKS | CIVIL WORKS | CIVIL WORKS | CIVIL WORKS | CIVIL WORKS | CIVIL WORKS | CIVIL WORKS | CIVIL WORKS | CIVIL WORKS | CIVIL WORKS | CIVIL WORKS | CIVIL WORKS | CIVIL WORKS | CIVIL WORKS | CIVIL WORKS | CIVIL WORKS | CIVIL WORKS | CIVIL WORKS | CIVIL WORKS | CIVIL WORKS | CIVIL WORKS | CIVIL WORKS | CIVIL WORKS | CIVIL WORKS | CIVIL WORKS | CIVIL WORKS | CIVIL WORKS | CIVIL WORKS | CIVIL WORKS | CIVIL WORKS | CIVIL WORKS | CIVIL WORKS | CIVIL WORKS | CIVIL WORKS | CIVIL WORKS | CIVIL WORKS | CIVIL WORKS | CIVIL WORKS | CIVIL WORKS | CIVIL WORKS | CIVIL WORKS | CIVIL WORKS | CIVIL WORKS | CIVIL WORKS | CIVIL WORKS | CIVIL WORKS | CIVIL WORKS | CIVIL WORKS | CIVIL WORKS | CIVIL WORKS | CIVIL WORKS | CIVIL WORKS | CIVIL WORKS | CIVIL WORKS | CIVIL WORKS | CIVIL WORKS | CIVIL WORKS | CIVIL WORKS | CIVIL WORKS | CIVIL WORKS | CIVIL WORKS | CIVIL WORKS | CIVIL WORKS | CIVIL WORKS | CIVIL WORKS | CIVIL WORKS | CIVIL WORKS | CIVIL WORKS | CIVIL WORKS | CIVIL WORKS | CIVIL WORKS | CIVIL WORKS | CIVIL WORKS | CIVIL WORKS | CIVIL WORKS | CIVIL WORKS | CIVIL WORKS | CIVIL WORKS | CIVIL WORKS | CIVIL WORKS | CIVIL WORKS | CIVIL WORKS | CIVIL WORKS | CIVIL WORKS | CIVIL WORKS | CIVIL WORKS | CIVIL WORKS | CIVIL WORKS | CIVIL WORKS | CIVIL WORKS | CIVIL WORKS | CIVIL WORKS | CIVIL WORKS | CIVIL WORKS | CIVIL WORKS | CIVIL WORKS | CIVIL WORKS | CIVIL WORKS | CIVIL WORKS | CIVIL WORKS | CIVIL WORKS | CIVIL WORKS | CIVIL WORKS | CIVIL WORKS | CIVIL WORKS | CIVIL WORKS | CIVIL WORKS | CIVIL WORKS | CIVIL WORKS | CIVIL WORKS | CIVIL WORKS | CIVIL WORKS | CIVIL WORKS | CIVIL WORKS | CIVIL WORKS | CIVIL WORKS | CIVIL WORKS | CIVIL WORKS | CIVIL WORKS | CIVIL WORKS | CIVIL WORKS | CIVIL WORKS | CIVIL WORKS | CIVIL WORKS | CIVIL WORKS | CIVIL WORKS | CIVIL WORKS | CIVIL WORKS | CIVIL WORKS | CIVIL WORKS | CIVIL WORKS | CIVIL WORKS | CIVIL WORKS | CIVIL WORKS | CIVIL WORKS | CIVIL WORKS | CIVIL WORKS | CIVIL WORKS | CIVIL WORKS | CIVIL WORKS | CIVIL WORKS | CIVIL WORKS | CIVIL WORKS | CIVIL WORKS | CIVIL WORKS | CIVIL WORKS | CIVIL WORKS | CIVIL WORKS | CIVIL WORKS | CIVIL WORKS | CIVIL WORKS | CIVIL WORKS | CIVIL WORKS | CIVIL WORKS | CIVIL WORKS | CIVIL WORKS | CIVIL WORKS | CIVIL WORKS | CIVIL WORKS | CIVIL WORKS | CIVIL WORKS | CIVIL WORKS | CIVIL WORKS | CIVIL WORKS | CIVIL WORKS | CIVIL WORKS | CIVIL WORKS | CIVIL WORKS | CIVIL WORKS | CIVIL WORKS | CIVIL WORKS | CIVIL WORKS | CIVIL WORKS | CIVIL WORKS | CIVIL WORKS | CIVIL WORKS | CIVIL WORKS | CIVIL WORKS | CIVIL WORKS | CIVIL WORKS | CIVIL WORKS | CIVIL WORKS | CIVIL WORKS | CIVIL WORKS | CIVIL WORKS | CIVIL WORKS | CIVIL WORKS | CIVIL WORKS | CIVIL WORKS | CIVIL WORKS | CIVIL WORKS | CIVIL WORKS | CIVIL WORKS | CIVIL WORKS | CIVIL WORKS | CIVIL WORKS | CIVIL WORKS | CIVIL WORKS | CIVIL WORKS | CIVIL WORKS | CIVIL WORKS | CIVIL WORKS | CIVIL WORKS | CIVIL WORKS | CIVIL WORKS | CIVIL WORKS | CIVIL WORKS | CIVIL WORKS | CIVIL WORKS | CIVIL WORKS | CIVIL WORKS | CIVIL WORKS | CIVIL WORKS | CIVIL WORKS | CIVIL WORKS | CIVIL WORKS | CIVIL WORKS | CIVIL WORKS | CIVIL WORKS | CIVIL WORKS | CIVIL WORKS | CIVIL WORKS | CIVIL WORKS | CIVIL WORKS | CIVIL WORKS | CIVIL WORKS | CIVIL WORKS | CIVIL WORKS | CIVIL WORKS | CIVIL WORKS | CIVIL WORKS | CIVIL WORKS | CIVIL WORKS | CIVIL WORKS | CIVIL WORKS | CIVIL WORKS | CIVIL WORKS | CIVIL WORKS | CIVIL WORKS | CIVIL WORKS | CIVIL WORKS | CIVIL WORKS | CIVIL WORKS | CIVIL WORKS | CIVIL WORKS | CIVIL WORKS | CIVIL WORKS | CIVIL WORKS | CIVIL WORKS | CIVIL WORKS | CIVIL WORKS | CIVIL WORKS | CIVIL WORKS | CIVIL WORKS | CIVIL WORKS | CIVIL WORKS | CIVIL WORKS | CIVIL WORKS | CIVIL WORKS | CIVIL WORKS | CIVIL WORKS | CIVIL WORKS | CIVIL WORKS | CIVIL WORKS | CIVIL WORKS | CIVIL WORKS | CIVIL WORKS | CIVIL WORKS | CIVIL WORKS | CIVIL WORKS | CIVIL WORKS | CIVIL WORKS | CIVIL WORKS | CIVIL WORKS | CIVIL WORKS | CIVIL WORKS | CIVIL WORKS | CIVIL WORKS | CIVIL WORKS | CIVIL WORKS | CIVIL WORKS | CIVIL WORKS | CIVIL WORKS | CIVIL WORKS | CIVIL WORKS | CIVIL WORKS | CIVIL WORKS | CIVIL WORKS | CIVIL WORKS | CIVIL WORKS | CIVIL WORKS | CIVIL WORKS | CIVIL WORKS | CIVIL WORKS | CIVIL WORKS | CIVIL WORKS | CIVIL WORKS | CIVIL WORKS | CIVIL WORKS | CIVIL WORKS | CIVIL WORKS | CIVIL WORKS | CIVIL WORKS | CIVIL WORKS | CIVIL WORKS | CIVIL WORKS | CIVIL WORKS | CIVIL WORKS | CIVIL WORKS | CIVIL WORKS | CIVIL WORKS | CIVIL WORKS | CIVIL WORKS | CIVIL WORKS | CIVIL WORKS | CIVIL WORKS | CIVIL WORKS | CIVIL WORKS | CIVIL WORKS | CIVIL WORKS | CIVIL WORKS | CIVIL WORKS | CIVIL WORKS | CIVIL WORKS | CIVIL WORKS | CIVIL WORKS | CIVIL WORKS | CIVIL WORKS | CIVIL WORKS | CIVIL WORKS | CIVIL WORKS | CIVIL WORKS | CIVIL WORKS | CIVIL WORKS | CIVIL WORKS | CIVIL WORKS | CIVIL WORKS | CIVIL WORKS | CIVIL WORKS | CIVIL WORKS | CIVIL WORKS | CIVIL WORKS | CIVIL WORKS | CIVIL WORKS | CIVIL WORKS | CIVIL WORKS | CIVIL WORKS | CIVIL WORKS | CIVIL WORKS | CIVIL WORKS | CIVIL WORKS | CIVIL WORKS | CIVIL WORKS | CIVIL WORKS | CIVIL WORKS | CIVIL WORKS | CIVIL WORKS | CIVIL WORKS | CIVIL WORKS | CIVIL WORKS | CIVIL WORKS | CIVIL WORKS | CIVIL WORKS | CIVIL WORKS | CIVIL WORKS | CIVIL WORKS | CIVIL WORKS | CIVIL WORKS | CIVIL WORKS | CIVIL WORKS | CIVIL WORKS | CIVIL WORKS | CIVIL WORKS | CIVIL WORKS | CIVIL WORKS | CIVIL WORKS | CIVIL WORKS | CIVIL WORKS | CIVIL WORKS | CIVIL WORKS | CIVIL WORKS | CIVIL WORKS | CIVIL WORKS | CIVIL WORKS | CIVIL WORKS | CIVIL WORKS | CIVIL WORKS | CIVIL WORKS | CIVIL WORKS | CIVIL WORKS | CIVIL WORKS | CIVIL WORKS | CIVIL WORKS | CIVIL WORKS | CIVIL WORKS | CIVIL WORKS | CIVIL WORKS | CIVIL WORKS | CIVIL WORKS | CIVIL WORKS | CIVIL WORKS | CIVIL WORKS | CIVIL WORKS | CIVIL WORKS | CIVIL WORKS | CIVIL WORKS | CIVIL WORKS | CIVIL WORKS | CIVIL WORKS | CIVIL WORKS | CIVIL WORKS | CIVIL WORKS | CIVIL WORKS | CIVIL WORKS | CIVIL WORKS | CIVIL WORKS | CIVIL WORKS | CIVIL WORKS | CIVIL WORKS | CIVIL WORKS | CIVIL WORKS | CIVIL WORKS | CIVIL WORKS | CIVIL WORKS | CIVIL WORKS | CIVIL WORKS | CIVIL WORKS | CIVIL WORKS | CIVIL WORKS | CIVIL WORKS | CIVIL WORKS | CIVIL WORKS | CIVIL WORKS | CIVIL WORKS | CIVIL WORKS | CIVIL WORKS | CIVIL WORKS | CIVIL WORKS | CIVIL WORKS | CIVIL WORKS | CIVIL WORKS | CIVIL WORKS | CIVIL WORKS | CIVIL WORKS | CIVIL WORKS | CIVIL WORKS | CIVIL WORKS | CIVIL WORKS | CIVIL WORKS | CIVIL WORKS | CIVIL WORKS | CIVIL WORKS | CIVIL WORKS | CIVIL WORKS | CIVIL WORKS | CIVIL WORKS | CIVIL WORKS | CIVIL WORKS | CIVIL WORKS | CIVIL WORKS | CIVIL WORKS | CIVIL WORKS | CIVIL WORKS | CIVIL WORKS | CIVIL WORKS | CIVIL WORKS | CIVIL WORKS | CIVIL WORKS | CIVIL WORKS | CIVIL WORKS | CIVIL WORKS | CIVIL WORKS | CIVIL WORKS | CIVIL WORKS | CIVIL WORKS | CIVIL WORKS | CIVIL WORKS | CIVIL WORKS | CIVIL WORKS | CIVIL WORKS | CIVIL WORKS | CIVIL WORKS | CIVIL WORKS | CIVIL WORKS | CIVIL WORKS | CIVIL WORKS | CIVIL WORKS | CIVIL WORKS | CIVIL WORKS | CIVIL WORKS | CIVIL WORKS | CIVIL WORKS | CIVIL WORKS | CIVIL WORKS | CIVIL WORKS | CIVIL WORKS | CIVIL WORKS | CIVIL WORKS | CIVIL WORKS | CIVIL WORKS | CIVIL WORKS | CIVIL WORKS | CIVIL WORKS | CIVIL WORKS | CIVIL WORKS | CIVIL WORKS | CIVIL WORKS | CIVIL WORKS | CIVIL WORKS | CIVIL WORKS | CIVIL WORKS | CIVIL WORKS | CIVIL WORKS | CIVIL WORKS | CIVIL WORKS | CIVIL WORKS | CIVIL WORKS | CIVIL WORKS | CIVIL WORKS | CIVIL WORKS | CIVIL WORKS | CIVIL WORKS | CIVIL WORKS | CIVIL WORKS | CIVIL WORKS | CIVIL WORKS | CIVIL WORKS | CIVIL WORKS | CIVIL WORKS | CIVIL WORKS | CIVIL WORKS | CIVIL WORKS | CIVIL WORKS | CIVIL WORKS | CIVIL WORKS | CIVIL WORKS | CIVIL WORKS | CIVIL WORKS | CIVIL WORKS | CIVIL WORKS | CIVIL WORKS | CIVIL WORKS | CIVIL WORKS | CIVIL WORKS | CIVIL WORKS | CIVIL WORKS | CIVIL WORKS | CIVIL WORKS | CIVIL WORKS | CIVIL WORKS | CIVIL WORKS | CIVIL WORKS | CIVIL WORKS | CIVIL WORKS | CIVIL WORKS | CIVIL WORKS | CIVIL WORKS | CIVIL WORKS | CIVIL WORKS | CIVIL WORKS | CIVIL WORKS | CIVIL WORKS | CIVIL WORKS | CIVIL WORKS | CIVIL WORKS | CIVIL WORKS | CIVIL WORKS | CIVIL WORKS | CIVIL WORKS | CIVIL WORKS | CIVIL WORKS | CIVIL WORKS | CIVIL WORKS | CIVIL WORKS | CIVIL WORKS | CIVIL WORKS | CIVIL WORKS | CIVIL WORKS | CIVIL WORKS | CIVIL WORKS | CIVIL WORKS | CIVIL WORKS | CIVIL WORKS | CIVIL WORKS | CIVIL WORKS | CIVIL WORKS | CIVIL WORKS | CIVIL WORKS | CIVIL WORKS | CIVIL WORKS | CIVIL WORKS | CIVIL WORKS | CIVIL WORKS | CIVIL WORKS | CIVIL WORKS | CIVIL WORKS | CIVIL WORKS | CIVIL WORKS | CIVIL WORKS | CIVIL WORKS | CIVIL WORKS | CIVIL WORKS | CIVIL WORKS | CIVIL WORKS | CIVIL WORKS | CIVIL WORKS | CIVIL WORKS | CIVIL WORKS | CIVIL WORKS | CIVIL WORKS | CIVIL WORKS | CIVIL WORKS | CIVIL WORKS | CIVIL WORKS | CIVIL WORKS | CIVIL WORKS | CIVIL WORKS | CIVIL WORKS | CIVIL WORKS | CIVIL WORKS | CIVIL WORKS | CIVIL WORKS | CIVIL WORKS | CIVIL WORKS | CIVIL WORKS | CIVIL WORKS | CIVIL WORKS | CIVIL WORKS | CIVIL WORKS | CIVIL WORKS | CIVIL WORKS | CIVIL WORKS | CIVIL WORKS | CIVIL WORKS | CIVIL WORKS | CIVIL WORKS | CIVIL WORKS | CIVIL WORKS | CIVIL WORKS | CIVIL WORKS | CIVIL WORKS | CIVIL WORKS | CIVIL WORKS | CIVIL WORKS | CIVIL WORKS | CIVIL WORKS | CIVIL WORKS | CIVIL WORKS | CIVIL WORKS | CIVIL WORKS | CIVIL WORKS | CIVIL WORKS | CIVIL WORKS | CIVIL WORKS | CIVIL WORKS | CIVIL WORKS | CIVIL WORKS | CIVIL WORKS | CIVIL WORKS | CIVIL WORKS | CIVIL WORKS | CIVIL WORKS | CIVIL WORKS | CIVIL WORKS | CIVIL WORKS | CIVIL WORKS | CIVIL WORKS | CIVIL WORKS | CIVIL WORKS | CIVIL WORKS | CIVIL WORKS | CIVIL WORKS | CIVIL WORKS | CIVIL WORKS | CIVIL WORKS | CIVIL WORKS | CIVIL WORKS | CIVIL WORKS | CIVIL WORKS | CIVIL WORKS | CIVIL WORKS | CIVIL WORKS | CIVIL WORKS | CIVIL WORKS | CIVIL WORKS | CIVIL WORKS | CIVIL WORKS | CIVIL WORKS | CIVIL WORKS | CIVIL WORKS | CIVIL WORKS | CIVIL WORKS | CIVIL WORKS | CIVIL WORKS | CIVIL WORKS | CIVIL WORKS | CIVIL WORKS | CIVIL WORKS | CIVIL WORKS | CIVIL WORKS | CIVIL WORKS | CIVIL WORKS | CIVIL WORKS | CIVIL WORKS | CIVIL WORKS | CIVIL WORKS | CIVIL WORKS | CIVIL WORKS | CIVIL WORKS | CIVIL WORKS | CIVIL WORKS | CIVIL WORKS | CIVIL WORKS | CIVIL WORKS | CIVIL WORKS | CIVIL WORKS | CIVIL WORKS | CIVIL WORKS | CIVIL WORKS | CIVIL WORKS | CIVIL WORKS | CIVIL WORKS | CIVIL WORKS | CIVIL WORKS | CIVIL WORKS | CIVIL WORKS | CIVIL WORKS | CIVIL WORKS | CIVIL WORKS | CIVIL WORKS | CIVIL WORKS | CIVIL WORKS | CIVIL WORKS | CIVIL WORKS | CIVIL WORKS | CIVIL WORKS | CIVIL WORKS | CIVIL WORKS | CIVIL WORKS | CIVIL WORKS | CIVIL WORKS | CIVIL WORKS | CIVIL WORKS | CIVIL WORKS | CIVIL WORKS | CIVIL WORKS | CIVIL WORKS | CIVIL WORKS | CIVIL WORKS | CIVIL WORKS | CIVIL WORKS | CIVIL WORKS | CIVIL WORKS | CIVIL WORKS | CIVIL WORKS | CIVIL WORKS | CIVIL WORKS | CIVIL WORKS | CIVIL WORKS | CIVIL WORKS | CIVIL WORKS | CIVIL WORKS | CIVIL WORKS | CIVIL WORKS | CIVIL WORKS | CIVIL WORKS | CIVIL WORKS | CIVIL WORKS | CIVIL WORKS | CIVIL WORKS | CIVIL WORKS | CIVIL WORKS | CIVIL WORKS | CIVIL WORKS | CIVIL WORKS | CIVIL WORKS | CIVIL WORKS | CIVIL WORKS | CIVIL WORKS | CIVIL WORKS | CIVIL WORKS | CIVIL WORKS | CIVIL WORKS | CIVIL WORKS | CIVIL WORKS | CIVIL WORKS | CIVIL WORKS | CIVIL WORKS | CIVIL WORKS | CIVIL WORKS | CIVIL WORKS | CIVIL WORKS | CIVIL WORKS | CIVIL WORKS | CIVIL WORKS | CIVIL WORKS | CIVIL WORKS | CIVIL WORKS | CIVIL WORKS | CIVIL WORKS | CIVIL WORKS | CIVIL WORKS | CIVIL WORKS | CIVIL WORKS | CIVIL WORKS | CIVIL WORKS | CIVIL WORKS | CIVIL WORKS | CIVIL WORKS | CIVIL WORKS | CIVIL WORKS | CIVIL WORKS | CIVIL WORKS | CIVIL WORKS | CIVIL WORKS | CIVIL WORKS | CIVIL WORKS | CIVIL WORKS | CIVIL WORKS | CIVIL WORKS | CIVIL WORKS | CIVIL WORKS | CIVIL WORKS | CIVIL WORKS | CIVIL WORKS | CIVIL WORKS | CIVIL WORKS | CIVIL WORKS | CIVIL WORKS | CIVIL WORKS | CIVIL WORKS | CIVIL WORKS | CIVIL WORKS | CIVIL WORKS | CIVIL WORKS | CIVIL WORKS | CIVIL WORKS | CIVIL WORKS | CIVIL WORKS | CIVIL WORKS | CIVIL WORKS | CIVIL WORKS | CIVIL WORKS | CIVIL WORKS | CIVIL WORKS | CIVIL WORKS | CIVIL WORKS | CIVIL WORKS | CIVIL WORKS | CIVIL WORKS | CIVIL WORKS | CIVIL WORKS | CIVIL WORKS | CIVIL WORKS | CIVIL WORKS | CIVIL WORKS | CIVIL WORKS | CIVIL WORKS | CIVIL WORKS | CIVIL WORKS | CIVIL WORKS | CIVIL WORKS | CIVIL WORKS | CIVIL WORKS | CIVIL WORKS | CIVIL WORKS | CIVIL WORKS | CIVIL WORKS | CIVIL WORKS | CIVIL WORKS | CIVIL WORKS | CIVIL WORKS | CIVIL WORKS | CIVIL WORKS | CIVIL WORKS | CIVIL WORKS | CIVIL WORKS | CIVIL WORKS | CIVIL WORKS | CIVIL WORKS | CIVIL WORKS | CIVIL WORKS | CIVIL WORKS | CIVIL WORKS | CIVIL WORKS | CIVIL WORKS | CIVIL WORKS | CIVIL WORKS | CIVIL WORKS | CIVIL WORKS | CIVIL WORKS | CIVIL WORKS | CIVIL WORKS | CIVIL WORKS | CIVIL WORKS | CIVIL WORKS | CIVIL WORKS | CIVIL WORKS | CIVIL WORKS | CIVIL WORKS | CIVIL WORKS | CIVIL WORKS | CIVIL WORKS | CIVIL WORKS | CIVIL WORKS | CIVIL WORKS | CIVIL WORKS | CIVIL WORKS | CIVIL WORKS | CIVIL WORKS | CIVIL WORKS | CIVIL WORKS | CIVIL WORKS | CIVIL WORKS | CIVIL WORKS | CIVIL WORKS | CIVIL WORKS | CIVIL WORKS | CIVIL WORKS | CIVIL WORKS | CIVIL WORKS | CIVIL WORKS | CIVIL WORKS | CIVIL WORKS | CIVIL WORKS | CIVIL WORKS | CIVIL WORKS | CIVIL WORKS | CIVIL WORKS | CIVIL WORKS | CIVIL WORKS | CIVIL WORKS | CIVIL WORKS | CIVIL WORKS | CIVIL WORKS | CIVIL WORKS | CIVIL WORKS | CIVIL WORKS | CIVIL WORKS | CIVIL WORKS | CIVIL WORKS | CIVIL WORKS | CIVIL WORKS | CIVIL WORKS | CIVIL WORKS | CIVIL WORKS | CIVIL WORKS | CIVIL WORKS | CIVIL WORKS | CIVIL WORKS | CIVIL WORKS | CIVIL WORKS | CIVIL WORKS | CIVIL WORKS | CIVIL WORKS | CIVIL WORKS | CIVIL WORKS | CIVIL WORKS | CIVIL WORKS | CIVIL WORKS | CIVIL WORKS | CIVIL WORKS | CIVIL WORKS | CIVIL WORKS | CIVIL WORKS | CIVIL WORKS | CIVIL WORKS | CIVIL WORKS | CIVIL WORKS | CIVIL WORKS | CIVIL WORKS | CIVIL WORKS | CIVIL WORKS | CIVIL WORKS | CIVIL WORKS | CIVIL WORKS | CIVIL WORKS | CIVIL WORKS | CIVIL WORKS | CIVIL WORKS | CIVIL WORKS | CIVIL WORKS | CIVIL WORKS | CIVIL WORKS | CIVIL WORKS | CIVIL WORKS | CIVIL WORKS | CIVIL WORKS | CIVIL WORKS | CIVIL WORKS | CIVIL WORKS | CIVIL WORKS | CIVIL WORKS | CIVIL WORKS | CIVIL WORKS | CIVIL WORKS | CIVIL WORKS | CIVIL WORKS | CIVIL WORKS | CIVIL WORKS | CIVIL WORKS | CIVIL WORKS | CIVIL WORKS | CIVIL WORKS | CIVIL WORKS | CIVIL WORKS | CIVIL WORKS | CIVIL WORKS | CIVIL WORKS | CIVIL WORKS | CIVIL WORKS | CIVIL WORKS | CIVIL WORKS | CIVIL WORKS | CIVIL WORKS | CIVIL WORKS | CIVIL WORKS | CIVIL WORKS | CIVIL WORKS | CIVIL WORKS | CIVIL WORKS | CIVIL WORKS | CIVIL WORKS | CIVIL WORKS | CIVIL WORKS | CIVIL WORKS | CIVIL WORKS | CIVIL WORKS | CIVIL WORKS | CIVIL WORKS | CIVIL WORKS | CIVIL WORKS | CIVIL WORKS | CIVIL WORKS | CIVIL WORKS | CIVIL WORKS | CIVIL WORKS | CIVIL WORKS | CIVIL WORKS | CIVIL WORKS | CIVIL WORKS | CIVIL WORKS | CIVIL WORKS | CIVIL WORKS | CIVIL WORKS | CIVIL WORKS | CIVIL WORKS | CIVIL WORKS | CIVIL WORKS | CIVIL WORKS | CIVIL WORKS | CIVIL WORKS | CIVIL WORKS | CIVIL WORKS | CIVIL WORKS | CIVIL WORKS | CIVIL WORKS | CIVIL WORKS | CIVIL WORKS | CIVIL WORKS | CIVIL WORKS | CIVIL WORKS | CIVIL WORKS | CIVIL WORKS | CIVIL WORKS | CIVIL WORKS | CIVIL WORKS | CIVIL WORKS | CIVIL WORKS | CIVIL WORKS | CIVIL WORKS | CIVIL WORKS | CIVIL WORKS | CIVIL WORKS | CIVIL WORKS | CIVIL WORKS | CIVIL WORKS | CIVIL WORKS | CIVIL WORKS | CIVIL WORKS | CIVIL WORKS | CIVIL WORKS | CIVIL WORKS | CIVIL WORKS | CIVIL WORKS | CIVIL WORKS | CIVIL WORKS | CIVIL WORKS | CIVIL WORKS | CIVIL WORKS | CIVIL WORKS | CIVIL WORKS | CIVIL WORKS | CIVIL WORKS | CIVIL WORKS | CIVIL WORKS | CIVIL WORKS | CIVIL WORKS | CIVIL WORKS | CIVIL WORKS | CIVIL WORKS | CIVIL WORKS | CIVIL WORKS | CIVIL WORKS | CIVIL WORKS | CIVIL WORKS | CIVIL WORKS | CIVIL WORKS | CIVIL WORKS | CIVIL WORKS | CIVIL WORKS | CIVIL WORKS | CIVIL WORKS | CIVIL WORKS | CIVIL WORKS | CIVIL WORKS | CIVIL WORKS | CIVIL WORKS | CIVIL WORKS | CIVIL WORKS | CIVIL WORKS | CIVIL WORKS | CIVIL WORKS | CIVIL WORKS | CIVIL WORKS | CIVIL WORKS | CIVIL WORKS | CIVIL WORKS | CIVIL WORKS | CIVIL WORKS | CIVIL WORKS | CIVIL WORKS | CIVIL WORKS | CIVIL WORKS | CIVIL WORKS | CIVIL WORKS | CIVIL WORKS | CIVIL WORKS | CIVIL WORKS | CIVIL WORKS | CIVIL WORKS | CIVIL WORKS | CIVIL WORKS | CIVIL WORKS | CIVIL WORKS | CIVIL WORKS | CIVIL WORKS | CIVIL WORKS | CIVIL WORKS | CIVIL WORKS | CIVIL WORKS | CIVIL WORKS | CIVIL WORKS | CIVIL WORKS | CIVIL WORKS | CIVIL WORKS | CIVIL WORKS | CIVIL WORKS | CIVIL WORKS | CIVIL WORKS | CIVIL WORKS | CIVIL WORKS | CIVIL WORKS | CIVIL WORKS | CIVIL WORKS | CIVIL WORKS | CIVIL WORKS | CIVIL WORKS | CIVIL WORKS | CIVIL WORKS | CIVIL WORKS | CIVIL WORKS | CIVIL WORKS | CIVIL WORKS | CIVIL WORKS | CIVIL WORKS | CIVIL WORKS | CIVIL WORKS | CIVIL WORKS | CIVIL WORKS | CIVIL WORKS | CIVIL WORKS | CIVIL WORKS | CIVIL WORKS | CIVIL WORKS | CIVIL WORKS | CIVIL WORKS | CIVIL WORKS | CIVIL WORKS | CIVIL WORKS | CIVIL WORKS | CIVIL WORKS | CIVIL WORKS | CIVIL WORKS | CIVIL WORKS | CIVIL WORKS | CIVIL WORKS | CIVIL WORKS | CIVIL WORKS | CIVIL WORKS | CIVIL WORKS | CIVIL WORKS | CIVIL WORKS | CIVIL WORKS | CIVIL WORKS | CIVIL WORKS | CIVIL WORKS | CIVIL WORKS | CIVIL WORKS | CIVIL WORKS | CIVIL WORKS | CIVIL WORKS | CIVIL WORKS | CIVIL WORKS | CIVIL WORKS | CIVIL WORKS | CIVIL WORKS | CIVIL WORKS | CIVIL WORKS | CIVIL WORKS | CIVIL WORKS | CIVIL WORKS | CIVIL WORKS | CIVIL WORKS | CIVIL WORKS | CIVIL WORKS | CIVIL WORKS | CIVIL WORKS | CIVIL WORKS | CIVIL WORKS | CIVIL WORKS | CIVIL WORKS | CIVIL WORKS | CIVIL WORKS | CIVIL WORKS | CIVIL WORKS | CIVIL WORKS | CIVIL WORKS | CIVIL WORKS | CIVIL WORKS | CIVIL WORKS | CIVIL WORKS | CIVIL WORKS | CIVIL WORKS | CIVIL WORKS | CIVIL WORKS | CIVIL WORKS | CIVIL WORKS | CIVIL WORKS | CIVIL WORKS | CIVIL WORKS | CIVIL WORKS | CIVIL WORKS | CIVIL WORKS | CIVIL WORKS | CIVIL WORKS | CIVIL WORKS | CIVIL WORKS | CIVIL WORKS | CIVIL WORKS | CIVIL WORKS | CIVIL WORKS | CIVIL WORKS | CIVIL WORKS | CIVIL WORKS | CIVIL WORKS | CIVIL WORKS | CIVIL WORKS | CIVIL WORKS | CIVIL WORKS | CIVIL WORKS | CIVIL WORKS | CIVIL WORKS | CIVIL WORKS | CIVIL WORKS | CIVIL WORKS | CIVIL WORKS | CIVIL WORKS | CIVIL WORKS | CIVIL WORKS | CIVIL WORKS | CIVIL WORKS | CIVIL WORKS | CIVIL WORKS | CIVIL WORKS | CIVIL WORKS | CIVIL WORKS | CIVIL WORKS | CIVIL WORKS | CIVIL WORKS | CIVIL WORKS | CIVIL WORKS | CIVIL WORKS | CIVIL WORKS | CIVIL WORKS | CIVIL WORKS | CIVIL WORKS | CIVIL WORKS | CIVIL WORKS | CIVIL WORKS | CIVIL WORKS | CIVIL WORKS | CIVIL WORKS | CIVIL WORKS | CIVIL WORKS | CIVIL WORKS | CIVIL WORKS | CIVIL WORKS | CIVIL WORKS | CIVIL WORKS | CIVIL WORKS | CIVIL WORKS | CIVIL WORKS | CIVIL WORKS | CIVIL WORKS | CIVIL WORKS | CIVIL WORKS | CIVIL WORKS | CIVIL WORKS | CIVIL WORKS | CIVIL WORKS | CIVIL WORKS | CIVIL WORKS | CIVIL WORKS | CIVIL WORKS | CIVIL WORKS | CIVIL WORKS | CIVIL WORKS | CIVIL WORKS | CIVIL WORKS | CIVIL WORKS | CIVIL WORKS | CIVIL WORKS | CIVIL WORKS | CIVIL WORKS | CIVIL WORKS | CIVIL WORKS | CIVIL WORKS | CIVIL WORKS | CIVIL WORKS | CIVIL WORKS | CIVIL WORKS | CIVIL WORKS | CIVIL WORKS | CIVIL WORKS | CIVIL WORKS | CIVIL WORKS | CIVIL WORKS | CIVIL WORKS | CIVIL WORKS | CIVIL WORKS | CIVIL WORKS | CIVIL WORKS | CIVIL WORKS | CIVIL WORKS | CIVIL WORKS | CIVIL WORKS | CIVIL WORKS | CIVIL WORKS | CIVIL WORKS | CIVIL WORKS | CIVIL WORKS | CIVIL WORKS | CIVIL WORKS | CIVIL WORKS | CIVIL WORKS | CIVIL WORKS | CIVIL WORKS | CIVIL WORKS | CIVIL WORKS | CIVIL WORKS | CIVIL WORKS | CIVIL WORKS | CIVIL WORKS | CIVIL WORKS | CIVIL WORKS | CIVIL WORKS | CIVIL WORKS | CIVIL WORKS | CIVIL WORKS | CIVIL WORKS | CIVIL WORKS | CIVIL WORKS | CIVIL WORKS | CIVIL WORKS | CIVIL WORKS | CIVIL WORKS | CIVIL WORKS | CIVIL WORKS | CIVIL WORKS | CIVIL WORKS | CIVIL WORKS | CIVIL WORKS | CIVIL WORKS | CIVIL WORKS | CIVIL WORKS | CIVIL WORKS | CIVIL WORKS | CIVIL WORKS | CIVIL WORKS | CIVIL WORKS | CIVIL WORKS | CIVIL WORKS | CIVIL WORKS | CIVIL WORKS | CIVIL WORKS | CIVIL WORKS | CIVIL WORKS | CIVIL WORKS | CIVIL WORKS | CIVIL WORKS | CIVIL WORKS | CIVIL WORKS | CIVIL WORKS | CIVIL WORKS | CIVIL WORKS | CIVIL WORKS | CIVIL WORKS | CIVIL WORKS | CIVIL WORKS | CIVIL WORKS | CIVIL WORKS | CIVIL WORKS | CIVIL WORKS | CIVIL WORKS | CIVIL WORKS | CIVIL WORKS | CIVIL WORKS | CIVIL WORKS | CIVIL WORKS | CIVIL WORKS | CIVIL WORKS | CIVIL WORKS | CIVIL WORKS | CIVIL WORKS | CIVIL WORKS | CIVIL WORKS | CIVIL WORKS | CIVIL WORKS | CIVIL WORKS | CIVIL WORKS | CIVIL WORKS | CIVIL WORKS | CIVIL WORKS | CIVIL WORKS | CIVIL WORKS | CIVIL WORKS | CIVIL WORKS | CIVIL WORKS | CIVIL WORKS | CIVIL WORKS | CIVIL WORKS | CIVIL WORKS | CIVIL WORKS | CIVIL WORKS | CIVIL WORKS | CIVIL WORKS | CIVIL WORKS | CIVIL WORKS | CIVIL WORKS | CIVIL WORKS | CIVIL WORKS | CIVIL WORKS | CIVIL WORKS | CIVIL WORKS | CIVIL WORKS | CIVIL WORKS | CIVIL WORKS | CIVIL WORKS | CIVIL WORKS | CIVIL WORKS | CIVIL WORKS | CIVIL WORKS | CIVIL WORKS | CIVIL WORKS | CIVIL WORKS | CIVIL WORKS | CIVIL WORKS | CIVIL WORKS | CIVIL WORKS | CIVIL WORKS | CIVIL WORKS | CIVIL WORKS | CIVIL WORKS | CIVIL WORKS | CIVIL WORKS | CIVIL WORKS | CIVIL WORKS | CIVIL WORKS | CIVIL WORKS | CIVIL WORKS | CIVIL WORKS | CIVIL WORKS | CIVIL WORKS | CIVIL WORKS | CIVIL WORKS | CIVIL WORKS | CIVIL WORKS | CIVIL WORKS | CIVIL WORKS | CIVIL WORKS | CIVIL WORKS | CIVIL WORKS | CIVIL WORKS | CIVIL WORKS | CIVIL WORKS | CIVIL WORKS | CIVIL WORKS | CIVIL WORKS | CIVIL WORKS | CIVIL WORKS | CIVIL WORKS | CIVIL WORKS | CIVIL WORKS | CIVIL WORKS | CIVIL WORKS | CIVIL WORKS | CIVIL WORKS | CIVIL WORKS | CIVIL WORKS | CIVIL WORKS | CIVIL WORKS | CIVIL WORKS | CIVIL WORKS | CIVIL WORKS | CIVIL WORKS | CIVIL WORKS | CIVIL WORKS | CIVIL WORKS | CIVIL WORKS | CIVIL WORKS | CIVIL WORKS | CIVIL WORKS | CIVIL WORKS | CIVIL WORKS | CIVIL WORKS | CIVIL WORKS | CIVIL WORKS | CIVIL WORKS | CIVIL WORKS | CIVIL WORKS | CIVIL WORKS | CIVIL WORKS | CIVIL WORKS | CIVIL WORKS | CIVIL WORKS | CIVIL WORKS | CIVIL WORKS | CIVIL WORKS | CIVIL WORKS | CIVIL WORKS | CIVIL WORKS | CIVIL WORKS | CIVIL WORKS | CIVIL WORKS | CIVIL WORKS | CIVIL WORKS | CIVIL WORKS | CIVIL WORKS | CIVIL WORKS | CIVIL WORKS | CIVIL WORKS | CIVIL WORKS | CIVIL WORKS | CIVIL WORKS | CIVIL WORKS | CIVIL WORKS | CIVIL WORKS | CIVIL WORKS | CIVIL WORKS | CIVIL WORKS | CIVIL WORKS | CIVIL WORKS | CIVIL WORKS | CIVIL WORKS | CIVIL WORKS | CIVIL WORKS | CIVIL WORKS | CIVIL WORKS | CIVIL WORKS | CIVIL WORKS | CIVIL WORKS | CIVIL WORKS | CIVIL WORKS | CIVIL WORKS | CIVIL WORKS | CIVIL WORKS | CIVIL WORKS | CIVIL WORKS | CIVIL WORKS | CIVIL WORKS | CIVIL WORKS | CIVIL WORKS | CIVIL WORKS | CIVIL WORKS | CIVIL WORKS | CIVIL WORKS | CIVIL WORKS | CIVIL WORKS | CIVIL WORKS | CIVIL WORKS | CIVIL WORKS | CIVIL WORKS | CIVIL WORKS | CIVIL WORKS | CIVIL WORKS | CIVIL WORKS | CIVIL WORKS | CIVIL WORKS | CIVIL WORKS | CIVIL WORKS | CIVIL WORKS | CIVIL WORKS | CIVIL WORKS | CIVIL WORKS | CIVIL WORKS | CIVIL WORKS | CIVIL WORKS | CIVIL WORKS | CIVIL WORKS | CIVIL WORKS | CIVIL WORKS | CIVIL WORKS | CIVIL WORKS | CIVIL WORKS | CIVIL WORKS | CIVIL WORKS | CIVIL WORKS | CIVIL WORKS | CIVIL WORKS | CIVIL WORKS | CIVIL WORKS | CIVIL WORKS | CIVIL WORKS | CIVIL WORKS | CIVIL WORKS | CIVIL WORKS | CIVIL WORKS | CIVIL WORKS | CIVIL WORKS | CIVIL WORKS | CIVIL WORKS | CIVIL WORKS | CIVIL WORKS | CIVIL WORKS | CIVIL WORKS | CIVIL WORKS | CIVIL WORKS | CIVIL WORKS | CIVIL WORKS | CIVIL WORKS | CIVIL WORKS | CIVIL WORKS | CIVIL WORKS | CIVIL WORKS | CIVIL WORKS | CIVIL WORKS | CIVIL WORKS | CIVIL WORKS | CIVIL WORKS | CIVIL WORKS | CIVIL WORKS | CIVIL WORKS | CIVIL WORKS | CIVIL WORKS | CIVIL WORKS | CIVIL WORKS | CIVIL WORKS | CIVIL WORKS | CIVIL WORKS | CIVIL WORKS | CIVIL WORKS | CIVIL WORKS | CIVIL WORKS | CIVIL WORKS | CIVIL WORKS | CIVIL WORKS | CIVIL WORKS | CIVIL WORKS | CIVIL WORKS | CIVIL WORKS | CIVIL WORKS | CIVIL WORKS | CIVIL WORKS | CIVIL WORKS | CIVIL WORKS | CIVIL WORKS | CIVIL WORKS | CIVIL WORKS | CIVIL WORKS | CIVIL WORKS | CIVIL WORKS | CIVIL WORKS | CIVIL WORKS | CIVIL WORKS | CIVIL WORKS | CIVIL WORKS | CIVIL WORKS | CIVIL WORKS | CIVIL WORKS | CIVIL WORKS | CIVIL WORKS | CIVIL WORKS | CIVIL WORKS | CIVIL WORKS | CIVIL WORKS | CIVIL WORKS | CIVIL WORKS | CIVIL WORKS | CIVIL WORKS | CIVIL WORKS | CIVIL WORKS | CIVIL WORKS | CIVIL WORKS | CIVIL WORKS | CIVIL WORKS | CIVIL WORKS | CIVIL WORKS | CIVIL WORKS | CIVIL WORKS | CIVIL WORKS | CIVIL WORKS | CIVIL WORKS | CIVIL WORKS | CIVIL WORKS | CIVIL WORKS | CIVIL WORKS | CIVIL WORKS | CIVIL WORKS | CIVIL WORKS | CIVIL WORKS | CIVIL WORKS | CIVIL WORKS | CIVIL WORKS | CIVIL WORKS | CIVIL WORKS | CIVIL WORKS | CIVIL WORKS | CIVIL WORKS | CIVIL WORKS | CIVIL WORKS | CIVIL WORKS | CIVIL WORKS | CIVIL WORKS | CIVIL WORKS | CIVIL WORKS | CIVIL WORKS | CIVIL WORKS | CIVIL WORKS | CIVIL WORKS | CIVIL WORKS | CIVIL WORKS | CIVIL WORKS | CIVIL WORKS | CIVIL WORKS | CIVIL WORKS | CIVIL WORKS | CIVIL WORKS | CIVIL WORKS | CIVIL WORKS | CIVIL WORKS | CIVIL WORKS | CIVIL WORKS | CIVIL WORKS | CIVIL WORKS | CIVIL WORKS | CIVIL WORKS | CIVIL WORKS | CIVIL WORKS | CIVIL WORKS | CIVIL WORKS | CIVIL WORKS | CIVIL WORKS | CIVIL WORKS | CIVIL WORKS | CIVIL WORKS | CIVIL WORKS | CIVIL WORKS | CIVIL WORKS | CIVIL WORKS | CIVIL WORKS | CIVIL WORKS | CIVIL WORKS | CIVIL WORKS | CIVIL WORKS | CIVIL WORKS | CIVIL WORKS | CIVIL WORKS | CIVIL WORKS | CIVIL WORKS | CIVIL WORKS | CIVIL WORKS | CIVIL WORKS | CIVIL WORKS | CIVIL WORKS | CIVIL WORKS | CIVIL WORKS | CIVIL WORKS | CIVIL WORKS | CIVIL WORKS | CIVIL WORKS | CIVIL WORKS | CIVIL WORKS | CIVIL WORKS | CIVIL WORKS | CIVIL WORKS | CIVIL WORKS | CIVIL WORKS | CIVIL WORKS | CIVIL WORKS | CIVIL WORKS | CIVIL WORKS | CIVIL WORKS | CIVIL WORKS | CIVIL WORKS | CIVIL WORKS | CIVIL WORKS | CIVIL WORKS | CIVIL WORKS | CIVIL WORKS | CIVIL WORKS | CIVIL WORKS | CIVIL WORKS | CIVIL WORKS | CIVIL WORKS | CIVIL WORKS | CIVIL WORKS | CIVIL WORKS | CIVIL WORKS | CIVIL WORKS | CIVIL WORKS | CIVIL WORKS | CIVIL WORKS | CIVIL WORKS | CIVIL WORKS | CIVIL WORKS | CIVIL WORKS | CIVIL WORKS | CIVIL WORKS | CIVIL WORKS | CIVIL WORKS | CIVIL WORKS | CIVIL WORKS | CIVIL WORKS | CIVIL WORKS | CIVIL WORKS | CIVIL WORKS | CIVIL WORKS | CIVIL WORKS | CIVIL WORKS | CIVIL WORKS | CIVIL WORKS | CIVIL WORKS | CIVIL WORKS | CIVIL WORKS | CIVIL WORKS | CIVIL WORKS | CIVIL WORKS | CIVIL WORKS | CIVIL WORKS | CIVIL WORKS | CIVIL WORKS | CIVIL WORKS | CIVIL WORKS | CIVIL WORKS | CIVIL WORKS | CIVIL WORKS | CIVIL WORKS | CIVIL WORKS | CIVIL WORKS | CIVIL WORKS | CIVIL WORKS | CIVIL WORKS | CIVIL WORKS | CIVIL WORKS | CIVIL WORKS | CIVIL WORKS | CIVIL WORKS | CIVIL WORKS | CIVIL WORKS | CIVIL WORKS | CIVIL WORKS | CIVIL WORKS | CIVIL WORKS | CIVIL WORKS | CIVIL WORKS | CIVIL WORKS | CIVIL WORKS | CIVIL WORKS | CIVIL WORKS | CIVIL WORKS | CIVIL WORKS | CIVIL WORKS | CIVIL WORKS | CIVIL WORKS | CIVIL WORKS | CIVIL WORKS | CIVIL WORKS | CIVIL WORKS | CIVIL WORKS | CIVIL WORKS | CIVIL WORKS | CIVIL WORKS | CIVIL WORKS | CIVIL WORKS | CIVIL WORKS | CIVIL WORKS | CIVIL WORKS | CIVIL WORKS | CIVIL WORKS | CIVIL WORKS | CIVIL WORKS | CIVIL WORKS | CIVIL WORKS | CIVIL WORKS | CIVIL WORKS | CIVIL WORKS | CIVIL WORKS | CIVIL WORKS | CIVIL WORKS | CIVIL WORKS | CIVIL WORKS | CIVIL WORKS | CIVIL WORKS | CIVIL WORKS | CIVIL WORKS | CIVIL WORKS | CIVIL WORKS | CIVIL WORKS | CIVIL WORKS | CIVIL WORKS | CIVIL WORKS | CIVIL WORKS | CIVIL WORKS | CIVIL WORKS | CIVIL WORKS | CIVIL WORKS | CIVIL WORKS | CIVIL WORKS | CIVIL WORKS | CIVIL WORKS | CIVIL WORKS | CIVIL WORKS | CIVIL WORKS | CIVIL WORKS | CIVIL WORKS | CIVIL WORKS | CIVIL WORKS | CIVIL WORKS | CIVIL WORKS | CIVIL WORKS | CIVIL WORKS | CIVIL WORKS | CIVIL WORKS | CIVIL WORKS | CIVIL WORKS | CIVIL WORKS | CIVIL WORKS | CIVIL WORKS | CIVIL WORKS | CIVIL WORKS | CIVIL WORKS | CIVIL WORKS | CIVIL WORKS | CIVIL WORKS | CIVIL WORKS | CIVIL WORKS | CIVIL WORKS | CIVIL WORKS | CIVIL WORKS | CIVIL WORKS | CIVIL WORKS | CIVIL WORKS | CIVIL WORKS | CIVIL WORKS | CIVIL WORKS | CIVIL WORKS | CIVIL WORKS | CIVIL WORKS | CIVIL WORKS | CIVIL WORKS | CIVIL WORKS | CIVIL WORKS | CIVIL WORKS | CIVIL WORKS | CIVIL WORKS | CIVIL WORKS | CIVIL WORKS | CIVIL WORKS | CIVIL WORKS | CIVIL WORKS | CIVIL WORKS | CIVIL WORKS | CIVIL WORKS | CIVIL WORKS | CIVIL WORKS | CIVIL WORKS | CIVIL WORKS | CIVIL WORKS | CIVIL WORKS | CIVIL WORKS | CIVIL WORKS | CIVIL WORKS | CIVIL WORKS | CIVIL WORKS | CIVIL WORKS | CIVIL WORKS | CIVIL WORKS | CIVIL WORKS | CIVIL WORKS | CIVIL WORKS | CIVIL WORKS | CIVIL WORKS | CIVIL WORKS | CIVIL WORKS | CIVIL WORKS | CIVIL WORKS | CIVIL WORKS | CIVIL WORKS | CIVIL WORKS | CIVIL WORKS | CIVIL WORKS | CIVIL WORKS | CIVIL WORKS | CIVIL WORKS | CIVIL WORKS | CIVIL WORKS | CIVIL WORKS | CIVIL WORKS | CIVIL WORKS | CIVIL WORKS | CIVIL WORKS | CIVIL WORKS | CIVIL WORKS | CIVIL WORKS | CIVIL WORKS | CIVIL WORKS | CIVIL WORKS | CIVIL WORKS | CIVIL WORKS | CIVIL WORKS | CIVIL WORKS | CIVIL WORKS | CIVIL WORKS | CIVIL WORKS | CIVIL WORKS | CIVIL WORKS | CIVIL WORKS | CIVIL WORKS | CIVIL WORKS | CIVIL WORKS | CIVIL WORKS | CIVIL WORKS | CIVIL WORKS | CIVIL WORKS | CIVIL WORKS | CIVIL WORKS | CIVIL WORKS | CIVIL WORKS | CIVIL WORKS | CIVIL WORKS | CIVIL WORKS | CIVIL WORKS | CIVIL WORKS | CIVIL WORKS | CIVIL WORKS | CIVIL WORKS | CIVIL WORKS | CIVIL WORKS | CIVIL WORKS | CIVIL WORKS | CIVIL WORKS | CIVIL WORKS | CIVIL WORKS | CIVIL WORKS | CIVIL WORKS | CIVIL WORKS | CIVIL WORKS | CIVIL WORKS | CIVIL WORKS | CIVIL WORKS | CIVIL WORKS | CIVIL WORKS | CIVIL WORKS | CIVIL WORKS | CIVIL WORKS | CIVIL WORKS | CIVIL WORKS | CIVIL WORKS | CIVIL WORKS | CIVIL WORKS | CIVIL WORKS | CIVIL WORKS | CIVIL WORKS | CIVIL WORKS | CIVIL WORKS | CIVIL WORKS | CIVIL WORKS | CIVIL WORKS | CIVIL WORKS | CIVIL WORKS | CIVIL WORKS | CIVIL WORKS | CIVIL WORKS | CIVIL WORKS | CIVIL WORKS | CIVIL WORKS | CIVIL WORKS | CIVIL WORKS | CIVIL WORKS | CIVIL WORKS | CIVIL WORKS | CIVIL WORKS | CIVIL WORKS | CIVIL WORKS | CIVIL WORKS | CIVIL WORKS | CIVIL WORKS | CIVIL WORKS | CIVIL WORKS | CIVIL WORKS | CIVIL WORKS | CIVIL WORKS | CIVIL WORKS | CIVIL WORKS | CIVIL WORKS | CIVIL WORKS | CIVIL WORKS | CIVIL WORKS | CIVIL WORKS | CIVIL WORKS | CIVIL WORKS | CIVIL WORKS | CIVIL WORKS | CIVIL WORKS | CIVIL WORKS | CIVIL WORKS | CIVIL WORKS | CIVIL WORKS | CIVIL WORKS | CIVIL WORKS | CIVIL WORKS | CIVIL WORKS | CIVIL WORKS | CIVIL WORKS | CIVIL WORKS | CIVIL WORKS | CIVIL WORKS | CIVIL WORKS | CIVIL WORKS | CIVIL WORKS | CIVIL WORKS | CIVIL WORKS | CIVIL WORKS | CIVIL WORKS | CIVIL WORKS | CIVIL WORKS | CIVIL WORKS | CIVIL WORKS | CIVIL WORKS | CIVIL WORKS | CIVIL WORKS | CIVIL WORKS | CIVIL WORKS | CIVIL WORKS | CIVIL WORKS | CIVIL WORKS | CIVIL WORKS | CIVIL WORKS | CIVIL WORKS | CIVIL WORKS | CIVIL WORKS | CIVIL WORKS | CIVIL WORKS | CIVIL WORKS | CIVIL WORKS | CIVIL WORKS | CIVIL WORKS | CIVIL WORKS | CIVIL WORKS | CIVIL WORKS | CIVIL WORKS | CIVIL WORKS | CIVIL WORKS | CIVIL WORKS | CIVIL WORKS | CIVIL WORKS | CIVIL WORKS | CIVIL WORKS | CIVIL WORKS | CIVIL WORKS | CIVIL WORKS | CIVIL WORKS | CIVIL WORKS | CIVIL WORKS | CIVIL WORKS | CIVIL WORKS | CIVIL WORKS | CIVIL WORKS | CIVIL WORKS | CIVIL WORKS | CIVIL WORKS | CIVIL WORKS | CIVIL WORKS | CIVIL WORKS | CIVIL WORKS | CIVIL WORKS | CIVIL WORKS | CIVIL WORKS | CIVIL WORKS | CIVIL WORKS | CIVIL WORKS | CIVIL WORKS | CIVIL WORKS | CIVIL WORKS | CIVIL WORKS | CIVIL WORKS | CIVIL WORKS | CIVIL WORKS | CIVIL WORKS | CIVIL WORKS | CIVIL WORKS | CIVIL WORKS | CIVIL WORKS | CIVIL WORKS | CIVIL WORKS | CIVIL WORKS | CIVIL WORKS | CIVIL WORKS | CIVIL WORKS | CIVIL WORKS | CIVIL WORKS | CIVIL WORKS | CIVIL WORKS | CIVIL WORKS | CIVIL WORKS | CIVIL WORKS | CIVIL WORKS | CIVIL WORKS | CIVIL WORKS | CIVIL WORKS | CIVIL WORKS | CIVIL WORKS | CIVIL WORKS | CIVIL WORKS | CIVIL WORKS | CIVIL WORKS | CIVIL WORKS | CIVIL WORKS | CIVIL WORKS | CIVIL WORKS | CIVIL WORKS | CIVIL WORKS | CIVIL WORKS | CIVIL WORKS | CIVIL WORKS | CIVIL WORKS | CIVIL WORKS | CIVIL WORKS | CIVIL WORKS | CIVIL WORKS | CIVIL WORKS | CIVIL WORKS | CIVIL WORKS | CIVIL WORKS | CIVIL WORKS | CIVIL WORKS | CIVIL WORKS | CIVIL WORKS | CIVIL WORKS | CIVIL WORKS | CIVIL WORKS | CIVIL WORKS | CIVIL WORKS | CIVIL WORKS | CIVIL WORKS | CIVIL WORKS | CIVIL WORKS | CIVIL WORKS | CIVIL WORKS | CIVIL WORKS | CIVIL WORKS | CIVIL WORKS | CIVIL WORKS | CIVIL WORKS | CIVIL WORKS | CIVIL WORKS | CIVIL WORKS | CIVIL WORKS | CIVIL WORKS | CIVIL WORKS | CIVIL WORKS | CIVIL WORKS | CIVIL WORKS | CIVIL WORKS | CIVIL WORKS | CIVIL WORKS | CIVIL WORKS | CIVIL WORKS | CIVIL WORKS | CIVIL WORKS | CIVIL WORKS | CIVIL WORKS | CIVIL WORKS | CIVIL WORKS | CIVIL WORKS | CIVIL WORKS | CIVIL WORKS | CIVIL WORKS | CIVIL WORKS | CIVIL WORKS | CIVIL WORKS | CIVIL WORKS | CIVIL WORKS | CIVIL WORKS | CIVIL WORKS | CIVIL WORKS | CIVIL WORKS | CIVIL WORKS | CIVIL WORKS | CIVIL WORKS | CIVIL WORKS | CIVIL WORKS | CIVIL WORKS | CIVIL WORKS | CIVIL WORKS | CIVIL WORKS | CIVIL WORKS | CIVIL WORKS | CIVIL WORKS | CIVIL WORKS | CIVIL WORKS | CIVIL WORKS | CIVIL WORKS | CIVIL WORKS | CIVIL WORKS | CIVIL WORKS | CIVIL WORKS | CIVIL WORKS | CIVIL WORKS | CIVIL WORKS | CIVIL WORKS | CIVIL WORKS | CIVIL WORKS | CIVIL WORKS | CIVIL WORKS | CIVIL WORKS | CIVIL WORKS | CIVIL WORKS | CIVIL WORKS | CIVIL WORKS | CIVIL WORKS | CIVIL WORKS | CIVIL WORKS | CIVIL WORKS | CIVIL WORKS | CIVIL WORKS | CIVIL WORKS | CIVIL WORKS | CIVIL WORKS | CIVIL WORKS | CIVIL WORKS | CIVIL WORKS | CIVIL WORKS | CIVIL WORKS | CIVIL WORKS | CIVIL WORKS | CIVIL WORKS | CIVIL WORKS | CIVIL WORKS | CIVIL WORKS | CIVIL WORKS | CIVIL WORKS | CIVIL WORKS | CIVIL WORKS | CIVIL WORKS | CIVIL WORKS | CIVIL WORKS | CIVIL WORKS | CIVIL WORKS | CIVIL WORKS | CIVIL WORKS | CIVIL WORKS | CIVIL WORKS | CIVIL WORKS | CIVIL WORKS | CIVIL WORKS | CIVIL WORKS | CIVIL WORKS | CIVIL WORKS | CIVIL WORKS | CIVIL WORKS | CIVIL WORKS | CIVIL WORKS | CIVIL WORKS | CIVIL WORKS | CIVIL WORKS | CIVIL WORKS | CIVIL WORKS | CIVIL WORKS | CIVIL WORKS | CIVIL WORKS | CIVIL WORKS | CIVIL WORKS | CIVIL WORKS | CIVIL WORKS | CIVIL WORKS | CIVIL WORKS | CIVIL WORKS | CIVIL WORKS | CIVIL WORKS | CIVIL WORKS | CIVIL WORKS | CIVIL WORKS | CIVIL WORKS | CIVIL WORKS | CIVIL WORKS | CIVIL WORKS | CIVIL WORKS | CIVIL WORKS | CIVIL WORKS | CIVIL WORKS | CIVIL WORKS | CIVIL WORKS | CIVIL WORKS | CIVIL WORKS | CIVIL WORKS | CIVIL WORKS | CIVIL WORKS | CIVIL WORKS | CIVIL WORKS | CIVIL WORKS | CIVIL WORKS | CIVIL WORKS | CIVIL WORKS | CIVIL WORKS | CIVIL WORKS | CIVIL WORKS | CIVIL WORKS | CIVIL WORKS | CIVIL WORKS | CIVIL WORKS | CIVIL WORKS | CIVIL WORKS | CIVIL WORKS | CIVIL WORKS | CIVIL WORKS | CIVIL WORKS | CIVIL WORKS | CIVIL WORKS | CIVIL WORKS | CIVIL WORKS | CIVIL WORKS | CIVIL WORKS | CIVIL WORKS | CIVIL WORKS | CIVIL WORKS | CIVIL WORKS | CIVIL WORKS | CIVIL WORKS | CIVIL WORKS | CIVIL WORKS | CIVIL WORKS | CIVIL WORKS | CIVIL WORKS | CIVIL WORKS | CIVIL WORKS | CIVIL WORKS | CIVIL WORKS | CIVIL WORKS | CIVIL WORKS | CIVIL WORKS | CIVIL WORKS | CIVIL WORKS | CIVIL WORKS | CIVIL WORKS | CIVIL WORKS | CIVIL WORKS | CIVIL WORKS | CIVIL WORKS | CIVIL WORKS | CIVIL WORKS | CIVIL WORKS | CIVIL WORKS | CIVIL WORKS | CIVIL WORKS | CIVIL WORKS | CIVIL WORKS | CIVIL WORKS | CIVIL WORKS | CIVIL WORKS | CIVIL WORKS | CIVIL WORKS | CIVIL WORKS | CIVIL WORKS | CIVIL WORKS | CIVIL WORKS | CIVIL WORKS | CIVIL WORKS | CIVIL WORKS | CIVIL WORKS | CIVIL WORKS | CIVIL WORKS | CIVIL WORKS | CIVIL WORKS | CIVIL WORKS | CIVIL WORKS | CIVIL WORKS | CIVIL WORKS | CIVIL WORKS | CIVIL WORKS | CIVIL WORKS | CIVIL WORKS | CIVIL WORKS | CIVIL WORKS | CIVIL WORKS | CIVIL WORKS | CIVIL WORKS | CIVIL WORKS | CIVIL WORKS | CIVIL WORKS | CIVIL WORKS | CIVIL WORKS | CIVIL WORKS | CIVIL WORKS | CIVIL WORKS | CIVIL WORKS | CIVIL WORKS | CIVIL WORKS | CIVIL WORKS | CIVIL WORKS | CIVIL WORKS | CIVIL WORKS | CIVIL WORKS | CIVIL WORKS | CIVIL WORKS | CIVIL WORKS | CIVIL WORKS | CIVIL WORKS | CIVIL WORKS | CIVIL WORKS | CIVIL WORKS | CIVIL WORKS | CIVIL WORKS | CIVIL WORKS | CIVIL WORKS | CIVIL WORKS | CIVIL WORKS | CIVIL WORKS | CIVIL WORKS | CIVIL WORKS | CIVIL WORKS | CIVIL WORKS | CIVIL WORKS | CIVIL WORKS | CIVIL WORKS | CIVIL WORKS | CIVIL WORKS | CIVIL WORKS | CIVIL WORKS | CIVIL WORKS | CIVIL WORKS | CIVIL WORKS | CIVIL WORKS | CIVIL WORKS | CIVIL WORKS | CIVIL WORKS | CIVIL WORKS | CIVIL WORKS | CIVIL WORKS | CIVIL WORKS | CIVIL WORKS | CIVIL WORKS | CIVIL WORKS | CIVIL WORKS | CIVIL WORKS | CIVIL WORKS | CIVIL WORKS | CIVIL WORKS | CIVIL WORKS | CIVIL WORKS | CIVIL WORKS | CIVIL WORKS | CIVIL WORKS | CIVIL WORKS | CIVIL WORKS | CIVIL WORKS | CIVIL WORKS | CIVIL WORKS | CIVIL WORKS | CIVIL WORKS | CIVIL WORKS | CIVIL WORKS | CIVIL WORKS | CIVIL WORKS | CIVIL WORKS | CIVIL WORKS | CIVIL WORKS | CIVIL WORKS | CIVIL WORKS | CIVIL WORKS | CIVIL WORKS | CIVIL WORKS | CIVIL WORKS | CIVIL WORKS | CIVIL WORKS | CIVIL WORKS | CIVIL WORKS | CIVIL WORKS | CIVIL WORKS | CIVIL WORKS | CIVIL WORKS | CIVIL WORKS | CIVIL WORKS | CIVIL WORKS | CIVIL WORKS | CIVIL WORKS | CIVIL WORKS | CIVIL WORKS | CIVIL WORKS | CIVIL WORKS | CIVIL WORKS | CIVIL WORKS | CIVIL WORKS | CIVIL WORKS | CIVIL WORKS | CIVIL WORKS | CIVIL WORKS | CIVIL WORKS | CIVIL WORKS | CIVIL WORKS | CIVIL WORKS | CIVIL WORKS | CIVIL WORKS | CIVIL WORKS | CIVIL WORKS | CIVIL WORKS | CIVIL WORKS | CIVIL WORKS | CIVIL WORKS | CIVIL WORKS | CIVIL WORKS | CIVIL WORKS | CIVIL WORKS | CIVIL WORKS | CIVIL WORKS | CIVIL WORKS | CIVIL WORKS | CIVIL WORKS | CIVIL WORKS | CIVIL WORKS | CIVIL WORKS | CIVIL WORKS | CIVIL WORKS | CIVIL WORKS | CIVIL WORKS | CIVIL WORKS | CIVIL WORKS | CIVIL WORKS | CIVIL WORKS | CIVIL WORKS | CIVIL WORKS | CIVIL WORKS | CIVIL WORKS | CIVIL WORKS | CIVIL WORKS | CIVIL WORKS | CIVIL WORKS | CIVIL WORKS | CIVIL WORKS | CIVIL WORKS | CIVIL WORKS | CIVIL WORKS | CIVIL WORKS | CIVIL WORKS | CIVIL WORKS | CIVIL WORKS | CIVIL WORKS | CIVIL WORKS | CIVIL WORKS | CIVIL WORKS | CIVIL WORKS | CIVIL WORKS | CIVIL WORKS | CIVIL WORKS | CIVIL WORKS | CIVIL WORKS | CIVIL WORKS | CIVIL WORKS | CIVIL WORKS | CIVIL WORKS | CIVIL WORKS | CIVIL WORKS | CIVIL WORKS | CIVIL WORKS | CIVIL WORKS | CIVIL WORKS | CIVIL WORKS | CIVIL WORKS | CIVIL WORKS | CIVIL WORKS | CIVIL WORKS | CIVIL WORKS | CIVIL WORKS | CIVIL WORKS | CIVIL WORKS | CIVIL WORKS | CIVIL WORKS | CIVIL WORKS | CIVIL WORKS | CIVIL WORKS | CIVIL WORKS | CIVIL WORKS | CIVIL WORKS | CIVIL WORKS | CIVIL WORKS | CIVIL WORKS | CIVIL WORKS | CIVIL WORKS | CIVIL WORKS | CIVIL WORKS | CIVIL WORKS | CIVIL WORKS | CIVIL WORKS | CIVIL WORKS | CIVIL WORKS | CIVIL WORKS | CIVIL WORKS | CIVIL WORKS | CIVIL WORKS | CIVIL WORKS | CIVIL WORKS | CIVIL WORKS | CIVIL WORKS | CIVIL WORKS | CIVIL WORKS | CIVIL WORKS | CIVIL WORKS | CIVIL WORKS | CIVIL WORKS | CIVIL WORKS | CIVIL WORKS | CIVIL WORKS | CIVIL WORKS | CIVIL WORKS | CIVIL WORKS | CIVIL WORKS | CIVIL WORKS | CIVIL WORKS | CIVIL WORKS | CIVIL WORKS | CIVIL WORKS | CIVIL WORKS | CIVIL WORKS | CIVIL WORKS | CIVIL WORKS | CIVIL WORKS | CIVIL WORKS | CIVIL WORKS | CIVIL WORKS | CIVIL WORKS | CIVIL WORKS | CIVIL WORKS | CIVIL WORKS | CIVIL WORKS | CIVIL WORKS | CIVIL WORKS | CIVIL WORKS | CIVIL WORKS | CIVIL WORKS | CIVIL WORKS | CIVIL WORKS | CIVIL WORKS | CIVIL WORKS | CIVIL WORKS | CIVIL WORKS | CIVIL WORKS | CIVIL WORKS | CIVIL WORKS | CIVIL WORKS | CIVIL WORKS | CIVIL WORKS | CIVIL WORKS | CIVIL WORKS | CIVIL WORKS | CIVIL WORKS | CIVIL WORKS | CIVIL WORKS | CIVIL WORKS | CIVIL WORKS | CIVIL WORKS | CIVIL WORKS | CIVIL WORKS | CIVIL WORKS | CIVIL WORKS | CIVIL WORKS | CIVIL WORKS | CIVIL WORKS | CIVIL WORKS | CIVIL WORKS | CIVIL WORKS | CIVIL WORKS | CIVIL WORKS | CIVIL WORKS | CIVIL WORKS | CIVIL WORKS | CIVIL WORKS | CIVIL WORKS | CIVIL WORKS | CIVIL WORKS | CIVIL WORKS | CIVIL WORKS | CIVIL WORKS | CIVIL WORKS | CIVIL WORKS | CIVIL WORKS | CIVIL WORKS | CIVIL WORKS | CIVIL WORKS | CIVIL WORKS | CIVIL WORKS | CIVIL WORKS | CIVIL WORKS | CIVIL WORKS | CIVIL WORKS | CIVIL WORKS | CIVIL WORKS | CIVIL WORKS | CIVIL WORKS | CIVIL WORKS | CIVIL WORKS | CIVIL WORKS | CIVIL WORKS | CIVIL WORKS | CIVIL WORKS | CIVIL WORKS | CIVIL WORKS | CIVIL WORKS | CIVIL WORKS | CIVIL WORKS | CIVIL WORKS | CIVIL WORKS | CIVIL WORKS | CIVIL WORKS | CIVIL WORKS | CIVIL WORKS | CIVIL WORKS | CIVIL WORKS | CIVIL WORKS | CIVIL WORKS | CIVIL WORKS | CIVIL WORKS | CIVIL WORKS | CIVIL WORKS | CIVIL WORKS | CIVIL WORKS | CIVIL WORKS | CIVIL WORKS | CIVIL WORKS | CIVIL WORKS | CIVIL WORKS | CIVIL WORKS | CIVIL WORKS | CIVIL WORKS | CIVIL WORKS | CIVIL WORKS | CIVIL WORKS | CIVIL WORKS | CIVIL WORKS | CIVIL WORKS | CIVIL WORKS | CIVIL WORKS | CIVIL WORKS | CIVIL WORKS | CIVIL WORKS | CIVIL WORKS | CIVIL WORKS | CIVIL WORKS | CIVIL WORKS | CIVIL WORKS | CIVIL WORKS | CIVIL WORKS | CIVIL WORKS | CIVIL WORKS | CIVIL WORKS | CIVIL WORKS | CIVIL WORKS | CIVIL WORKS | CIVIL WORKS | CIVIL WORKS | CIVIL WORKS | CIVIL WORKS | CIVIL WORKS | CIVIL WORKS | CIVIL WORKS | CIVIL WORKS | CIVIL WORKS | CIVIL WORKS | CIVIL WORKS | CIVIL WORKS | CIVIL WORKS | CIVIL WORKS | CIVIL WORKS | CIVIL WORKS | CIVIL WORKS | CIVIL WORKS | CIVIL WORKS | CIVIL WORKS | CIVIL WORKS | CIVIL WORKS | CIVIL WORKS | CIVIL WORKS | CIVIL WORKS | CIVIL WORKS | CIVIL WORKS | CIVIL WORKS | CIVIL WORKS | CIVIL WORKS | CIVIL WORKS | CIVIL WORKS | CIVIL WORKS | CIVIL WORKS | CIVIL WORKS | CIVIL WORKS | CIVIL WORKS | CIVIL WORKS | CIVIL WORKS | CIVIL WORKS | CIVIL WORKS | CIVIL WORKS | CIVIL WORKS | CIVIL WORKS | CIVIL WORKS | CIVIL WORKS | CIVIL WORKS | CIVIL WORKS | CIVIL WORKS | CIVIL WORKS | CIVIL WORKS | CIVIL WORKS | CIVIL WORKS | CIVIL WORKS | CIVIL WORKS | CIVIL WORKS | CIVIL WORKS | CIVIL WORKS | CIVIL WORKS | CIVIL WORKS | CIVIL WORKS | CIVIL WORKS | CIVIL WORKS | CIVIL WORKS | CIVIL WORKS | CIVIL WORKS | CIVIL WORKS | CIVIL WORKS | CIVIL WORKS | CIVIL WORKS | CIVIL WORKS | CIVIL WORKS | CIVIL WORKS | CIVIL WORKS | CIVIL WORKS | CIVIL WORKS | CIVIL WORKS | CIVIL WORKS | CIVIL WORKS | CIVIL WORKS | CIVIL WORKS | CIVIL WORKS | CIVIL WORKS | CIVIL WORKS | CIVIL WORKS | CIVIL WORKS | CIVIL WORKS | CIVIL WORKS | CIVIL WORKS | CIVIL WORKS | CIVIL WORKS | CIVIL WORKS | CIVIL WORKS | CIVIL WORKS | CIVIL WORKS | CIVIL WORKS | CIVIL WORKS | CIVIL WORKS | CIVIL WORKS | CIVIL WORKS | CIVIL WORKS | CIVIL WORKS | CIVIL WORKS | CIVIL WORKS | CIVIL WORKS | CIVIL WORKS | CIVIL WORKS | CIVIL WORKS | CIVIL WORKS | CIVIL WORKS | CIVIL WORKS | CIVIL WORKS | CIVIL WORKS | CIVIL WORKS | CIVIL WORKS | CIVIL WORKS | CIVIL WORKS | CIVIL WORKS | CIVIL WORKS | CIVIL WORKS | CIVIL WORKS | CIVIL WORKS | CIVIL WORKS | CIVIL WORKS | CIVIL WORKS | CIVIL WORKS | CIVIL WORKS | CIVIL WORKS | CIVIL WORKS | CIVIL WORKS | CIVIL WORKS | CIVIL WORKS | CIVIL WORKS | CIVIL WORKS | CIVIL WORKS | CIVIL WORKS | CIVIL WORKS | CIVIL WORKS | CIVIL WORKS | CIVIL WORKS | CIVIL WORKS | CIVIL WORKS | CIVIL WORKS | CIVIL WORKS | CIVIL WORKS | CIVIL WORKS | CIVIL WORKS | CIVIL WORKS | CIVIL WORKS | CIVIL WORKS | CIVIL WORKS | CIVIL WORKS | CIVIL WORKS | CIVIL WORKS | CIVIL WORKS | CIVIL WORKS | CIVIL WORKS | CIVIL WORKS | CIVIL WORKS | CIVIL WORKS | CIVIL WORKS | CIVIL WORKS | CIVIL WORKS | CIVIL WORKS | CIVIL WORKS | CIVIL WORKS | CIVIL WORKS | CIVIL WORKS | CIVIL WORKS | CIVIL WORKS | CIVIL WORKS | CIVIL WORKS | CIVIL WORKS | CIVIL WORKS | CIVIL WORKS | CIVIL WORKS | CIVIL WORKS | CIVIL WORKS | CIVIL WORKS | CIVIL WORKS | CIVIL WORKS | CIVIL WORKS | CIVIL WORKS | CIVIL WORKS | CIVIL WORKS | CIVIL WORKS | CIVIL WORKS | CIVIL WORKS | CIVIL WORKS | CIVIL WORKS | CIVIL WORKS | CIVIL WORKS | CIVIL WORKS | CIVIL WORKS | CIVIL WORKS | CIVIL WORKS | CIVIL WORKS | CIVIL WORKS | CIVIL WORKS | CIVIL WORKS | CIVIL WORKS | CIVIL WORKS | CIVIL WORKS | CIVIL WORKS | CIVIL WORKS | CIVIL WORKS | CIVIL WORKS | CIVIL WORKS | CIVIL WORKS | CIVIL WORKS | CIVIL WORKS | CIVIL WORKS | CIVIL WORKS | CIVIL WORKS | CIVIL WORKS | CIVIL WORKS | CIVIL WORKS | CIVIL WORKS | CIVIL WORKS | CIVIL WORKS | CIVIL WORKS | CIVIL WORKS | CIVIL WORKS | CIVIL WORKS | CIVIL WORKS | CIVIL WORKS | CIVIL WORKS | CIVIL WORKS | CIVIL WORKS | CIVIL WORKS | CIVIL WORKS | CIVIL WORKS | CIVIL WORKS | CIVIL WORKS | CIVIL WORKS | CIVIL WORKS | CIVIL WORKS | CIVIL WORKS | CIVIL WORKS | CIVIL WORKS | CIVIL WORKS | CIVIL WORKS | CIVIL WORKS | CIVIL WORKS | CIVIL WORKS | CIVIL WORKS | CIVIL WORKS | CIVIL WORKS | CIVIL WORKS | CIVIL WORKS | CIVIL WORKS | CIVIL WORKS | CIVIL WORKS | CIVIL WORKS | CIVIL WORKS | CIVIL WORKS | CIVIL WORKS | CIVIL WORKS | CIVIL WORKS | CIVIL WORKS | CIVIL WORKS | CIVIL WORKS | CIVIL WORKS | CIVIL WORKS | CIVIL WORKS | CIVIL WORKS | CIVIL WORKS | CIVIL WORKS | CIVIL WORKS | CIVIL WORKS | CIVIL WORKS | CIVIL WORKS | CIVIL WORKS | CIVIL WORKS | CIVIL WORKS | CIVIL WORKS | CIVIL WORKS | CIVIL WORKS | CIVIL WORKS | CIVIL WORKS | CIVIL WORKS | CIVIL WORKS | CIVIL WORKS | CIVIL WORKS | CIVIL WORKS | CIVIL WORKS | CIVIL WORKS | CIVIL WORKS | CIVIL WORKS | CIVIL WORKS | CIVIL WORKS | CIVIL WORKS | CIVIL WORKS | CIVIL WORKS | CIVIL WORKS | CIVIL WORKS | CIVIL WORKS | CIVIL WORKS | CIVIL WORKS | CIVIL WORKS | CIVIL WORKS | CIVIL WORKS | CIVIL WORKS | CIVIL WORKS | CIVIL WORKS | CIVIL WORKS | CIVIL WORKS | CIVIL WORKS | CIVIL WORKS | CIVIL WORKS | CIVIL WORKS | CIVIL WORKS | CIVIL WORKS | CIVIL WORKS | CIVIL WORKS | CIVIL WORKS | CIVIL WORKS | CIVIL WORKS | CIVIL WORKS | CIVIL WORKS | CIVIL WORKS | CIVIL WORKS | CIVIL WORKS | CIVIL WORKS | CIVIL WORKS | CIVIL WORKS | CIVIL WORKS | CIVIL WORKS | CIVIL WORKS | CIVIL WORKS | CIVIL WORKS | CIVIL WORKS | CIVIL WORKS | CIVIL WORKS | CIVIL WORKS | CIVIL WORKS | CIVIL WORKS | CIVIL WORKS | CIVIL WORKS | CIVIL WORKS | CIVIL WORKS | CIVIL WORKS | CIVIL WORKS | CIVIL WORKS | CIVIL WORKS | CIVIL WORKS | CIVIL WORKS | CIVIL WORKS | CIVIL WORKS | CIVIL WORKS | CIVIL WORKS | CIVIL WORKS | CIVIL WORKS | CIVIL WORKS | CIVIL WORKS | CIVIL WORKS | CIVIL WORKS | CIVIL WORKS | CIVIL WORKS | CIVIL WORKS | CIVIL WORKS | CIVIL WORKS | CIVIL WORKS | CIVIL WORKS | CIVIL WORKS | CIVIL WORKS | CIVIL WORKS | CIVIL WORKS | CIVIL WORKS | CIVIL WORKS | CIVIL WORKS | CIVIL WORKS | CIVIL WORKS | CIVIL WORKS | CIVIL WORKS | CIVIL WORKS | CIVIL WORKS | CIVIL WORKS | CIVIL WORKS | CIVIL WORKS | CIVIL WORKS | CIVIL WORKS | CIVIL WORKS | CIVIL WORKS | CIVIL WORKS | CIVIL WORKS | CIVIL WORKS | CIVIL WORKS | CIVIL WORKS | CIVIL WORKS | CIVIL WORKS | CIVIL WORKS | CIVIL WORKS | CIVIL WORKS | CIVIL WORKS | CIVIL WORKS | CIVIL WORKS | CIVIL WORKS | CIVIL WORKS | CIVIL WORKS | CIVIL WORKS | CIVIL WORKS | CIVIL WORKS | CIVIL WORKS | CIVIL WORKS | CIVIL WORKS | CIVIL WORKS | CIVIL WORKS | CIVIL WORKS | CIVIL WORKS | CIVIL WORKS | CIVIL WORKS | CIVIL WORKS | CIVIL WORKS | CIVIL WORKS | CIVIL WORKS | CIVIL WORKS | CIVIL WORKS | CIVIL WORKS | CIVIL WORKS | CIVIL WORKS | CIVIL WORKS | CIVIL WORKS | CIVIL WORKS | CIVIL WORKS | CIVIL WORKS | CIVIL WORKS | CIVIL WORKS | CIVIL WORKS | CIVIL WORKS | CIVIL WORKS | CIVIL WORKS | CIVIL WORKS | CIVIL WORKS | CIVIL WORKS | CIVIL WORKS | CIVIL WORKS | CIVIL WORKS | CIVIL WORKS | CIVIL WORKS | CIVIL WORKS | CIVIL WORKS | CIVIL WORKS | CIVIL WORKS | CIVIL WORKS | CIVIL WORKS | CIVIL WORKS | CIVIL WORKS | CIVIL WORKS | CIVIL WORKS | CIVIL WORKS | CIVIL WORKS | CIVIL WORKS | CIVIL WORKS | CIVIL WORKS | CIVIL WORKS | CIVIL WORKS | CIVIL WORKS | CIVIL WORKS | CIVIL WORKS | CIVIL WORKS | CIVIL WORKS | CIVIL WORKS | CIVIL WORKS | CIVIL WORKS | CIVIL WORKS | CIVIL WORKS | CIVIL WORKS | CIVIL WORKS | CIVIL WORKS | CIVIL WORKS | CIVIL WORKS | CIVIL WORKS | CIVIL WORKS | CIVIL WORKS | CIVIL WORKS | CIVIL WORKS | CIVIL WORKS | CIVIL WORKS | CIVIL WORKS | CIVIL WORKS | CIVIL WORKS | CIVIL WORKS | CIVIL WORKS | CIVIL WORKS | CIVIL WORKS | CIVIL WORKS | CIVIL WORKS | CIVIL WORKS | CIVIL WORKS | CIVIL WORKS | CIVIL WORKS | CIVIL WORKS | CIVIL WORKS | CIVIL WORKS | CIVIL WORKS | CIVIL WORKS | CIVIL WORKS | CIVIL WORKS | CIVIL WORKS | CIVIL WORKS | CIVIL WORKS | CIVIL WORKS | CIVIL WORKS | CIVIL WORKS | CIVIL WORKS | CIVIL WORKS | CIVIL WORKS | CIVIL WORKS | CIVIL WORKS | CIVIL WORKS | CIVIL WORKS | CIVIL WORKS | CIVIL WORKS | CIVIL WORKS | CIVIL WORKS | CIVIL WORKS | CIVIL WORKS | CIVIL WORKS | CIVIL WORKS | CIVIL WORKS | CIVIL WORKS | CIVIL WORKS | CIVIL WORKS | CIVIL WORKS | CIVIL WORKS | CIVIL WORKS | CIVIL WORKS | CIVIL WORKS | CIVIL WORKS | CIVIL WORKS | CIVIL WORKS | CIVIL WORKS | CIVIL WORKS | CIVIL WORKS | CIVIL WORKS | CIVIL WORKS | CIVIL WORKS | CIVIL WORKS | CIVIL WORKS | CIVIL WORKS | CIVIL WORKS | CIVIL WORKS | CIVIL WORKS | CIVIL WORKS | CIVIL WORKS | CIVIL WORKS | CIVIL WORKS | CIVIL WORKS | CIVIL WORKS | CIVIL WORKS | CIVIL WORKS | CIVIL WORKS | CIVIL WORKS | CIVIL WORKS | CIVIL WORKS | CIVIL WORKS | CIVIL WORKS | CIVIL WORKS | CIVIL WORKS | CIVIL WORKS | CIVIL WORKS | CIVIL WORKS | CIVIL WORKS | CIVIL WORKS | CIVIL WORKS | CIVIL WORKS | CIVIL WORKS | CIVIL WORKS | CIVIL WORKS | CIVIL WORKS | CIVIL WORKS | CIVIL WORKS | CIVIL WORKS | CIVIL WORKS | CIVIL WORKS | CIVIL WORKS | CIVIL WORKS | CIVIL WORKS | CIVIL WORKS | CIVIL WORKS | CIVIL WORKS | CIVIL WORKS | CIVIL WORKS | CIVIL WORKS | CIVIL WORKS | CIVIL WORKS | CIVIL WORKS | CIVIL WORKS | CIVIL WORKS | CIVIL WORKS | CIVIL WORKS | CIVIL WORKS | CIVIL WORKS | CIVIL WORKS | CIVIL WORKS | CIVIL WORKS | CIVIL WORKS | CIVIL WORKS | CIVIL WORKS | CIVIL WORKS | CIVIL WORKS | CIVIL WORKS | CIVIL WORKS | CIVIL WORKS | CIVIL WORKS | CIVIL WORKS | CIVIL WORKS | CIVIL WORKS | CIVIL WORKS | CIVIL WORKS | CIVIL WORKS | CIVIL WORKS | CIVIL WORKS | CIVIL WORKS | CIVIL WORKS | CIVIL WORKS | CIVIL WORKS | CIVIL WORKS | CIVIL WORKS | CIVIL WORKS | CIVIL WORKS | CIVIL WORKS | CIVIL WORKS | CIVIL WORKS | CIVIL WORKS | CIVIL WORKS | CIVIL WORKS | CIVIL WORKS | CIVIL WORKS | CIVIL WORKS | CIVIL WORKS | CIVIL WORKS | CIVIL WORKS | CIVIL WORKS | CIVIL WORKS | CIVIL WORKS | CIVIL WORKS | CIVIL WORKS | CIVIL WORKS | CIVIL WORKS | CIVIL WORKS | CIVIL WORKS | CIVIL WORKS | CIVIL WORKS | CIVIL WORKS | CIVIL WORKS | CIVIL WORKS | CIVIL WORKS | CIVIL WORKS | CIVIL WORKS | CIVIL WORKS | CIVIL WORKS | CIVIL WORKS | CIVIL WORKS | CIVIL WORKS | CIVIL WORKS | CIVIL WORKS | CIVIL WORKS | CIVIL WORKS | CIVIL WORKS | CIVIL WORKS | CIVIL WORKS | CIVIL WORKS | CIVIL WORKS | CIVIL WORKS | CIVIL WORKS | CIVIL WORKS | CIVIL WORKS | CIVIL WORKS | CIVIL WORKS | CIVIL WORKS | CIVIL WORKS | CIVIL WORKS | CIVIL WORKS | CIVIL WORKS | CIVIL WORKS | CIVIL WORKS | CIVIL WORKS | CIVIL WORKS | CIVIL WORKS | CIVIL WORKS | CIVIL WORKS | CIVIL WORKS | CIVIL WORKS | CIVIL WORKS | CIVIL WORKS | CIVIL WORKS | CIVIL WORKS | CIVIL WORKS | CIVIL WORKS | CIVIL WORKS | CIVIL WORKS | CIVIL WORKS | CIVIL WORKS | CIVIL WORKS | CIVIL WORKS | CIVIL WORKS | CIVIL WORKS | CIVIL WORKS | CIVIL WORKS | CIVIL WORKS | CIVIL WORKS | CIVIL WORKS | CIVIL WORKS | CIVIL WORKS | CIVIL WORKS | CIVIL WORKS | CIVIL WORKS | CIVIL WORKS | CIVIL WORKS | CIVIL WORKS | CIVIL WORKS | CIVIL WORKS | CIVIL WORKS | CIVIL WORKS | CIVIL WORKS | CIVIL WORKS | CIVIL WORKS | CIVIL WORKS | CIVIL WORKS | CIVIL WORKS | CIVIL WORKS | CIVIL WORKS | CIVIL WORKS | CIVIL WORKS | CIVIL WORKS | CIVIL WORKS | CIVIL WORKS | CIVIL WORKS | CIVIL WORKS | CIVIL WORKS | CIVIL WORKS | CIVIL WORKS | CIVIL WORKS | CIVIL WORKS | CIVIL WORKS | CIVIL WORKS | CIVIL WORKS | CIVIL WORKS | CIVIL WORKS | CIVIL WORKS | CIVIL WORKS | CIVIL WORKS | CIVIL WORKS | CIVIL WORKS | CIVIL WORKS | CIVIL WORKS | CIVIL WORKS | CIVIL WORKS | CIVIL WORKS | CIVIL WORKS | CIVIL WORKS | CIVIL WORKS | CIVIL WORKS | CIVIL WORKS | CIVIL WORKS | CIVIL WORKS | CIVIL WORKS | CIVIL WORKS | CIVIL WORKS | CIVIL WORKS | CIVIL WORKS | CIVIL WORKS | CIVIL WORKS | CIVIL WORKS | CIVIL WORKS | CIVIL WORKS | CIVIL WORKS | CIVIL WORKS | CIVIL WORKS | CIVIL WORKS | CIVIL WORKS | CIVIL WORKS | CIVIL WORKS | CIVIL WORKS | CIVIL WORKS | CIVIL WORKS | CIVIL WORKS | CIVIL WORKS | CIVIL WORKS | CIVIL WORKS | CIVIL WORKS | CIVIL WORKS | CIVIL WORKS | CIVIL WORKS | CIVIL WORKS | CIVIL WORKS | CIVIL WORKS | CIVIL WORKS | CIVIL WORKS | CIVIL WORKS | CIVIL WORKS | CIVIL WORKS | CIVIL WORKS | CIVIL WORKS | CIVIL WORKS | CIVIL WORKS | CIVIL WORKS | CIVIL WORKS | CIVIL WORKS | CIVIL WORKS | CIVIL WORKS | CIVIL WORKS | CIVIL WORKS | CIVIL WORKS | CIVIL WORKS | CIVIL WORKS | CIVIL WORKS | CIVIL WORKS | CIVIL WORKS | CIVIL WORKS | CIVIL WORKS | CIVIL WORKS | CIVIL WORKS | CIVIL WORKS | CIVIL WORKS | CIVIL WORKS | CIVIL WORKS | CIVIL WORKS | CIVIL WORKS | CIVIL WORKS | CIVIL WORKS | CIVIL WORKS | CIVIL WORKS | CIVIL WORKS | CIVIL WORKS | CIVIL WORKS | CIVIL WORKS | CIVIL WORKS | CIVIL WORKS | CIVIL WORKS | CIVIL WORKS | CIVIL WORKS | CIVIL WORKS | CIVIL WORKS | CIVIL WORKS | CIVIL WORKS | CIVIL WORKS | CIVIL WORKS | CIVIL WORKS | CIVIL WORKS | CIVIL WORKS | CIVIL WORKS | CIVIL WORKS | CIVIL WORKS | CIVIL WORKS | CIVIL WORKS | CIVIL WORKS | CIVIL WORKS | CIVIL WORKS | CIVIL WORKS | CIVIL WORKS | CIVIL WORKS | CIVIL WORKS | CIVIL WORKS | CIVIL WORKS | CIVIL WORKS | CIVIL WORKS | CIVIL WORKS | CIVIL WORKS | CIVIL WORKS | CIVIL WORKS | CIVIL WORKS | CIVIL WORKS | CIVIL WORKS | CIVIL WORKS | CIVIL WORKS | CIVIL WORKS | CIVIL WORKS | CIVIL WORKS | CIVIL WORKS | CIVIL WORKS | CIVIL WORKS | CIVIL WORKS | CIVIL WORKS | CIVIL WORKS | CIVIL WORKS | CIVIL WORKS | CIVIL WORKS | CIVIL WORKS | CIVIL WORKS | CIVIL WORKS | CIVIL WORKS | CIVIL WORKS | CIVIL WORKS | CIVIL WORKS | CIVIL WORKS | CIVIL WORKS | CIVIL WORKS | CIVIL WORKS | CIVIL WORKS | CIVIL WORKS | CIVIL WORKS | CIVIL WORKS | CIVIL WORKS | CIVIL WORKS | CIVIL WORKS | CIVIL WORKS | CIVIL WORKS | CIVIL WORKS | CIVIL WORKS | CIVIL WORKS | CIVIL WORKS | CIVIL WORKS | CIVIL WORKS | CIVIL WORKS | CIVIL WORKS | CIVIL WORKS | CIVIL WORKS | CIVIL WORKS | CIVIL WORKS | CIVIL WORKS | CIVIL WORKS | CIVIL WORKS | CIVIL WORKS | CIVIL WORKS | CIVIL WORKS | CIVIL WORKS | CIVIL WORKS | CIVIL WORKS | CIVIL WORKS | CIVIL WORKS | CIVIL WORKS | CIVIL WORKS | CIVIL WORKS | CIVIL WORKS | CIVIL WORKS | CIVIL WORKS | CIVIL WORKS | CIVIL WORKS | CIVIL WORKS | CIVIL WORKS | CIVIL WORKS | CIVIL WORKS | CIVIL WORKS | CIVIL WORKS | CIVIL WORKS | CIVIL WORKS | CIVIL WORKS | CIVIL WORKS | CIVIL WORKS | CIVIL WORKS | CIVIL WORKS | CIVIL WORKS | CIVIL WORKS | CIVIL WORKS | CIVIL WORKS | CIVIL WORKS | CIVIL WORKS | CIVIL WORKS | CIVIL WORKS | CIVIL WORKS | CIVIL WORKS | CIVIL WORKS | CIVIL WORKS | CIVIL WORKS | CIVIL WORKS | CIVIL WORKS | CIVIL WORKS | CIVIL WORKS | CIVIL WORKS | CIVIL WORKS | CIVIL WORKS | CIVIL WORKS | CIVIL WORKS | CIVIL WORKS | CIVIL WORKS | CIVIL WORKS | CIVIL WORKS | CIVIL WORKS | CIVIL WORKS | CIVIL WORKS | CIVIL WORKS | CIVIL WORKS | CIVIL WORKS | CIVIL WORKS | CIVIL WORKS | CIVIL WORKS | CIVIL WORKS | CIVIL WORKS | CIVIL WORKS | CIVIL WORKS | CIVIL WORKS | CIVIL WORKS | CIVIL WORKS | CIVIL WORKS | CIVIL WORKS | CIVIL WORKS | CIVIL WORKS | CIVIL WORKS | CIVIL WORKS | CIVIL WORKS | CIVIL WORKS | CIVIL WORKS | CIVIL WORKS | CIVIL WORKS | CIVIL WORKS | CIVIL WORKS | CIVIL WORKS | CIVIL WORKS | CIVIL WORKS | CIVIL WORKS | CIVIL WORKS | CIVIL WORKS | CIVIL WORKS | CIVIL WORKS | CIVIL WORKS | CIVIL WORKS | CIVIL WORKS | CIVIL WORKS | CIVIL WORKS | CIVIL WORKS | CIVIL WORKS | CIVIL WORKS | CIVIL WORKS | CIVIL WORKS | CIVIL WORKS | CIVIL WORKS | CIVIL WORKS | CIVIL WORKS | CIVIL WORKS | CIVIL WORKS | CIVIL WORKS | CIVIL WORKS | CIVIL WORKS | CIVIL WORKS | CIVIL WORKS | CIVIL WORKS | CIVIL WORKS | CIVIL WORKS | CIVIL WORKS | CIVIL WORKS | CIVIL WORKS | CIVIL WORKS | CIVIL WORKS | CIVIL WORKS | CIVIL WORKS | CIVIL WORKS | CIVIL WORKS | CIVIL WORKS | CIVIL WORKS | CIVIL WORKS | CIVIL WORKS | CIVIL WORKS | CIVIL WORKS | CIVIL WORKS | CIVIL WORKS | CIVIL WORKS | CIVIL WORKS | CIVIL WORKS | CIVIL WORKS | CIVIL WORKS | CIVIL WORKS | CIVIL WORKS | CIVIL WORKS | CIVIL WORKS | CIVIL WORKS | CIVIL WORKS | CIVIL WORKS | CIVIL WORKS | CIVIL WORKS | CIVIL WORKS | CIVIL WORKS | CIVIL WORKS | CIVIL WORKS | CIVIL WORKS | CIVIL WORKS | CIVIL WORKS | CIVIL WORKS | CIVIL WORKS | CIVIL WORKS | CIVIL WORKS | CIVIL WORKS | CIVIL WORKS | CIVIL WORKS | CIVIL WORKS | CIVIL WORKS | CIVIL WORKS | CIVIL WORKS | CIVIL WORKS | CIVIL WORKS | CIVIL WORKS | CIVIL WORKS | CIVIL WORKS | CIVIL WORKS | CIVIL WORKS | CIVIL WORKS | CIVIL WORKS | CIVIL WORKS | CIVIL WORKS | CIVIL WORKS | CIVIL WORKS | CIVIL WORKS | CIVIL WORKS | CIVIL WORKS | CIVIL WORKS | CIVIL WORKS | CIVIL WORKS | CIVIL WORKS | CIVIL WORKS | CIVIL WORKS | CIVIL WORKS | CIVIL WORKS | CIVIL WORKS | CIVIL WORKS | CIVIL WORKS | CIVIL WORKS | CIVIL WORKS | CIVIL WORKS | CIVIL WORKS | CIVIL WORKS | CIVIL WORKS | CIVIL WORKS | CIVIL WORKS | CIVIL WORKS | CIVIL WORKS | CIVIL WORKS | CIVIL WORKS | CIVIL WORKS | CIVIL WORKS | CIVIL WORKS | CIVIL WORKS | CIVIL WORKS | CIVIL WORKS | CIVIL WORKS | CIVIL WORKS | CIVIL WORKS | CIVIL WORKS | CIVIL WORKS | CIVIL WORKS | CIVIL WORKS | CIVIL WORKS | CIVIL WORKS | CIVIL WORKS | CIVIL WORKS | CIVIL WORKS | CIVIL WORKS | CIVIL WORKS | CIVIL WORKS | CIVIL WORKS | CIVIL WORKS | CIVIL WORKS | CIVIL WORKS | CIVIL WORKS | CIVIL WORKS | CIVIL WORKS | CIVIL WORKS | CIVIL WORKS | CIVIL WORKS | CIVIL WORKS | CIVIL WORKS | CIVIL WORKS | CIVIL WORKS | CIVIL WORKS | CIVIL WORKS | CIVIL WORKS | CIVIL WORKS | CIVIL WORKS | CIVIL WORKS | CIVIL WORKS | CIVIL WORKS | CIVIL WORKS | CIVIL WORKS | CIVIL WORKS | CIVIL WORKS | CIVIL WORKS | CIVIL WORKS | CIVIL WORKS | CIVIL WORKS | CIVIL WORKS | CIVIL WORKS | CIVIL WORKS | CIVIL WORKS | CIVIL WORKS | CIVIL WORKS | CIVIL WORKS | CIVIL WORKS | CIVIL WORKS | CIVIL WORKS | CIVIL WORKS | CIVIL WORKS | CIVIL WORKS | CIVIL WORKS | CIVIL WORKS | CIVIL WORKS | CIVIL WORKS | CIVIL WORKS | CIVIL WORKS | CIVIL WORKS | CIVIL WORKS | CIVIL WORKS | CIVIL WORKS | CIVIL WORKS | CIVIL WORKS | CIVIL WORKS | CIVIL WORKS | CIVIL WORKS | CIVIL WORKS | CIVIL WORKS | CIVIL WORKS | CIVIL WORKS | CIVIL WORKS | CIVIL WORKS | CIVIL WORKS | CIVIL WORKS | CIVIL WORKS | CIVIL WORKS | CIVIL WORKS | CIVIL WORKS | CIVIL WORKS | CIVIL WORKS | CIVIL WORKS | CIVIL WORKS | CIVIL WORKS | CIVIL WORKS | CIVIL WORKS | CIVIL WORKS | CIVIL WORKS | CIVIL WORKS | CIVIL WORKS | CIVIL WORKS | CIVIL WORKS | CIVIL WORKS | CIVIL WORKS | CIVIL WORKS | CIVIL WORKS | CIVIL WORKS | CIVIL WORKS | CIVIL WORKS | CIVIL WORKS | CIVIL WORKS | CIVIL WORKS | CIVIL WORKS | CIVIL WORKS | CIVIL WORKS | CIVIL WORKS | CIVIL WORKS | CIVIL WORKS | CIVIL WORKS | CIVIL WORKS | CIVIL WORKS | CIVIL WORKS | CIVIL WORKS | CIVIL WORKS | CIVIL WORKS | CIVIL WORKS | CIVIL WORKS | CIVIL WORKS | CIVIL WORKS | CIVIL WORKS | CIVIL WORKS | CIVIL WORKS | CIVIL WORKS | CIVIL WORKS | CIVIL WORKS | CIVIL WORKS | CIVIL WORKS | CIVIL WORKS | CIVIL WORKS | CIVIL WORKS | CIVIL WORKS | CIVIL WORKS | CIVIL WORKS | CIVIL WORKS | CIVIL WORKS | CIVIL WORKS | CIVIL WORKS | CIVIL WORKS | CIVIL WORKS | CIVIL WORKS | CIVIL WORKS | CIVIL WORKS | CIVIL WORKS | CIVIL WORKS | CIVIL WORKS | CIVIL WORKS | CIVIL WORKS | CIVIL WORKS | CIVIL WORKS | CIVIL WORKS | CIVIL WORKS | CIVIL WORKS | CIVIL WORKS | CIVIL WORKS | CIVIL WORKS | CIVIL WORKS | CIVIL WORKS | CIVIL WORKS | CIVIL WORKS | CIVIL WORKS | CIVIL WORKS | CIVIL WORKS | CIVIL WORKS | CIVIL WORKS | CIVIL WORKS | CIVIL WORKS | CIVIL WORKS | CIVIL WORKS | CIVIL WORKS | CIVIL WORKS | CIVIL WORKS | CIVIL WORKS | CIVIL WORKS | CIVIL WORKS | CIVIL WORKS | CIVIL WORKS | CIVIL WORKS | CIVIL WORKS | CIVIL WORKS | CIVIL WORKS | CIVIL WORKS | CIVIL WORKS | CIVIL WORKS | CIVIL WORKS | CIVIL WORKS | CIVIL WORKS | CIVIL WORKS | CIVIL WORKS | CIVIL WORKS | CIVIL WORKS | CIVIL WORKS | CIVIL WORKS | CIVIL WORKS | CIVIL WORKS | CIVIL WORKS | CIVIL WORKS | CIVIL WORKS | CIVIL WORKS | CIVIL WORKS | CIVIL WORKS | CIVIL WORKS | CIVIL WORKS | CIVIL WORKS | CIVIL WORKS | CIVIL WORKS | CIVIL WORKS | CIVIL WORKS | CIVIL WORKS | CIVIL WORKS | CIVIL WORKS | CIVIL WORKS | CIVIL WORKS | CIVIL WORKS | CIVIL WORKS | CIVIL WORKS | CIVIL WORKS | CIVIL WORKS | CIVIL WORKS | CIVIL WORKS | CIVIL WORKS | CIVIL WORKS | CIVIL WORKS | CIVIL WORKS | CIVIL WORKS | CIVIL WORKS | CIVIL WORKS | CIVIL WORKS | CIVIL WORKS | CIVIL WORKS | CIVIL WORKS | CIVIL WORKS | CIVIL WORKS | CIVIL WORKS | CIVIL WORKS | CIVIL WORKS | CIVIL WORKS | CIVIL WORKS | CIVIL WORKS | CIVIL WORKS | CIVIL WORKS | CIVIL WORKS | CIVIL WORKS | CIVIL WORKS | CIVIL WORKS | CIVIL WORKS | CIVIL WORKS | CIVIL WORKS | CIVIL WORKS | CIVIL WORKS | CIVIL WORKS | CIVIL WORKS | CIVIL WORKS | CIVIL WORKS | CIVIL WORKS | CIVIL WORKS | CIVIL WORKS | CIVIL WORKS | CIVIL WORKS | CIVIL WORKS | CIVIL WORKS | CIVIL WORKS | CIVIL WORKS | CIVIL WORKS | CIVIL WORKS | CIVIL WORKS | CIVIL WORKS | CIVIL WORKS | CIVIL WORKS | CIVIL WORKS | CIVIL WORKS | CIVIL WORKS | CIVIL WORKS | CIVIL WORKS | CIVIL WORKS | CIVIL WORKS | CIVIL WORKS | CIVIL WORKS | CIVIL WORKS | CIVIL WORKS | CIVIL WORKS | CIVIL WORKS | CIVIL WORKS | CIVIL WORKS | CIVIL WORKS | CIVIL WORKS | CIVIL WORKS | CIVIL WORKS | CIVIL WORKS | CIVIL WORKS | CIVIL WORKS | CIVIL WORKS | CIVIL WORKS | CIVIL WORKS | CIVIL WORKS | CIVIL WORKS | CIVIL WORKS | CIVIL WORKS | CIVIL WORKS | CIVIL WORKS | CIVIL WORKS | CIVIL WORKS | CIVIL WORKS | CIVIL WORKS | CIVIL WORKS | CIVIL WORKS | CIVIL WORKS | CIVIL WORKS | CIVIL WORKS | CIVIL WORKS | CIVIL WORKS | CIVIL WORKS | CIVIL WORKS | CIVIL WORKS | CIVIL WORKS | CIVIL WORKS | CIVIL WORKS | CIVIL WORKS | CIVIL WORKS | CIVIL WORKS | CIVIL WORKS | CIVIL WORKS | CIVIL WORKS | CIVIL WORKS | CIVIL WORKS | CIVIL WORKS | CIVIL WORKS | CIVIL WORKS | CIVIL WORKS | CIVIL WORKS | CIVIL WORKS | CIVIL WORKS | CIVIL WORKS | CIVIL WORKS | CIVIL WORKS | CIVIL WORKS | CIVIL WORKS | CIVIL WORKS | CIVIL WORKS | CIVIL WORKS | CIVIL WORKS | CIVIL WORKS | CIVIL WORKS | CIVIL WORKS | CIVIL WORKS | CIVIL WORKS | CIVIL WORKS | CIVIL WORKS | CIVIL WORKS | CIVIL WORKS | CIVIL WORKS | CIVIL WORKS | CIVIL WORKS | CIVIL WORKS | CIVIL WORKS | CIVIL WORKS | CIVIL WORKS | CIVIL WORKS | CIVIL WORKS | CIVIL WORKS | CIVIL WORKS | CIVIL WORKS | CIVIL WORKS | CIVIL WORKS | CIVIL WORKS | CIVIL WORKS | CIVIL WORKS | CIVIL WORKS | CIVIL WORKS | CIVIL WORKS | CIVIL WORKS | CIVIL WORKS | CIVIL WORKS | CIVIL WORKS | CIVIL WORKS | CIVIL WORKS | CIVIL WORKS | CIVIL WORKS | CIVIL WORKS | CIVIL WORKS | CIVIL WORKS | CIVIL WORKS | CIVIL WORKS | CIVIL WORKS | CIVIL WORKS | CIVIL WORKS | CIVIL WORKS | CIVIL WORKS | CIVIL WORKS | CIVIL WORKS | CIVIL WORKS | CIVIL WORKS | CIVIL WORKS | CIVIL WORKS | CIVIL WORKS | CIVIL WORKS | CIVIL WORKS | CIVIL WORKS | CIVIL WORKS | CIVIL WORKS | CIVIL WORKS | CIVIL WORKS | CIVIL WORKS | CIVIL WORKS | CIVIL WORKS | CIVIL WORKS | CIVIL WORKS | CIVIL WORKS | CIVIL WORKS | CIVIL WORKS | CIVIL WORKS | CIVIL WORKS | CIVIL WORKS | CIVIL WORKS | CIVIL WORKS | CIVIL WORKS | CIVIL WORKS | CIVIL WORKS | CIVIL WORKS | CIVIL WORKS | CIVIL WORKS | CIVIL WORKS | CIVIL WORKS | CIVIL WORKS | CIVIL WORKS | CIVIL WORKS | CIVIL WORKS | CIVIL WORKS | CIVIL WORKS | CIVIL WORKS | CIVIL WORKS | CIVIL WORKS | CIVIL WORKS | CIVIL WORKS | CIVIL WORKS | CIVIL WORKS | CIVIL WORKS | CIVIL WORKS | CIVIL WORKS | CIVIL WORKS | CIVIL WORKS | CIVIL WORKS | CIVIL WORKS | CIVIL WORKS | CIVIL WORKS | CIVIL WORKS | CIVIL WORKS | CIVIL WORKS | CIVIL WORKS | CIVIL WORKS | CIVIL WORKS | CIVIL WORKS | CIVIL WORKS | CIVIL WORKS | CIVIL WORKS | CIVIL WORKS | CIVIL WORKS | CIVIL WORKS | CIVIL WORKS | CIVIL WORKS | CIVIL WORKS | CIVIL WORKS | CIVIL WORKS | CIVIL WORKS | CIVIL WORKS | CIVIL WORKS | CIVIL WORKS | CIVIL WORKS | CIVIL WORKS | CIVIL WORKS | CIVIL WORKS | CIVIL WORKS | CIVIL WORKS | CIVIL WORKS | CIVIL WORKS | CIVIL WORKS | CIVIL WORKS | CIVIL WORKS | CIVIL WORKS | CIVIL WORKS | CIVIL WORKS | CIVIL WORKS | CIVIL WORKS | CIVIL WORKS | CIVIL WORKS | CIVIL WORKS | CIVIL WORKS | CIVIL WORKS | CIVIL WORKS | CIVIL WORKS | CIVIL WORKS | CIVIL WORKS | CIVIL WORKS | CIVIL WORKS | CIVIL WORKS | CIVIL WORKS | CIVIL WORKS | CIVIL WORKS | CIVIL WORKS | CIVIL WORKS | CIVIL WORKS | CIVIL WORKS | CIVIL WORKS | CIVIL WORKS | CIVIL WORKS | CIVIL WORKS | CIVIL WORKS | CIVIL WORKS | CIVIL WORKS | CIVIL WORKS | CIVIL WORKS | CIVIL WORKS | CIVIL WORKS | CIVIL WORKS | CIVIL WORKS | CIVIL WORKS | CIVIL WORKS | CIVIL WORKS | CIVIL WORKS | CIVIL WORKS | CIVIL WORKS | CIVIL WORKS | CIVIL WORKS | CIVIL WORKS | CIVIL WORKS | CIVIL WORKS | CIVIL WORKS | CIVIL WORKS | CIVIL WORKS | CIVIL WORKS | CIVIL WORKS | CIVIL WORKS | CIVIL WORKS | CIVIL WORKS | CIVIL WORKS | CIVIL WORKS | CIVIL WORKS | CIVIL WORKS | CIVIL WORKS | CIVIL WORKS | CIVIL WORKS | CIVIL WORKS | CIVIL WORKS | CIVIL WORKS | CIVIL WORKS | CIVIL WORKS | CIVIL WORKS | CIVIL WORKS | CIVIL WORKS | CIVIL WORKS | CIVIL WORKS | CIVIL WORKS | CIVIL WORKS | CIVIL WORKS | CIVIL WORKS | CIVIL WORKS | CIVIL WORKS | CIVIL WORKS | CIVIL WORKS | CIVIL WORKS | CIVIL WORKS | CIVIL WORKS | CIVIL WORKS | CIVIL WORKS | CIVIL WORKS | CIVIL WORKS | CIVIL WORKS | CIVIL WORKS | CIVIL WORKS | CIVIL WORKS | CIVIL WORKS | CIVIL WORKS | CIVIL WORKS | CIVIL WORKS | CIVIL WORKS | CIVIL WORKS | CIVIL WORKS | CIVIL WORKS | CIVIL WORKS | CIVIL WORKS | CIVIL WORKS | CIVIL WORKS | CIVIL WORKS | CIVIL WORKS | CIVIL WORKS | CIVIL WORKS | CIVIL WORKS | CIVIL WORKS | CIVIL WORKS | CIVIL WORKS | CIVIL WORKS | CIVIL WORKS | CIVIL WORKS | CIVIL WORKS | CIVIL WORKS | CIVIL WORKS | CIVIL WORKS | CIVIL WORKS | CIVIL WORKS | CIVIL WORKS | CIVIL WORKS | CIVIL WORKS | CIVIL WORKS | CIVIL WORKS | CIVIL WORKS | CIVIL WORKS | CIVIL WORKS | CIVIL WORKS | CIVIL WORKS | CIVIL WORKS | CIVIL WORKS | CIVIL WORKS | CIVIL WORKS | CIVIL WORKS | CIVIL WORKS | CIVIL WORKS | CIVIL WORKS | CIVIL WORKS | CIVIL WORKS | CIVIL WORKS | CIVIL WORKS | CIVIL WORKS | CIVIL WORKS | CIVIL WORKS | CIVIL WORKS | CIVIL WORKS | CIVIL WORKS | CIVIL WORKS | CIVIL WORKS | CIVIL WORKS | CIVIL WORKS | CIVIL WORKS | CIVIL WORKS | CIVIL WORKS | CIVIL WORKS | CIVIL WORKS | CIVIL WORKS | CIVIL WORKS | CIVIL WORKS | CIVIL WORKS | CIVIL WORKS | CIVIL WORKS | CIVIL WORKS | CIVIL WORKS | CIVIL WORKS | CIVIL WORKS | CIVIL WORKS | CIVIL WORKS | CIVIL WORKS | CIVIL WORKS | CIVIL WORKS | CIVIL WORKS | CIVIL WORKS | CIVIL WORKS | CIVIL WORKS | CIVIL WORKS | CIVIL WORKS | CIVIL WORKS | CIVIL WORKS | CIVIL WORKS | CIVIL WORKS | CIVIL WORKS | CIVIL WORKS | CIVIL WORKS | CIVIL WORKS | CIVIL WORKS | CIVIL WORKS | CIVIL WORKS | CIVIL WORKS | CIVIL WORKS | CIVIL WORKS | CIVIL WORKS | CIVIL WORKS | CIVIL WORKS | CIVIL WORKS | CIVIL WORKS | CIVIL WORKS | CIVIL WORKS | CIVIL WORKS | CIVIL WORKS | CIVIL WORKS | CIVIL WORKS | CIVIL WORKS | CIVIL WORKS | CIVIL WORKS | CIVIL WORKS | CIVIL WORKS | CIVIL WORKS | CIVIL WORKS | CIVIL WORKS | CIVIL WORKS | CIVIL WORKS | CIVIL WORKS | CIVIL WORKS | CIVIL WORKS | CIVIL WORKS | CIVIL WORKS | CIVIL WORKS | CIVIL WORKS | CIVIL WORKS | CIVIL WORKS | CIVIL WORKS | CIVIL WORKS | CIVIL WORKS | CIVIL WORKS | CIVIL WORKS | CIVIL WORKS | CIVIL WORKS | CIVIL WORKS | CIVIL WORKS | CIVIL WORKS | CIVIL WORKS | CIVIL WORKS | CIVIL WORKS | CIVIL WORKS | CIVIL WORKS | CIVIL WORKS | CIVIL WORKS | CIVIL WORKS | CIVIL WORKS | CIVIL WORKS | CIVIL WORKS | CIVIL WORKS | CIVIL WORKS | CIVIL WORKS | CIVIL WORKS | CIVIL WORKS | CIVIL WORKS | CIVIL WORKS | CIVIL WORKS | CIVIL WORKS | CIVIL WORKS | CIVIL WORKS | CIVIL WORKS | CIVIL WORKS | CIVIL WORKS | CIVIL WORKS | CIVIL WORKS | CIVIL WORKS | CIVIL WORKS | CIVIL WORKS | CIVIL WORKS | CIVIL WORKS | CIVIL WORKS | CIVIL WORKS | CIVIL WORKS | CIVIL WORKS | CIVIL WORKS | CIVIL WORKS | CIVIL WORKS | CIVIL WORKS | CIVIL WORKS | CIVIL WORKS | CIVIL WORKS | CIVIL WORKS | CIVIL WORKS | CIVIL WORKS | CIVIL WORKS | CIVIL WORKS | CIVIL WORKS | CIVIL WORKS | CIVIL WORKS | CIVIL WORKS | CIVIL WORKS | CIVIL WORKS | CIVIL WORKS | CIVIL WORKS | CIVIL WORKS | CIVIL WORKS | CIVIL WORKS | CIVIL WORKS | CIVIL WORKS | CIVIL WORKS | CIVIL WORKS | CIVIL WORKS | CIVIL WORKS | CIVIL WORKS | CIVIL WORKS | CIVIL WORKS | CIVIL WORKS | CIVIL WORKS | CIVIL WORKS | CIVIL WORKS | CIVIL WORKS | CIVIL WORKS | CIVIL WORKS | CIVIL WORKS | CIVIL WORKS | CIVIL WORKS | CIVIL WORKS | CIVIL WORKS | CIVIL WORKS | CIVIL WORKS | CIVIL WORKS | CIVIL WORKS | CIVIL WORKS | CIVIL WORKS | CIVIL WORKS | CIVIL WORKS | CIVIL WORKS | CIVIL WORKS | CIVIL WORKS | CIVIL WORKS | CIVIL WORKS | CIVIL WORKS | CIVIL WORKS | CIVIL WORKS | CIVIL WORKS | CIVIL WORKS | CIVIL WORKS | CIVIL WORKS | CIVIL WORKS | CIVIL WORKS | CIVIL WORKS | CIVIL WORKS | CIVIL WORKS | CIVIL WORKS | CIVIL WORKS | CIVIL WORKS | CIVIL WORKS | CIVIL WORKS | CIVIL WORKS | CIVIL WORKS | CIVIL WORKS | CIVIL WORKS | CIVIL WORKS | CIVIL WORKS | CIVIL WORKS | CIVIL WORKS | CIVIL WORKS | CIVIL WORKS | CIVIL WORKS | CIVIL WORKS | CIVIL WORKS | CIVIL WORKS | CIVIL WORKS | CIVIL WORKS | CIVIL WORKS | CIVIL WORKS | CIVIL WORKS | CIVIL WORKS | CIVIL WORKS | CIVIL WORKS | CIVIL WORKS | CIVIL WORKS | CIVIL WORKS | CIVIL WORKS | CIVIL WORKS | CIVIL WORKS | CIVIL WORKS | CIVIL WORKS | CIVIL WORKS | CIVIL WORKS | CIVIL WORKS | CIVIL WORKS | CIVIL WORKS | CIVIL WORKS | CIVIL WORKS | CIVIL WORKS | CIVIL WORKS | CIVIL WORKS | CIVIL WORKS | CIVIL WORKS | CIVIL WORKS | CIVIL WORKS | CIVIL WORKS | CIVIL WORKS | CIVIL WORKS | CIVIL WORKS | CIVIL WORKS | CIVIL WORKS | CIVIL WORKS | CIVIL WORKS | CIVIL WORKS | CIVIL WORKS | CIVIL WORKS | CIVIL WORKS | CIVIL WORKS | CIVIL WORKS | CIVIL WORKS | CIVIL WORKS | CIVIL WORKS | CIVIL WORKS | CIVIL WORKS | CIVIL WORKS | CIVIL WORKS | CIVIL WORKS | CIVIL WORKS | CIVIL WORKS | CIVIL WORKS | CIVIL WORKS | CIVIL WORKS | CIVIL WORKS | CIVIL WORKS | CIVIL WORKS | CIVIL WORKS | CIVIL WORKS | CIVIL WORKS | CIVIL WORKS | CIVIL WORKS | CIVIL WORKS | CIVIL WORKS | CIVIL WORKS | CIVIL WORKS | CIVIL WORKS | CIVIL WORKS | CIVIL WORKS | CIVIL WORKS | CIVIL WORKS | CIVIL WORKS | CIVIL WORKS | CIVIL WORKS | CIVIL WORKS | CIVIL WORKS | CIVIL WORKS | CIVIL WORKS | CIVIL WORKS | CIVIL WORKS | CIVIL WORKS | CIVIL WORKS | CIVIL WORKS | CIVIL WORKS | CIVIL WORKS | CIVIL WORKS | CIVIL WORKS | CIVIL WORKS | CIVIL WORKS | CIVIL WORKS | CIVIL WORKS | CIVIL WORKS | CIVIL WORKS | CIVIL WORKS | CIVIL WORKS | CIVIL WORKS | CIVIL WORKS | CIVIL WORKS | CIVIL WORKS | CIVIL WORKS | CIVIL WORKS | CIVIL WORKS | CIVIL WORKS | CIVIL WORKS | CIVIL WORKS | CIVIL WORKS | CIVIL WORKS | CIVIL WORKS | CIVIL WORKS | CIVIL WORKS | CIVIL WORKS | CIVIL WORKS | CIVIL WORKS | CIVIL WORKS | CIVIL WORKS | CIVIL WORKS | CIVIL WORKS | CIVIL WORKS | CIVIL WORKS | CIVIL WORKS | CIVIL WORKS | CIVIL WORKS | CIVIL WORKS | CIVIL WORKS | CIVIL WORKS | CIVIL WORKS | CIVIL WORKS | CIVIL WORKS | CIVIL WORKS | CIVIL WORKS | CIVIL WORKS | CIVIL WORKS | CIVIL WORKS | CIVIL WORKS | CIVIL WORKS | CIVIL WORKS | CIVIL WORKS | CIVIL WORKS | CIVIL WORKS | CIVIL WORKS | CIVIL WORKS | CIVIL WORKS | CIVIL WORKS | CIVIL WORKS | CIVIL WORKS | CIVIL WORKS | CIVIL WORKS | CIVIL WORKS | CIVIL WORKS | CIVIL WORKS | CIVIL WORKS | CIVIL WORKS | CIVIL WORKS | CIVIL WORKS | CIVIL WORKS | CIVIL WORKS | CIVIL WORKS | CIVIL WORKS | CIVIL WORKS | CIVIL WORKS | CIVIL WORKS | CIVIL WORKS | CIVIL WORKS | CIVIL WORKS | CIVIL WORKS | CIVIL WORKS | CIVIL WORKS | CIVIL WORKS | CIVIL WORKS | CIVIL WORKS | CIVIL WORKS | CIVIL WORKS | CIVIL WORKS | CIVIL WORKS | CIVIL WORKS | CIVIL WORKS | CIVIL WORKS | CIVIL WORKS | CIVIL WORKS | CIVIL WORKS | CIVIL WORKS | CIVIL WORKS | CIVIL WORKS | CIVIL WORKS | CIVIL WORKS | CIVIL WORKS | CIVIL WORKS | CIVIL WORKS | CIVIL WORKS | CIVIL WORKS | CIVIL WORKS | CIVIL WORKS | CIVIL WORKS | CIVIL WORKS | CIVIL WORKS | CIVIL WORKS | CIVIL WORKS | CIVIL WORKS | CIVIL WORKS | CIVIL WORKS | CIVIL WORKS | CIVIL WORKS | CIVIL WORKS | CIVIL WORKS | CIVIL WORKS | CIVIL WORKS | CIVIL WORKS | CIVIL WORKS | CIVIL WORKS | CIVIL WORKS | CIVIL WORKS | CIVIL WORKS | CIVIL WORKS | CIVIL WORKS | CIVIL WORKS | CIVIL WORKS | CIVIL WORKS | CIVIL WORKS | CIVIL WORKS | CIVIL WORKS | CIVIL WORKS | CIVIL WORKS | CIVIL WORKS | CIVIL WORKS | CIVIL WORKS | CIVIL WORKS | CIVIL WORKS | CIVIL WORKS | CIVIL WORKS | CIVIL WORKS | CIVIL WORKS | CIVIL WORKS | CIVIL WORKS | CIVIL WORKS | CIVIL WORKS | CIVIL WORKS | CIVIL WORKS | CIVIL WORKS | CIVIL WORKS | CIVIL WORKS | CIVIL WORKS | CIVIL WORKS | CIVIL WORKS | CIVIL WORKS | CIVIL WORKS | CIVIL WORKS | CIVIL WORKS | CIVIL WORKS | CIVIL WORKS | CIVIL WORKS | CIVIL WORKS | CIVIL WORKS | CIVIL WORKS | CIVIL WORKS | CIVIL WORKS | CIVIL WORKS | CIVIL WORKS | CIVIL WORKS | CIVIL WORKS | CIVIL WORKS | CIVIL WORKS | CIVIL WORKS | CIVIL WORKS | CIVIL WORKS | CIVIL WORKS | CIVIL WORKS | CIVIL WORKS | CIVIL WORKS | CIVIL WORKS | CIVIL WORKS | CIVIL WORKS | CIVIL WORKS | CIVIL WORKS | CIVIL WORKS | CIVIL WORKS | CIVIL WORKS | CIVIL WORKS | CIVIL WORKS | CIVIL WORKS | CIVIL WORKS | CIVIL WORKS | CIVIL WORKS | CIVIL WORKS | CIVIL WORKS | CIVIL WORKS | CIVIL WORKS | CIVIL WORKS | CIVIL WORKS | CIVIL WORKS | CIVIL WORKS | CIVIL WORKS | CIVIL WORKS | CIVIL WORKS | CIVIL WORKS | CIVIL WORKS | CIVIL WORKS | CIVIL WORKS | CIVIL WORKS | CIVIL WORKS | CIVIL WORKS | CIVIL WORKS | CIVIL WORKS | CIVIL WORKS | CIVIL WORKS | CIVIL WORKS | CIVIL WORKS | CIVIL WORKS | CIVIL WORKS | CIVIL WORKS | CIVIL WORKS | CIVIL WORKS | CIVIL WORKS | CIVIL WORKS | CIVIL WORKS | CIVIL WORKS | CIVIL WORKS | CIVIL WORKS | CIVIL WORKS | CIVIL WORKS | CIVIL WORKS | CIVIL WORKS | CIVIL WORKS | CIVIL WORKS | CIVIL WORKS | CIVIL WORKS | CIVIL WORKS | CIVIL WORKS | CIVIL WORKS | CIVIL WORKS | CIVIL WORKS | CIVIL WORKS | CIVIL WORKS | CIVIL WORKS | CIVIL WORKS | CIVIL WORKS | CIVIL WORKS | CIVIL WORKS | CIVIL WORKS | CIVIL WORKS | CIVIL WORKS | CIVIL WORKS | CIVIL WORKS | CIVIL WORKS | CIVIL WORKS | CIVIL WORKS | CIVIL WORKS | CIVIL WORKS | CIVIL WORKS | CIVIL WORKS | CIVIL WORKS | CIVIL WORKS | CIVIL WORKS | CIVIL WORKS | CIVIL WORKS | CIVIL WORKS | CIVIL WORKS | CIVIL WORKS | CIVIL WORKS | CIVIL WORKS | CIVIL WORKS | CIVIL WORKS | CIVIL WORKS | CIVIL WORKS | CIVIL WORKS | CIVIL WORKS | CIVIL WORKS | CIVIL WORKS | CIVIL WORKS | CIVIL WORKS | CIVIL WORKS | CIVIL WORKS | CIVIL WORKS | CIVIL WORKS | CIVIL WORKS | CIVIL WORKS | CIVIL WORKS | CIVIL WORKS | CIVIL WORKS | CIVIL WORKS | CIVIL WORKS | CIVIL WORKS | CIVIL WORKS | CIVIL WORKS | CIVIL WORKS | CIVIL WORKS | CIVIL WORKS | CIVIL WORKS | CIVIL WORKS | CIVIL WORKS | CIVIL WORKS | CIVIL WORKS | CIVIL WORKS | CIVIL WORKS | CIVIL WORKS | CIVIL WORKS | CIVIL WORKS | CIVIL WORKS | CIVIL WORKS | CIVIL WORKS | CIVIL WORKS | CIVIL WORKS | CIVIL WORKS | CIVIL WORKS | CIVIL WORKS | CIVIL WORKS | CIVIL WORKS | CIVIL WORKS | CIVIL WORKS | CIVIL WORKS | CIVIL WORKS | CIVIL WORKS | CIVIL WORKS | CIVIL WORKS | CIVIL WORKS | CIVIL WORKS | CIVIL WORKS | CIVIL WORKS | CIVIL WORKS | CIVIL WORKS | CIVIL WORKS | CIVIL WORKS | CIVIL WORKS | CIVIL WORKS | CIVIL WORKS | CIVIL WORKS | CIVIL WORKS | CIVIL WORKS | CIVIL WORKS | CIVIL WORKS | CIVIL WORKS | CIVIL WORKS | CIVIL WORKS | CIVIL WORKS | CIVIL WORKS | CIVIL WORKS | CIVIL WORKS | CIVIL WORKS | CIVIL WORKS | CIVIL WORKS | CIVIL WORKS | CIVIL WORKS | CIVIL WORKS | CIVIL WORKS | CIVIL WORKS | CIVIL WORKS | CIVIL WORKS | CIVIL WORKS | CIVIL WORKS | CIVIL WORKS | CIVIL WORKS | CIVIL WORKS | CIVIL WORKS | CIVIL WORKS | CIVIL WORKS | CIVIL WORKS | CIVIL WORKS | CIVIL WORKS | CIVIL WORKS | CIVIL WORKS | CIVIL WORKS | CIVIL WORKS | CIVIL WORKS | CIVIL WORKS | CIVIL WORKS | CIVIL WORKS | CIVIL WORKS | CIVIL WORKS | CIVIL WORKS | CIVIL WORKS | CIVIL WORKS | CIVIL WORKS | CIVIL WORKS | CIVIL WORKS | CIVIL WORKS | CIVIL WORKS | CIVIL WORKS | CIVIL WORKS | CIVIL WORKS | CIVIL WORKS | CIVIL WORKS | CIVIL WORKS | CIVIL WORKS | CIVIL WORKS | CIVIL WORKS | CIVIL WORKS | CIVIL WORKS | CIVIL WORKS | CIVIL WORKS | CIVIL WORKS | CIVIL WORKS | CIVIL WORKS | CIVIL WORKS | CIVIL WORKS | CIVIL WORKS | CIVIL WORKS | CIVIL WORKS | CIVIL WORKS | CIVIL WORKS | CIVIL WORKS | CIVIL WORKS | CIVIL WORKS | CIVIL WORKS | CIVIL WORKS | CIVIL WORKS | CIVIL WORKS | CIVIL WORKS | CIVIL WORKS | CIVIL WORKS | CIVIL WORKS | CIVIL WORKS | CIVIL WORKS | CIVIL WORKS | CIVIL WORKS | CIVIL WORKS | CIVIL WORKS | CIVIL WORKS | CIVIL WORKS | CIVIL WORKS | CIVIL WORKS | CIVIL WORKS | CIVIL WORKS | CIVIL WORKS
44 | 7000016517 | 190 | 20 | 50 | CIVIL WORKS | 10.7 | 998336 |  | 18% |  | Providing and fixing ball bearing for rolling shutters. | Each | 4 |  | Included | 0 | 0 | 0
45 |  |  |  |  | CIVIL WORKS | 10.8.2 |  |  | 18% |  | Extra for providing mechanical device chain and crank operation for operating rolling shutters. Exceeding 16.80 sqm in area | Sqm | 126 |  | Included | 0 | 0 | 0
46 |  |  |  |  | CIVIL WORKS | 10.25.2 |  |  | 18% |  | Steel work welded in built up sections/ framed work, including cutting, hoisting, fixing in position and applying a priming coat of approved steel primer using structural steel etc. as required. In gratings, frames, guard bar, ladder, railings, brackets, gates and similar works | Kg | 3000 |  | Included | 0 | 0 | 0
47 |  |  |  |  | CIVIL WORKS | 9.147.A4.2 |  |  | 18% |  | Providing and fixing factory made uPVC glazed /wire mesh windows/ doors comprising of lead free uPVC multi-chambered frame, sash and mullion/coupler (where ever required) extruded profiles having minimum wall thickness of 1.70 mm for Series R1 and R2 profiles and 2.10 mm for Series R3 and R4 profiles conforming to EN: 12608 in any shape, colour and design duly reinforced with galvanized mild steel section made of required shape & size as per CPWD Specification, uPVC extruded glazing beads, interlocks and inline sash adaptor (where ever required) of appropriate dimension , EPDM gasket, hardware, SS 304 grade fasteners of minimum 8 mm dia with countersunk head, comprising of matching polyamide PA6 grade sleeve for fixing frame to finished wall as per IS 1367 : Part 1 to 14, plastic packers, plastic caps and necessary stainless steel screws etc. profile of frame, sash & mullion (if required) shall be mitred cut and fusion welded/mechanically jointed duly sealed at all corners, including drilling of holes for fixing hardware and drainage of water etc. After fixing frame the gap between frame and adjacent finished wall shall be filled with weatherproof silicon sealant over backer rod of approved size and quality, all complete as per approved drawing conforming to CPWD specification & direction of Engineer-in-Charge. Section of steel reinforcement and cross sections of uPVC profiles to be as per design approved by Engineer-in-Charge. Wire mesh I Glazing of plain/ toughened/ laminated/ double glass unit with I without high performance coatings as per design requirements and conforming to IS: 3548 & IS: 16231 shall be paid separately. Note:- Structural design proof checked from a Government Engineering Institute, to be provided by the manufacturer for : (i) Sites with basic wind speed > 45 m/sec as per IS 875 - Part 3 (ii) Sites with structure height more than 20m for all wind speeds Three track three panels with Aluminium channel for roller trac, wool pipe, nylon rollers with SS 304 body. Using R3 series with frame (98mm and above) x (40mm and above) & glazed and fly screen sash (30mm and above) x (55mm and above) with zinc alloy (zamak) powder coated handle on each glazed panel with multi-point locking system (height up to 1.8m). | Sqm | 160 |  | Included | 0 | 0 | 0
48 |  |  |  |  | CIVIL WORKS |  |  |  | 18% |  | Providing and fixing factory made uPVC glazed /wire mesh windows/ doors comprising of lead free uPVC multi-chambered frame, sash and mullion/coupler (where ever required) extruded profiles having minimum wall thickness of 1.70 mm for Series R1 and R2 profiles and 2.10 mm for Series R3 and R4 profiles conforming to EN: 12608 in any shape, colour and design duly reinforced with galvanized mild steel section made of required shape & size as per CPWD Specification, uPVC extruded glazing beads, interlocks and inline sash adaptor (where ever required) of appropriate dimension , EPDM gasket, hardware, SS 304 grade fasteners of minimum 8 mm dia with countersunk head, comprising of matching polyamide PA6 grade sleeve for fixing frame to finished wall as per IS 1367 : Part 1 to 14, plastic packers, plastic caps and necessary stainless steel screws etc. profile of frame, sash & mullion (if required) shall be mitred cut and fusion welded/mechanically jointed duly sealed at all corners, including drilling of holes for fixing hardware and drainage of water etc. After fixing frame the gap between frame and adjacent finished wall shall be filled with weatherproof silicon sealant over backer rod of approved size and quality, all complete as per approved drawing conforming to CPWD specification & direction of Engineer-in-Charge. Section of steel reinforcement and cross sections of uPVC profiles to be as per design approved by Engineer-in-Charge. Wire mesh I Glazing of plain/ toughened/ laminated/ double glass unit with I without high performance coatings as per design requirements and conforming to IS: 3548 & IS: 16231 shall be paid separately. Note:- Structural design proof checked from a Government Engineering Institute, to be provided by the manufacturer for : (i) Sites with basic wind speed > 45 m/sec as per IS 875 - Part 3 (ii) Sites with structure height more than 20m for all wind speeds Ventilator Casement window single panel with or without fixed panel with S.S 305 friction hinges as per size and weight of sash, single point locking zinc alloy (zamak) powder coated handles. Using R1 series with frame (33mm and above) x (35mm and above) & screen/million (33mm and above) x (50mm and above) (Height up to 0.90 Meter). | Sqm | 10 |  | Included | 0 | 0 | 0
49 |  |  |  |  | CIVIL WORKS | 21.3.2 |  |  | 18% |  | Providing and fixing glazing in aluminium/uvpc door, window, ventilator shutters and partitions etc. with EPDM rubber / neoprene gasket etc. complete as per the architectural drawings and the directions of engineer-in-charge . (Cost of aluminium snap beading shall be paid in basic item): With float glass panes of 5 mm thickness (weight not less than 12.50 kg/sqm) | Sqm | 177 |  | Included | 0 | 0 | 0
50 |  |  |  |  | CIVIL WORKS | 21.8.1 |  |  | 18% |  | Filling the gap in between aluminium frame & adjacent RCC/ Brick/ Stone work by providing weather silicon sealant over backer rod of approved quality as per architectural drawings and direction of Engineer-in-charge complete. Upto 5 mm depth and 5 mm width | MTR | 400 |  | Included | 0 | 0 | 0
51 |  |  |  |  | CIVIL WORKS | 2.10.1.1 |  |  | 18% |  | Excavating trenches of required width for pipes, cables, etc including excavation for sockets, and dressing of sides, ramming of bottoms, depth upto 1.5 m, including getting out the excavated soil, and then returning the soil as required, in layers not exceeding 20 cm in depth, including consolidating each deposited layer by ramming, watering, etc. and disposing of surplus excavated soil as directed, within a lead of 50 m : Pipes, cables etc, not exceeding 80 mm dia. | MTR | 100 |  | Included | 0 | 0 | 0
52 |  |  |  |  | CIVIL WORKS | 2.10.1.2 |  |  | 18% |  | Excavating trenches of required width for pipes, cables, etc including excavation for sockets, and dressing of sides, ramming of bottoms, depth upto 1.5 m, including getting out the excavated soil, and then returning the soil as required, in layers not exceeding 20 cm in depth, including consolidating each deposited layer by ramming, watering, etc. and disposing of surplus excavated soil as directed, within a lead of 50 m : Pipes, cables etc. exceeding 80 mm dia. but not exceeding 300 mm dia | MTR | 100 |  | Included | 0 | 0 | 0
53 |  |  |  |  | CIVIL WORKS | 13.68.1 |  |  | 18% |  | French spirit polishing. Two or more coats on new works including a coat of wood filler | Sqm | 100 |  | Included | 0 | 0 | 0
54 |  |  |  |  | CIVIL WORKS | 8.2.1.1 |  |  | 18% |  | Providing and fixing 18 mm thick gang saw cut, mirror polished, premoulded and prepolished, machine cut for kitchen platforms, vanity counters, window sills, facias and similar locations of required size, approved shade, colour and texture laid over 20 mm thick base cement mortar 1:4 (1 cement : 4 coarse sand), joints treated with white cement, mixed with matching pigment, epoxy touch ups, including rubbing, curing, moulding and polishing of edges to give high gloss finish etc. complete at all levels. Raj Nagar Plain white marble/ Udaipur green marble/ Zebra black marble -Area of slab upto 0.50 sqm | Sqm | 8 |  | Included | 0 | 0 | 0
55 |  |  |  |  | CIVIL WORKS |  |  |  | 18% | [5 empty] | Included | 0 | 0 | 0
56 |  |  |  |  | CIVIL WORKS | 8.31 |  |  | 18% |  | Providing and fixing Ist quality ceramic glazed wall tiles conforming to IS: 15622 (thickness to be specified by the manufacturer), of approved make, in all colours, shades except burgundy, bottle green, black of any size as approved by Engineer-in-Charge, in skirting, risers of steps and dados, over 12 mm thick bed of cement mortar 1:3 (1 cement : 3 coarse sand) and jointing with grey cement slurry @ 3.3kg per sqm, including pointing in white cement mixed with pigment of matching shade complete. | Sqm | 0 |  | Included | 0 | 0 | 0
57 |  |  |  |  | CIVIL WORKS | 11.41A.2 |  |  | 18% |  | Providing and laying Vitrified tiles in floor in different sizes (thickness to be specified by the manufacturer) with water absorption less than 0.08% and conforming to IS:15622, of approved brand & manufacturer, in all colours and shade, laid on 20 mm thick cement mortar 1:4 (1 cement: 4 coarse sand) jointing with grey cement slurry @3.3 kg/sqm including grouting the joints with white cement and matching pigments etc. The tiles must be cut with the zero chipping diamond cutter only . Laying of tiles will be done with the notch trowel, plier, wedge, clips of required thickness, leveling system and rubber mallet for placing the tiles gently and easily. Glazed vitrified floor tiles polished finish of size. Size of Tile 600 x 600 mm | Sqm | 0 |  | Included | 0 | 0 | 0
58 |  |  |  |  | CIVIL WORKS | 11.46.2 |  |  | 18% |  | Providing and laying Vitrified tiles in different sizes (thickness to be specified by manufacturer), with water absorption less than 0.08 % and conforming to I.S. 15622, of approved make, in all colours & shade, in skirting, riser of steps, over 12 mm thick bed of cement mortar 1:3 (1 cement: 3 coarse sand), jointing with grey cement slurry @ 3.3 kg/ sqm including grouting the joint with white cement & matching pigments etc. complete. Size of Tile 600x600 mm | Sqm | 30 |  | Included | 0 | 0 | 0
59 |  |  |  |  | CIVIL WORKS | 11.38 |  |  | 18% |  | Providing and laying Ceramic glazed floor tiles of size 300x300 mm (thickness to be specified by the manufacturer), of 1st quality conforming to IS : 15622, of approved make, in all colours, shades, except White, Ivory, Grey, Fume Red Brown, laid on 20 mm thick bed of cement mortar 1:4 (1 Cement : 4 Coarse sand), jointing with grey cement slurry @ 3.3 kg/ sq.m including pointing the joints with white cement and matching pigments etc., complete. | Sqm | 0 |  | Included | 0 | 0 | 0
60 |  |  |  |  | CIVIL WORKS | 17.2.1 |  |  | 18% |  | Providing and fixing white vitreous china pedestal type water closet (European type W.C. pan) with seat and lid, 10 litre low level white P.V.C. flushing cistern, including flush pipe, with manually controlled device (handle lever), conforming to IS : 7231, with all fittings and fixtures complete, including cutting and making good the walls and floors wherever required : W.C. pan with ISI marked white solid plastic seat and lid | Each | 5 |  | Included | 0 | 0 | 0
61 |  |  |  |  | CIVIL WORKS | 17.7.4 |  |  | 18% |  | Providing and fixing wash basin with C.I. brackets, 15 mm C.P. brass pillar taps, 32 mm C.P. brass waste of standard pattern, including painting of fittings and brackets, cutting and making good the walls wherever require: White Vitreous China Flat back wash basin size 550x 400 mm with single 15 mm C.P. brass pillar tap | Each | 4 |  | Included | 0 | 0 | 0
62 |  |  |  |  | CIVIL WORKS | 17.4.1 |  |  | 18% |  | Providing and fixing white vitreous china flat back or wall corner type lipped front urinal basin of 430x260x350 mm and 340x410x265 mm sizes respectively with automatic flushing cistern with standard flush pipe and C.P. brass spreaders with brass unions and G.I clamps complete, including painting of fittings and brackets, cutting and making good the walls and floors wherever required : One urinal basin with 5 litre white P.V.C. automatic flushing cistern | Each | 3 |  | Included | 0 | 0 | 0
63 |  |  |  |  | CIVIL WORKS | 17.8 |  |  | 18% |  | Providing and fixing white vitreous china pedestal for wash basin completely recessed at the back for the reception of pipes and fittings. | Each | 4 |  | Included | 0 | 0 | 0
64 |  |  |  |  | CIVIL WORKS | 17.10.1.3 |  |  | 18% |  | Providing and fixing Stainless Steel A ISI 304 (18/8) kitchen sink as per IS:13983 with C.I. brackets and stainless steel plug 40 mm,including painting of fittings and brackets, cutting and making good the walls wherever required :Kitchen sink with drain board :510x1040 mm bowl depth 200 mm | Each | 1 |  | Included | 0 | 0 | 0
65 |  |  |  |  | CIVIL WORKS | 17.28.2.1 |  |  | 18% |  | Providing and fixing P.V.C. waste pipe for sink or wash basin including P.V.C. waste fittings complete.Flexible pipe: - 32 mm dia | Each | 5 |  | Included | 0 | 0 | 0
66 |  |  |  |  | CIVIL WORKS | 17.32.2 |  |  | 18% |  | Providing and fixing mirror of superior glass (of approved quality) and of required shape and size with plastic moulded frame of approved make and shade with 6 mm thick hard board backing : Rectangular shape 453x357 mm | Each | 4 |  | Included | 0 | 0 | 0
67 |  |  |  |  | CIVIL WORKS | 17.69.2 |  |  | 18% |  | Providing and fixing PTMT Waste Coupling for wash basin and sink, of approved quality and colour.:Waste coupling 38 mm dia of 83 mm length and 77mm breadth, weighing not less than 60 gms | Each | 4 |  | Included | 0 | 0 | 0
68 |  |  |  |  | CIVIL WORKS | 17.70.1 |  |  | 18% |  | Providing and fixing PTMT Bottle Trap for Wash basin and sink :Bottle trap 31mm single piece moulded with height of 270 mm, effective length of tail pipe 260 mm from the centre of the waste coupling, 77 mm breadth with 25 mm minimum water seal, weighing not less than 260 gms each. | Each | 3 |  | Included | 0 | 0 | 0
69 |  |  |  |  | CIVIL WORKS | 18.7.4 |  |  | 18% |  | Providing and fixing Chlorinated Polyvinyl Chloride (CPVC) pipes, having thermal stability for hot & cold water supply, including all CPVC plain & brass threaded fittings, including fixing the pipe with clamps at 1.00 m spacing. This includes jointing of pipes & fittings with one step CPVC solvent cement and testing of joints complete as per direction of Engineer in Charge. Internal work - Exposed on wall 32 mm nominal outer dia Pipes | MTR | 100 |  | Included | 0 | 0 | 0
70 |  |  |  |  | CIVIL WORKS | 18.8.1 |  |  | 18% |  | Providing and fixing Chlorinated Polyvinyl Chloride (CPVC) pipes, having thermal stability for hot & cold water supply, including all CPVC plain & brass threaded fittings and fixing the pipe with clamps at 1.00 m spacing. This includes jointing of pipes & fittings with one step CPVC solvent cement and the cost of cutting chases and making good the same including testing of joints complete as per direction of Engineer in Charge. Concealed work, including cutting chases and making good the walls etc. 15 mm nominal dia Pipes | MTR | 20 |  | Included | 0 | 0 | 0
71 |  |  |  |  | CIVIL WORKS | 18.8.2 |  |  | 18% |  | Providing and fixing Chlorinated Polyvinyl Chloride (CPVC) pipes, having thermal stability for hot & cold water supply, including all CPVC plain & brass threaded fittings and fixing the pipe with clamps at 1.00 m spacing. This includes jointing of pipes & fittings with one step CPVC solvent cement and the cost of cutting chases and making good the same including testing of joints complete as per direction of Engineer in Charge. Concealed work, including cutting chases and making good the walls etc. 20 mm nominal dia Pipes | MTR | 20 |  | Included | 0 | 0 | 0
72 |  |  |  |  | CIVIL WORKS | 11.54.2 |  |  | 18% |  | Providing and fixing removable raised/false access flooring with system and its components of approved make for different plenum height with possible height adjustment upto 50 mm, comprising of modular load bearing floor panels supported on G.l. rectangular stinger frame work and G.I. Pedestal etc. all complete, as per the architectural drawings, as specified and as directed by Engineer-in-charge consisting of: (a) Providing at required spacing to form modular framework, pedestals made out of Gl tube of thickness minimum 2 mm and 25 mm outer diameter, fully welded on to the G.I. Base plate of size 100 mm x 100 mm x 3 mm at the bottom of the pedestal tube, G.l. pedestal head of size 75mmx75mmx3.5 mm welded with Gl fully threaded stud 16 mm outer diameter with two Gl Check nuts screwed on the stud for level adjustment upto 50mm, locking and stabilizing the pedestal head in position at the required level. The pedestals shall be fixed to the subfloor (base) through base plate using epoxy based adhesive of approved make or the machine screw with rawl plug. (b) Stringers system in all steel construction hot dipped galvanized of rectangular size 570x20x30x0.80 mm thick having holes at both ends for securing the stringers on to the pedestal head using fully threaded screws ensuring maximum lateral stability in all directions, the grid formed by the pedestal and stringer assembly shall receive the floor panel, this system shall provide adequate solid, rigid support for access floor panel, the system shall provide a minimum clear uninterrupted clearance between the bottom of the floor for electrical conduits and wiring etc. all complete as per the architectural drawings, as specified and as directed by the Engineer-in-charge. (c) Providing and fixing Access Floor panel of 600x600x32 mm medium grade Filled Steel anti static high pressure Lamination of 800H grade (FS800H). Access Floor panel shall be steel welded construction with an enclosed bottom pan with uniform pattern of 64 hemispherical cones. The top and bottom plates of Steel Gauges: top 0.6 mm and bottom 0.7 mm fused spot welded together (minimum 64 welds in each dome and 20 welds along each flange). The panel should be Corroresist epoxy coated for lifetime rust protection and cavity formed by the top and bottom plate is filled with Pyrogrip noncombustible Portland cementitious core mixed with light weight foaming compound. The access floor shall be factory finished with Anti-static High Pressure laminate with Non Warp technology upto 1 mm thickness for superior adhesion and Surface flatness within 0.75mm. The panel is to withstand a Concentrated Load of 363 kgs applied on area 25 mm x 25 mm without collapse in the centre of the panel which is placed on four steel blocks. The panel will withstand and Uniformly Distributed Load (UDL) minimum 1250 kg/sqm and an impact load of 50kg all complete as per the approved manufacturers specification and as per the direction of Engineer-in-charge. All specification must be printed on the side of the panel to ensure the quality of the product. 300 mm Finished Floor Height (FFH) 450 mm Finished Floor Height (FFH). | Sqm | 50 |  | Included | 0 | 0 | 0
73 |  |  |  |  | CIVIL WORKS | 22.23A |  |  | 18% |  | Providing & Applying polymer modified, flexible cementatious negative side waterproofing coating with elastic waterproofing polymers on interior wall plaster surface in three coats @14.35 kg /10 sqm. one coat of self priming of cementatious waterproofing polymer(dilution with water in the ratio of 1:1) and two coats of cementatious waterproofing polymer (dilution with water in the ratio of 3:1 ) after scrapping and properly cleaning the surface to remove pre-existing paint film & loose particles till plaster is visible, complete in all respect as per the direction of Engineer-in-Charge. | Sqm | 61 |  | Included | 0 | 0 | 0
74 |  |  |  |  | CIVIL WORKS | 18.17.1A |  |  | 18% |  | Providing and fixing gun metal gate valve with C.I. wheel of approved quality (screwed end) - 20 mm nominal bore | Each | 4 |  | Included | 0 | 0 | 0
75 |  |  |  |  | CIVIL WORKS | 18.17.2 |  |  | 18% |  | Providing and fixing gun metal gate valve with C.I. wheel of approved quality (screwed end) - 32 mm nominal bore | Each | 4 |  | Included | 0 | 0 | 0
76 |  |  |  |  | CIVIL WORKS | 18.53.1 |  |  | 18% |  | Providing and fixing C.P. brass angle valve for basin mixer and geyser points of approved quality conforming to IS:8931 - 15 mm nominal bore | Each | 10 |  | Included | 0 | 0 | 0
77 |  |  |  |  | CIVIL WORKS | 18.48 |  |  | 18% |  | Providing and placing on terrace (at all floor levels) polyethylene water storage tank, ISI : 12701 marked, with cover and suitable locking arrangement and making necessary holes for inlet, outlet and overflow pipes but without fittings and the base support for tank. | Litre | 2000 |  | Included | 0 | 0 | 0
78 |  |  |  |  | CIVIL WORKS | 18.53A |  |  | 18% |  | Providing and fixing C.P. Brass extension nipple (size 15mmx50mm) of approved make and quality as per direction of Engineer-in-charge. | Each | 10 |  | Included | 0 | 0 | 0
79 |  |  |  |  | CIVIL WORKS | 18.77 |  |  | 18% |  | Cutting holes up to 15x15 cm in R.C.C. floors and roofs for passing drain pipe etc. and repairing the hole after insertion of drain pipe etc. with cement concrete 1:2:4 (1 cement : 2 coarse sand : 4 graded stone aggregate 20 mm nominal size), including finishing complete so as to make it leak proof. | Each | 2 |  | Included | 0 | 0 | 0
80 |  |  |  |  | CIVIL WORKS | 19.4.1.1 |  |  | 18% |  | Providing and fixing square-mouth S.W. gully trap class SP-1 complete with C.I. grating brick masonry chamber with water tight C.I. cover with frame of 300 x300 mm size (inside) the weight of cover to be not less than 4.50 kg and frame to be not less than 2.70 kg as per standard design, 100x100 mm size P type : With common burnt clay F.P.S. (non modular) bricks of class designation 7.5 | Each | 4 |  | Included | 0 | 0 | 0
81 |  |  |  |  | CIVIL WORKS | 12.41.2 |  |  | 18% |  | Providing and fixing on wall face unplasticised Rigid PVC rain water pipes conforming to IS : 13592 Type A, including jointing with seal ring conforming to IS : 5382, leaving 10 mm gap for thermal expansion, (i) Single socketed pipes. 110 mm diameter | MTR | 342 |  | Included | 0 | 0 | 0
82 |  |  |  |  | CIVIL WORKS | 12.42.6.2 |  |  | 18% |  | Providing and fixing on wall face unplasticised - PVC moulded fittings/ accessories for unplasticised Rigid PVC rain water pipes conforming to IS : 13592 Type A, including jointing with seal ring conforming to IS : 5382, leaving 10 mm gap for thermal expansion. Shoe (Plane) - 110 mm | Each | 40 |  | Included | 0 | 0 | 0
83 |  |  |  |  | CIVIL WORKS | 12.42.1.2 |  |  | 18% |  | Providing and fixing on wall face unplasticised - PVC moulded fittings/ accessories for unplasticised Rigid PVC rain water pipes conforming to IS : 13592 Type A, including jointing with seal ring conforming to IS : 5382, leaving 10 mm gap for thermal expansion. Coupler - 110 mm | Each | 40 |  | Included | 0 | 0 | 0
84 |  |  |  |  | CIVIL WORKS | 21.1.1.2 |  |  | 18% |  | Providing and fixing aluminium work for doors, windows, ventilators and partitions with extruded built up standard tubular sections/ appropriate Z sections and other sections of approved make conforming to IS: 733 and IS: 1285, fixing with dash fasteners of required dia and size, including necessary filling up the gaps at junctions, i.e. at top, bottom and sides with required EPDM rubber/ neoprene gasket etc. Aluminium sections shall be smooth, rust free, straight, mitred and jointed mechanically wherever required including cleat angle, Aluminium snap beading for glazing / panelling, C.P. brass / stainless steel screws, all complete as per architectural drawings and the directions of Engineer-in-charge. (Glazing, paneling and dash fasteners to be paid for separately) : For fixed portion - Powder coated aluminium (minimum thickness of powder coating 50 micron) | Kg | 300 |  | Included | 0 | 0 | 0
85 |  |  |  |  | CIVIL WORKS | 21.1.2.2 |  |  | 18% |  | Providing and fixing aluminium work for doors, windows, ventilators and partitions with extruded built up standard tubular sections/ appropriate Z sections and other sections of approved make conforming to IS: 733 and IS: 1285, fixing with dash fasteners of required dia and size, including necessary filling up the gaps at junctions, i.e. at top, bottom and sides with required EPDM rubber/ neoprene gasket etc. Aluminium sections shall be smooth, rust free, straight, mitred and jointed mechanically wherever required including cleat angle, Aluminium snap beading for glazing / panelling, C.P. brass / stainless steel screws, all complete as per architectural drawings and the directions of Engineer-in-charge. (Glazing, paneling and dash fasteners to be paid for separately) : For shutters of doors, windows & ventilators including providing and fixing hinges/ pivots and making provision for fixing of fittings wherever required including the cost of EPDM rubber / neoprene gasket required (Fittings shall be paid for separately) Powder coated aluminium (minimum thickness of powder coating 50 micron) | Kg | 100 |  | Included | 0 | 0 | 0
86 |  |  |  |  | CIVIL WORKS | 21.18 |  |  | 18% |  | Providing and fixing 12 mm thick frameless toughened glass door shutter of approved brand and manufacture, including providing and fixing top & bottom pivot & double acting hydraulic floor spring type fixing arrangement and making necessary holes etc. for fixing required door fittings, all complete as per direction of Engineer-in-charge (Door handle, lock and stopper etc.to be paid separately). | Sqm | 35 |  | Included | 0 | 0 | 0
87 |  |  |  |  | CIVIL WORKS | 13.52 (M) |  |  | 18% |  | Finishing with PU coating (two or more coats) over RCC floor at all locations(workshop area) prepared and applied as per manufacturer’s specifications including, preparation of surface, etc. complete. Total thickness of PU coats shall be minimum 300 microns. The final coat of PU shall be applied after Installation of equipments. | Sqm | 5668 |  | Included | 0 | 0 | 0
88 | 7000016517 | 190 | 20 | 60 | CIVIL WORKS | 11.5 | 998734 |  | 18% |  | 62 mm thick cement concrete flooring with concrete hardener topping, under layer 50 mm thick cement concrete 1:2:4 (1 cement : 2 coarse sand : 4 graded stone aggregate 20mm nominal size) and top layer 12mm thick cement hardener consisting of mix 1:2 (1 cement hardener mix : 2 graded stone aggregate, 6mm nominal size) by volume, hardening compound mixed @ 2 litre per 50 kg of cement or as per manufacture’s specifications. This includes cost of cement slurry, but excluding the cost of nosing of steps etc. complete. | Sqm | 5668 |  | Included | 0 | 0 | 0
89 | 7000016517 | 190 | 20 | 70 | CIVIL WORKS | 10.19 (m) | 998734 |  | 18% |  | Providing and fixing mild steel hot dip galvabizing foundation bolts with nuts and washer plates complete. | Kg | 5000 |  | Included | 0 | 0 | 0
90 | 7000016517 | 190 | 20 | 80 | CIVIL WORKS | 10.2 | 998734 |  | 18% |  | Structural steel work riveted, bolted or welded in built up sections, trusses and framed work, including cutting, hoisting, fixing in position and applying a priming coat of approved steel primer all complete. | Kg | 480000 |  | Included | 0 | 0 | 0
91 | 7000016517 | 190 | 20 | 90 | CIVIL WORKS | NS | 998734 |  | 18% |  | Diluting and injecting chemical emulsion (to be supplied under other item) for PRE-CONSTRUCTIONAL anti-termite treatment and creating a continuous chemical barrier under and around the columns pits, wall trenches, basement excavation, along the external perimeter of retaining wall, expansion joints, over top surface consolidated earth on which apron is to be laid, surroundings of pipes and conduits etc., complete as per specifications. Chlorpyriphos/ Lindane emulsifiable concentrate 20% with 1% concentration. (cost of Chlorpyriphos/ Lindane emulsifiable concentrate shall be paid separately. Basement floor slab area of the building only shall be measured for payment) | SQM | 0 |  | Included | 0 | 0 | 0
92 |  |  |  |  | CIVIL WORKS | NS |  |  | 18% |  | Supply and installation of 50 mm wall panel with PPGI sheet 0.5/0.5 mm both side having PUF Density of 40kg/cum (+/- 2kg per Cum ) etc. complete as per technical specification and drawing. | Sqm | 5400 |  | Included | 0 | 0 | 0
93 |  |  |  |  | CIVIL WORKS | NS |  |  | 18% |  | Supply and installation of 30/60 mm corrugated Roof Panel with PPGI sheet 0.5/0.5 mm both side having PUF Density of 40kg/cum (+/- 2kg per Cum ) etc. complete as per technical specification and drawing. | Sqm | 5000 |  | Included | 0 | 0 | 0
94 |  |  |  |  | CIVIL WORKS | NS |  |  | 18% |  | Providing & fixing chicken wire mesh 24 gauge at junctions of RCC and masonry walls including fixing in position, scaffolding etc. complete as directed by Engineer-in-charge. | SQM | 100 |  | Included | 0 | 0 | 0
95 |  |  |  |  | CIVIL WORKS | NS |  |  | 18% |  | Providing and fixing soil, waste and vent pipes with unplasticised rigid PVC 110mm dia pipes conforming IS 13592 Type B. including jointing, testing etc. all complete as directed by the Engineer in charge | MTR | 100 |  | Included | 0 | 0 | 0
96 |  |  |  |  | CIVIL WORKS | NS |  |  | 18% |  | Providing and fixing soil, waste and vent pipes with unplasticised rigid PVC 75mm dia pipes conforming IS 13592 Type B.including jointing, testing etc. all complete as directed by the Engineer in charge. | MTR | 100 |  | Included | 0 | 0 | 0
97 |  |  |  |  | CIVIL WORKS | NS |  |  | 18% |  | Providing and fixing of bend of required degree, insertion rubber washer 3mm thick with necessary PVC 110mm dia bend.including jointing, testing etc. all complete as directed by the Engineer in charge. | Each | 10 |  | Included | 0 | 0 | 0
98 |  |  |  |  | CIVIL WORKS | NS |  |  | 18% |  | Providing and fixing of bend of required degree, insertion rubber washer 3mm thick with necessary PVC 75mm dia bend.including jointing, testing etc. all complete as directed by the Engineer in charge.. | Each | 10 |  | Included | 0 | 0 | 0
99 |  |  |  |  | CIVIL WORKS | NS |  |  | 18% |  | Providing and fixing of bend of required degree, insertion rubber washer 3mm thick, with access door with necessary PVC 110mm dia and.including jointing, testing etc. all complete as directed by the Engineer in charge. | Each | 5 |  | Included | 0 | 0 | 0
100 | 7000016517 | 190 | 20 | 100 | CIVIL WORKS | NS | 998336 |  | 18% |  | Providing and fixing multi floor trap of self cleaning design 110x75mm,all complete as directed by the Engineer in charge. | Each | 5 |  | Included | 0 | 0 | 0
101 | 7000016517 | 190 | 20 | 110 | CIVIL WORKS | NS | 998336 |  | 18% |  | Providing and fixing floor trap of self cleaning design 110x75mm,all complete as directed by the Engineer in charge. | Each | 5 |  | Included | 0 | 0 | 0
102 | 7000016517 | 190 | 20 | 120 | CIVIL WORKS | NS | 998336 |  | 18% |  | Providing and fixing soil, waste and vent pipes with unplsticised rigid PVC 160mm dia pipes conforming IS 13592 Type B. all complete as directed by the Engineer in charge. | MTR | 100 |  | Included | 0 | 0 | 0
103 | 7000016517 | 360 | 50 | 10 | CIVIL WORKS | NS | 998734 |  | 18% |  | Providing and fixing CP Brass 2 in one taps for WC with health faucet, flexible hose pipe complete. Jaguar 5041 for tap & 563 for health facet or equivalent model of approved brands. | Each | 5 |  | Included | 0 | 0 | 0
104 | 7000016517 | 360 | 50 | 20 | CIVIL WORKS | NS | 998734 |  | 18% |  | Providing and fixing reputed make (As per list attached) WPC solid Door Frames sections of minimum size 100x62mm with one side rebate suitable for fixing Single shutters 28--35mm thick of WPC/Flush or wooden panelled. All complete as directed by the engineer-in-charge. Note: Rates quoted by the agency shall be inclusive of all material, making suitable for fixing, making pattern or design as approved by POWERGRID with all necessary materials, leads and lifts etc. | MTR | 42 |  | Included | 0 | 0 | 0
105 | 7000016517 | 360 | 50 | 30 | CIVIL WORKS | NS | 998734 |  | 18% |  | Providing and fixing Minimum 28mm thick WPC shutters of approved brand (As per list attached) and design/ pattern with min 3 Nos of 100x58x1.9mm stainless steel hinges. All complete as directed by the Engineer-in-charge. Note: Rates quoted by the agency shall be inclusive of all material, making suitable for fixing, making pattern or design as approved by POWERGRID with all necessary materials, leads and lifts etc. | SQM | 16 |  | Included | 0 | 0 | 0
106 | 7000016517 | 360 | 50 | 40 | CIVIL WORKS | NS | 998336 |  | 18% |  | Providing and fixing of stainless steel 304 grade of make PULL HANDLES 300 x 22mm, SS 304, Finish : Satin with necessary screws etc. complete. Dormakaba / Godrej / Kich make or equivalent | SET | 6 |  | Included | 0 | 0 | 0
107 | 7000016517 | 360 | 50 | 50 | CIVIL WORKS | NS | 998336 |  | 18% |  | Provinding and fixing of Pull Handle for Door 600 MM length in Stainless Steel finish fixed on one side of the door with necessary screw etc. | SET | 2 |  | Included | 0 | 0 | 0
108 | 7000016517 | 360 | 50 | 60 | DESIGN AND PLANNING OF BUILDING | CPWD PART 3 | 998734 |  | 18% |  | Design and drawings of PEB building as per tender drawing including design of foundation, structural drawings of all RCC | LS | 1 |  | Included | 0 | 0 | 0
109 | 7000016517 | 410 | 20 | 10 | EOT CRANE | NS | 998713 |  | 18% |  | Design, manufacturing & supply of 300/50T EOT crane as per TS. | LS | 1 |  | Included | 0 | 0 | 0
110 | 7000016517 | 410 | 20 | 20 | EOT CRANE | NS | 998734 |  | 18% |  | Design, manufacturing & supply of 50/10T span EOT crane as per TS. | LS | 1 |  | Included | 0 | 0 | 0
111 | 7000016517 | 410 | 20 | 30 | HV and LV System | SOR | 998713 |  | 18% |  | 1000kVA Out door transformer | nos | 2 |  | Included | 0 | 0 | 0
112 | 7000016517 | 410 | 20 | 40 | HV and LV System | SOR | 998713 |  | 18% |  | Ring Main Unit (RMU) | nos | 1 |  | Included | 0 | 0 | 0
113 | 7000016517 | 410 | 20 | 50 | HV and LV System | SOR | 998734 |  | 18% |  | Diesel Generator Set | nos | 1 |  | Included | 0 | 0 | 0
114 | 7000016517 | 1830 | 1120 | 10 | HV and LV System | SOR | 998736 |  | 18% |  | HT Panel | nos | 1 |  | Included | 0 | 0 | 0
115 | 7000016517 | 1830 | 1120 | 20 | HV and LV System | SOR | 998736 |  | 18% |  | MLVP-01 Panel | nos | 1 |  | Included | 0 | 0 | 0
116 | 7000016517 | 1840 | 1290 | 10 | HV and LV System | SOR | 998736 |  | 18% |  | Generator/Synchronizing Panel | nos | 1 |  | Included | 0 | 0 | 0
117 | 7000016517 | 1840 | 1290 | 20 | HV and LV System | SOR | 998736 |  | 18% |  | APPFC-01(CAPACITOR BANK) 1000KVAR | nos | 1 |  | Included | 0 | 0 | 0
118 | 7000016517 | 1840 | 1290 | 30 | HV and LV System | SOR | 998736 |  | 18% |  | MDP-EQ | nos | 1 |  | Included | 0 | 0 | 0
119 | 7000016517 | 1840 | 1290 | 40 | HV and LV System | SOR | 998736 |  | 18% |  | SMDP-EX | nos | 1 |  | Included | 0 | 0 | 0
120 | 7000016517 | 1840 | 1290 | 50 | Electrical Cable Requirements | SOR | 998736 |  | 18% |  | RMU Incomming Cables | m | 1400 |  | Included | 0 | 0 | 0
121 | 7000016517 | 1840 | 1290 | 60 | Electrical Cable Requirements | SOR | 998736 |  | 18% |  | Cables for RMU to Transformer (3Cx120mm² XLPE/SWA/PVC COPPER,11KV CABLE) | Km | 0.05 |  | Included | 0 | 0 | 0
122 | 7000016517 | 1840 | 1290 | 70 | Electrical Cable Requirements | SOR | 998736 |  | 18% |  | Cables for Transformer to MLVP-01 Panel (14Runs/Nos x1Cx630sqmm XLPE/AWA/PVC/Cu. CABLES) | Km | 0.05 |  | Included | 0 | 0 | 0
123 | 7000016517 | 1840 | 1290 | 80 | Electrical Cable Requirements | SOR | 998736 |  | 18% |  | Cables for Generator to Synchronizing Panel | Km | 0.05 |  | Included | 0 | 0 | 0
124 | 7000016517 | 1840 | 1290 | 90 | Electrical Cable Requirements | SOR | 998736 |  | 18% |  | 5Runs/Nos x4Cx240mm² XLPE/SWA/PVC/CU CABLE and 3Runs x185mm² PVC Earth Cable | Km | 0.05 |  | Included | 0 | 0 | 0
125 | 7000016517 | 1840 | 1290 | 100 | Electrical Cable Requirements | SOR | 998736 |  | 18% |  | 4Runs/Nos x4Cx185mm² XLPE/SWA/PVC/CU CABLE and 2Runs x185mm² PVC Earth Cable | Km | 0.05 |  | Included | 0 | 0 | 0
126 | 7000016517 | 1840 | 1290 | 110 | Electrical Cable Requirements | SOR | 998734 |  | 18% |  | 2Runs/Nos x4Cx240mm² XLPE/SWA/PVC/CU CABLE and 240mm² PVC Earth Cable | Km | 0.15 |  | Included | 0 | 0 | 0
127 | 7000016517 | 1850 | 1310 | 10 | Electrical Cable Requirements | SOR | 998734 |  | 18% |  | 4Cx240mm² XLPE/SWA/PVC/CU CABLE and 120mm² PVC Earth Cable | Km | 0.25 |  | Included | 0 | 0 | 0
128 | 7000016517 | 1850 | 1310 | 20 | Electrical Cable Requirements | SOR | 998736 |  | 18% |  | 4Cx95mm² XLPE/SWA/PVC/CU CABLE and 50mm² PVC Earth Cable | Km | 0.15 |  | Included | 0 | 0 | 0
129 | 7000016517 | 1850 | 1310 | 30 | Electrical Cable Requirements | SOR | 998736 |  | 18% |  | 4Cx70mm² XLPE/SWA/PVC/CU CABLE and 35mm² PVC Earth Cable | Km | 0.6 |  | Included | 0 | 0 | 0
130 | 7000016517 | 1850 | 1310 | 40 | Electrical Cable Requirements | SOR | 998736 |  | 18% |  | 4Cx35mm² XLPE/SWA/PVC/CU CABLE and 25mm² PVC Earth Cable | Km | 0.35 |  | Included | 0 | 0 | 0
131 | 7000016517 | 1850 | 1310 | 50 | Electrical Cable Requirements | SOR | 998736 |  | 18% |  | 4Cx25mm² XLPE/SWA/PVC/CU CABLE and 16mm² PVC Earth Cable | Km | 0.25 |  | Included | 0 | 0 | 0
132 | 7000016517 | 1850 | 1310 | 60 | Electrical Cable Requirements | SOR | 998736 |  | 18% |  | 4Cx16mm² XLPE/SWA/PVC/CU CABLE and 10mm² PVC Earth Cable | Km | 0.35 |  | Included | 0 | 0 | 0
133 | 7000016517 | 1850 | 1310 | 70 | Electrical Cable Requirements | SOR | 998736 |  | 18% |  | 4Cx10mm² XLPE/SWA/PVC/CU CABLE and 10mm² PVC Earth Cable | Km | 0.6 |  | Included | 0 | 0 | 0
134 | 7000016517 | 1860 | 1340 | 10 | Electrical Cable Requirements | SOR | 998736 |  | 18% |  | 4Cx6mm² XLPE/SWA/PVC/CU CABLE and 6mm² PVC Earth Cable | Km | 0.8 |  | Included | 0 | 0 | 0
135 | 7000016517 | 1860 | 1340 | 20 | Electrical Cable Requirements | SOR | 998736 |  | 18% |  | 2C x 6mm² XLPE/SWA/PVC Copper Cable | Km | 0.8 |  | Included | 0 | 0 | 0
136 | 7000016517 | 1860 | 1340 | 30 | Electrical Cable Requirements | SOR | 998736 |  | 18% |  | 2C x 4mm² XLPE/SWA/PVC Copper Cable | Km | 2 |  | Included | 0 | 0 | 0
137 |  |  |  |  | Electrical Cable Requirements | SOR |  |  | 18% |  | 2C x 2.5 mm² XLPE/SWA/PVC Copper Cable | Km | 2 |  | Included | 0 | 0 | 0
138 |  |  |  |  | Electrical Distributions | SOR |  |  | 18% |  | DB-LDB | nos | 2 |  | Included | 0 | 0 | 0
139 |  |  |  |  | Electrical Distributions | SOR |  |  | 18% |  | DB-PDB-1 | nos | 2 |  | Included | 0 | 0 | 0
140 |  |  |  |  | Electrical Distributions | SOR |  |  | 18% |  | DB-PDB-2 | nos | 1 |  | Included | 0 | 0 | 0
141 |  |  |  |  | Electrical Distributions | SOR |  |  | 18% |  | DB-PDB-3 | nos | 1 |  | Included | 0 | 0 | 0
142 |  |  |  |  | Electrical Distributions | SOR |  |  | 18% |  | DB-PDB-4 | nos | 1 |  | Included | 0 | 0 | 0
143 |  |  |  |  | Electrical Distributions | SOR |  |  | 18% |  | DB-PDB-5 | nos | 1 |  | Included | 0 | 0 | 0
144 |  |  |  |  | Electrical Distributions | SOR |  |  | 18% |  | DB-PR | nos | 1 |  | Included | 0 | 0 | 0
145 |  |  |  |  | Electrical Distributions | SOR |  |  | 18% |  | 800A Control Panel | nos | 2 |  | Included | 0 | 0 | 0
146 |  |  |  |  | Electrical Distributions | SOR |  |  | 18% |  | 400A Control Panel | nos | 2 |  | Included | 0 | 0 | 0
147 |  |  |  |  | Electrical Distributions | SOR |  |  | 18% |  | 200A Control Panel | nos | 2 |  | Included | 0 | 0 | 0
148 |  |  |  |  | Electrical Distributions | SOR |  |  | 18% |  | 160A Control Panel | nos | 4 |  | Included | 0 | 0 | 0
149 |  |  |  |  | Electrical Distributions | SOR |  |  | 18% |  | 63A Control Panel | nos | 1 |  | Included | 0 | 0 | 0
150 |  |  |  |  | Electrical Distributions | SOR |  |  | 18% |  | 40A Control Panel | nos | 4 |  | Included | 0 | 0 | 0
151 |  |  |  |  | Electrical Distributions | SOR |  |  | 18% |  | 32A Control Panel | nos | 1 |  | Included | 0 | 0 | 0
152 |  |  |  |  | Electrical Distributions | SOR |  |  | 18% |  | 32A TPN Isolator For Exhaust Fan | nos | 15 |  | Included | 0 | 0 | 0
153 |  |  |  |  | Electrical Distributions | SOR |  |  | 18% |  | 20A TPN Isolator For Rolling Shutter | nos | 2 |  | Included | 0 | 0 | 0
154 |  |  |  |  | Electrical Distributions | SOR |  |  | 18% |  | 25A or 32A SPN Isolator For Outdoor Units | nos | 14 |  | Included | 0 | 0 | 0
155 |  |  |  |  | Electrical Containments | SOR |  |  | 18% |  | 600mm Cable Tray | m | 550 |  | Included | 0 | 0 | 0
156 |  |  |  |  | Electrical Containments | SOR |  |  | 18% |  | 450mm Cable Tray | m | 550 |  | Included | 0 | 0 | 0
157 |  |  |  |  | Electrical Containments | SOR |  |  | 18% |  | 300mm Cable Tray | m | 400 |  | Included | 0 | 0 | 0
158 |  |  |  |  | Electrical Containments | SOR |  |  | 18% |  | 150mm Cable Tray | m | 300 |  | Included | 0 | 0 | 0
159 |  |  |  |  | Electrical Containments | SOR |  |  | 18% |  | 100x100 GI Trunking | m | 400 |  | Included | 0 | 0 | 0
160 |  |  |  |  | Electrical Containments | SOR |  |  | 18% |  | 75x75 GI Trunking | m | 400 |  | Included | 0 | 0 | 0
161 |  |  |  |  | Electrical Containments | SOR |  |  | 18% |  | 110 Dia Sleeve | m | 350 |  | Included | 0 | 0 | 0
162 |  |  |  |  | Electrical Containments | SOR |  |  | 18% |  | 160 Dia Sleeve | m | 200 |  | Included | 0 | 0 | 0
163 |  |  |  |  | Electrical Containments | SOR |  |  | 18% |  | 200 Dia Sleeve | m | 75 |  | Included | 0 | 0 | 0
164 |  |  |  |  | Electrical Containments | SOR |  |  | 18% |  | 32mm GI Conduits Approx. | m | 1800 |  | Included | 0 | 0 | 0
165 |  |  |  |  | Electrical Accessories | SOR |  |  | 18% |  | 300W LED HIGH BAY METAL LIGHT FITTING | nos | 85 |  | Included | 0 | 0 | 0
166 |  |  |  |  | Electrical Accessories | SOR |  |  | 18% |  | 4x18W RECESSED TYPE LIGHT FITTING IP20 | nos | 25 |  | Included | 0 | 0 | 0
167 |  |  |  |  | Electrical Accessories | SOR |  |  | 18% |  | 2x42W SUSPENDED TYPE LINEAR LIGHT FITTING IP65 | nos | 20 |  | Included | 0 | 0 | 0
168 |  |  |  |  | Electrical Accessories | SOR |  |  | 18% |  | 2x32W SUSPENDED TYPE LINEAR LIGHT FITTING IP65 | nos | 10 |  | Included | 0 | 0 | 0
169 |  |  |  |  | Electrical Accessories | SOR |  |  | 18% |  | 1x18W RECESSED MOUNTED DOWN LIGHT FITTING IP44 | nos | 20 |  | Included | 0 | 0 | 0
170 |  |  |  |  | Electrical Accessories | SOR |  |  | 18% |  | 1x26W RECESSED MOUNTED DOWN LIGHT FITTING IP20 | nos | 20 |  | Included | 0 | 0 | 0
171 |  |  |  |  | Electrical Accessories | SOR |  |  | 18% |  | 11W MIRROR LIGHT | nos | 15 |  | Included | 0 | 0 | 0
172 |  |  |  |  | Electrical Accessories | SOR |  |  | 18% |  | 70W LED SECURITY LIGHT IP54 | nos | 12 |  | Included | 0 | 0 | 0
173 |  |  |  |  | Electrical Accessories | SOR |  |  | 18% |  | 250W LED FLOOD LIGHT FITTING IP65 | nos | 15 |  | Included | 0 | 0 | 0
174 |  |  |  |  | Electrical Accessories | SOR |  |  | 18% |  | 10A ONE WAY SWITCH | nos | 70 |  | Included | 0 | 0 | 0
175 |  |  |  |  | Electrical Accessories | SOR |  |  | 18% |  | 10A TWO WAY SWITCH | nos | 10 |  | Included | 0 | 0 | 0
176 |  |  |  |  | Electrical Accessories | SOR |  |  | 18% |  | MULTI SOCKET OUTLET BOX WEATHER PROOF TYPE (4x20A 1∅, 1x16A 3∅ & 1x32A 3∅) | nos | 45 |  | Included | 0 | 0 | 0
177 |  |  |  |  | Electrical Accessories | SOR |  |  | 18% |  | FLOOR BOX, 1Nos.13A TWIN SWITCHED SOCKET (NORMAL SUPPLY)/1Nos. TWIN SWITCHED SOCKET (UPS SUPPLY) & Nos. OF DUAL DATA OUTLETS. | nos | 20 |  | Included | 0 | 0 | 0
178 |  |  |  |  | Electrical Accessories | SOR |  |  | 18% |  | 13A SINGLE SWITCHED SOCKET. | nos | 40 |  | Included | 0 | 0 | 0
179 |  |  |  |  | Electrical Accessories | SOR |  |  | 18% |  | 13A TWIN SWITCHED SOCKET. | nos | 40 |  | Included | 0 | 0 | 0
180 |  |  |  |  | Electrical Accessories | SOR |  |  | 18% |  | RJ45 SINGLE DATE OUTLET | nos | 20 |  | Included | 0 | 0 | 0
181 |  |  |  |  | Electrical Accessories | SOR |  |  | 18% |  | RJ45 DUEL DATE OUTLET | nos | 20 |  | Included | 0 | 0 | 0
182 |  |  |  |  | Electrical Accessories | SOR |  |  | 18% |  | FUSED SPUR OUTLET | nos | 20 |  | Included | 0 | 0 | 0
183 |  |  |  |  | Electrical Accessories | SOR |  |  | 18% |  | 20A DP SWITCH WITH INDICATOR | nos | 20 |  | Included | 0 | 0 | 0
184 |  |  |  |  | Electrical Accessories | SOR |  |  | 18% |  | WALL MOUNTED CCTV | nos | 20 |  | Included | 0 | 0 | 0
185 |  |  |  |  | Electrical Accessories | SOR |  |  | 18% |  | CEILING MOUNTED CAMERA | nos | 8 |  | Included | 0 | 0 | 0
186 |  |  |  |  | Electrical Accessories | SOR |  |  | 18% |  | CEILING MOUNTED SPEAKER | nos | 15 |  | Included | 0 | 0 | 0
187 |  |  |  |  | Electrical Accessories | SOR |  |  | 18% |  | WALL MOUNTED SPEAKER | nos | 20 |  | Included | 0 | 0 | 0
188 |  |  |  |  | Electrical Accessories | SOR |  |  | 18% |  | ELV JUNCTION BOX | nos | 4 |  | Included | 0 | 0 | 0
189 |  |  |  |  | Electrical Accessories | SOR |  |  | 18% |  | ELECTRICAL MANHOLE | nos | 4 |  | Included | 0 | 0 | 0
190 |  |  |  |  | Electrical Accessories | SOR |  |  | 18% |  | ELV MANHOLE | nos | 12 |  | Included | 0 | 0 | 0
191 |  |  |  |  | HVAC System | SOR |  |  | 18% |  | Split AC - 1.0 Tr | Nos | 2 |  | Included | 0 | 0 | 0
192 |  |  |  |  | HVAC System | SOR |  |  | 18% |  | Split AC - 1.5 Tr | Nos | 3 |  | Included | 0 | 0 | 0
193 |  |  |  |  | HVAC System | SOR |  |  | 18% |  | Split AC - 2.0 Tr | Nos | 6 |  | Included | 0 | 0 | 0
194 |  |  |  |  | HVAC System | SOR |  |  | 18% |  | Outdoor Units (for above 11 split AC) | Nos | 11 |  | Included | 0 | 0 | 0
195 |  |  |  |  | HVAC System | SOR |  |  | 18% |  | Wall Mounted Exhaust Fan - 30 l/s | Nos | 5 |  | Included | 0 | 0 | 0
196 |  |  |  |  | HVAC System | SOR |  |  | 18% |  | Wall Mounted Exhaust Fan - 75 l/s | Nos | 4 |  | Included | 0 | 0 | 0
197 |  |  |  |  | HVAC System | SOR |  |  | 18% |  | Wall Mounted Exhaust Fan - 150 l/s | Nos | 4 |  | Included | 0 | 0 | 0
198 |  |  |  |  | HVAC System | SOR |  |  | 18% |  | Thermostat Control ( for above 11 split AC) | Nos | 11 |  | Included | 0 | 0 | 0
199 |  |  |  |  | HVAC System | SOR |  |  | 18% |  | Refrigerant Pipes ( for above 11 split AC) | m | 160 |  | Included | 0 | 0 | 0
200 |  |  |  |  | Fire Fighting System | SOR |  |  | 18% |  | SMOKE DETECTOR | Nos | 75 |  | Included | 0 | 0 | 0
201 |  |  |  |  | Fire Fighting System | SOR |  |  | 18% |  | HEAT DETECTOR | Nos | 8 |  | Included | 0 | 0 | 0
202 |  |  |  |  | Fire Fighting System | SOR |  |  | 18% |  | EMERGENCY LIGHT | Nos | 102 |  | Included | 0 | 0 | 0
203 |  |  |  |  | Fire Fighting System | SOR |  |  | 18% |  | FIRE EXIT SIGNS/LIGHT | Nos | 14 |  | Included | 0 | 0 | 0
204 |  |  |  |  | Fire Fighting System | SOR |  |  | 18% |  | MANUAL FIRE ALARM CALL POINT | Nos | 14 |  | Included | 0 | 0 | 0
205 |  |  |  |  | Fire Fighting System | SOR |  |  | 18% |  | FIRE ALARM SOUNDER | Nos | 10 |  | Included | 0 | 0 | 0
206 |  |  |  |  | Fire Fighting System | SOR |  |  | 18% |  | FIRE ALARM SOUNDER WITH STROBE LIGHT | Nos | 7 |  | Included | 0 | 0 | 0
207 |  |  |  |  | Fire Fighting System | SOR |  |  | 18% |  | FIRE ALARM PANEL | Nos | 2 |  | Included | 0 | 0 | 0
208 |  |  |  |  | Fire Fighting System | SOR |  |  | 18% |  | FIRE HOSE REEL (45M) | Nos | 10 |  | Included | 0 | 0 | 0
209 |  |  |  |  | Fire Fighting System | SOR |  |  | 18% |  | FIRE EXTINGUISHERS (FOAM TYPE) AFFF | Nos | 14 |  | Included | 0 | 0 | 0
210 |  |  |  |  | Fire Fighting System | SOR |  |  | 18% |  | FIRE EXTINGUISHERS (CARBON DIOXIDE) CO2 | Nos | 14 |  | Included | 0 | 0 | 0
211 |  |  |  |  | Fire Fighting System | SOR |  |  | 18% |  | FIRE EXTINGUISHERS (DRY POWDER) | Nos | 4 |  | Included | 0 | 0 | 0
212 |  |  |  |  | Fire Fighting System | SOR |  |  | 18% |  | FIRE BLANKET | Nos | 2 |  | Included | 0 | 0 | 0
213 |  |  |  |  | Fire Fighting System | SOR |  |  | 18% |  | FIRE HYDRANT | Nos | 6 |  | Included | 0 | 0 | 0
214 |  |  |  |  | Fire Fighting System | SOR |  |  | 18% |  | VALVE CHAMBER WITH VALVE | Nos | 7 |  | Included | 0 | 0 | 0
215 |  |  |  |  | Fire Fighting System | SOR |  |  | 18% |  | FIRE PUMP SET DUTY/STANDBY/JOCKEY CAP:- 750 GPM @ 8 BAR) | Set | 2 |  | Included | 0 | 0 | 0
216 |  |  |  |  | Fire Fighting System | SOR |  |  | 18% |  | 160 DIA FIRE PIPE | m | 440 |  | Included | 0 | 0 | 0
217 |  |  |  |  | Fire Fighting System | SOR |  |  | 18% |  | 50 DIA FIRE PIPE | m | 190 |  | Included | 0 | 0 | 0
218 |  |  |  |  | Plumbing System | SOR |  |  | 18% |  | European Water Closet (EWC) with complete accessories | Set | 2 |  | Included | 0 | 0 | 0
219 |  |  |  |  | Plumbing System | SOR |  |  | 18% |  | Asian Water Closet (AWC) with complete accessories | Set | 9 |  | Included | 0 | 0 | 0
220 |  |  |  |  | Plumbing System | SOR |  |  | 18% |  | Urinal with flush valve manual type with complete accessories | Set | 4 |  | Included | 0 | 0 | 0
221 |  |  |  |  | Plumbing System | SOR |  |  | 18% |  | Counter Top Wash Basin with complete accessories | Set | 10 |  | Included | 0 | 0 | 0
222 |  |  |  |  | Plumbing System | SOR |  |  | 18% |  | Kitchen Sink with complete accessories | Set | 2 |  | Included | 0 | 0 | 0
223 |  |  |  |  | Plumbing System | SOR |  |  | 18% |  | Water Cooler with complete accessories | Set | 2 |  | Included | 0 | 0 | 0
224 |  |  |  |  | Plumbing System | SOR |  |  | 18% |  | 50 Liter Water Heater with complete accessories | Set | 4 |  | Included | 0 | 0 | 0
225 |  |  |  |  | Plumbing System | SOR |  |  | 18% |  | Sump Pump For Pump Room | Set | 2 |  | Included | 0 | 0 | 0
226 |  |  |  |  | Plumbing System | SOR |  |  | 18% |  | COLD WATER BOOSTER PUMP SET (1 DUTY/1 STANDBY) (CAPA: 2.5 LPS @ 3 BAR+200 Litre) PRESSURE VESSEL) | Set | 2 |  | Included | 0 | 0 | 0
227 |  |  |  |  | Plumbing System | SOR |  |  | 18% |  | Floor Trap | Nos | 7 |  | Included | 0 | 0 | 0
228 |  |  |  |  | Plumbing System | SOR |  |  | 18% |  | Floor Clean Out | Nos | 8 |  | Included | 0 | 0 | 0
229 | 7000016517 | 1860 | 1340 | 40 | Plumbing System | SOR | 998736 |  | 18% |  | Gully Trap | Nos | 5 |  | Included | 0 | 0 | 0
230 | 7000016517 | 1860 | 1340 | 50 | Plumbing System | SOR | 998736 |  | 18% |  | Isolation Valve | Nos | 14 |  | Included | 0 | 0 | 0
231 | 7000016517 | 1860 | 1340 | 60 | Plumbing System | SOR | 998736 |  | 18% |  | Valve Chamber With Valve | Nos | 4 |  | Included | 0 | 0 | 0
232 | 7000016517 | 1860 | 1340 | 70 | Plumbing System | SOR | 998736 |  | 18% |  | Sewage Manhole | Nos | 10 |  | Included | 0 | 0 | 0
233 | 7000016517 | 1870 | 1390 | 10 | Water Piping Details | SOR | 998736 |  | 18% |  | 75mm Dia | m | 125 |  | Included | 0 | 0 | 0
234 | 7000016517 | 1870 | 1390 | 20 | Water Piping Details | SOR | 998736 |  | 18% |  | 63mm Dia | m | 25 |  | Included | 0 | 0 | 0
235 | 7000016517 | 1880 | 1400 | 10 | Water Piping Details | SOR | 998731 |  | 18% |  | 50mm Dia | m | 25 |  | Included | 0 | 0 | 0
236 | 7000016517 | 1880 | 1400 | 20 | Water Piping Details | SOR | 998731 |  | 18% |  | 40mm Dia | m | 150 |  | Included | 0 | 0 | 0
237 | 7000016517 | 1880 | 1400 | 30 | Water Piping Details | SOR | 998731 |  | 18% |  | 32mm Dia | m | 25 |  | Included | 0 | 0 | 0
238 | 7000016517 | 1880 | 1400 | 40 | Water Piping Details | SOR | 998731 |  | 18% |  | 25mm Dia | m | 65 |  | Included | 0 | 0 | 0
239 | 7000016517 | 1880 | 1400 | 50 | Water Piping Details | SOR | 998731 |  | 18% |  | 25mm Dia | m | 375 |  | Included | 0 | 0 | 0
240 | 7000016517 | 1880 | 1400 | 60 | Drainage Piping Details | SOR | 998736 |  | 18% |  | 32mm Dia | m | 95 |  | Included | 0 | 0 | 0
241 | 7000016517 | 1880 | 1400 | 70 | Drainage Piping Details | SOR | 998736 |  | 18% |  | 50mm Dia | m | 95 |  | Included | 0 | 0 | 0
242 | 7000016517 | 1890 | 1401 | 10 | Drainage Piping Details | SOR | 998731 |  | 18% |  | 82mm Dia | m | 95 |  | Included | 0 | 0 | 0
243 | 7000016517 | 1890 | 1401 | 20 | Drainage Piping Details | SOR | 998731 |  | 18% |  | 110mm Dia | m | 125 |  | Included | 0 | 0 | 0
244 | 7000016517 | 1890 | 1401 | 30 | Drainage Piping Details | SOR | 998731 |  | 18% |  | 160mm Dia | m | 375 |  | Included | 0 | 0 | 0
[11 empty] | Total Installation Charges |  |  |  | 0 |  |  | 0
[11 empty] | Total GST as confirmed by Bidder |  |  |  |  | 0
0
* | In case the bidder leaves the cell for confirmation of the SAC and/or GST rate “blank”, the SAC and corresponding GST rate indicated by the Employer shall be deemed to be the one confirmed by the Bidder.
Date : |  |  | --
Place : | [11 empty] | Printed Name :
Designation :
Click for Sch-4

## Sch-3 Dis (hidden)
NR1/NT/W-CIVIL/DOM/I00/25/09005 (RFX- 5002004610) |  |  |  |  | Schedule - 3
Construction of Transformer and Reactor repair facility at ±500kV HVDC Bhiwadi terminal | [7 empty] | As per Lum-sum |  | 0%
(SCHEDULE OF RATES AND PRICES : ERECTION CHARGES) | [7 empty] | AS per Percent |  | #REF!
[8 empty] | As per lum-sum on Sch-3 |  | 0%
Bidder’s Name and Address (Lead Partner) : |  |  |  | To: |  |  |  | As per Percent on Sch-3 |  | #REF!
|  |  |  | Power Grid Corporation of India Limited |  |  |  | Total Discount |  | #REF!
Name : | …….. …….. …….. …….. …….. …….. |  |  | Northern Region Transmission System–I, Regional Headquarter,
Address : | …….. …….. …….. …….. …….. …….. |  |  | SCO Bay No. 5 to 10, Sector 16A,
| …….. …….. …….. …….. …….. …….. |  |  | Faridabad-121002, Haryana |  |  |  | Multipackage lum-sum |  | 0%
| …….. …….. …….. …….. …….. …….. |  |  | 0
[5 empty] | All Prices are in Indian Rupees. |  |  |  | Amount after Discount (Rs.) |  | Dis Alert | Amount after MPD (Rs.)
SI. No. | Description | Unit | Quantity | Unit Erection Charges | Total Erection Charges |  |  |  | Unit Erection Charges | Total Erection Charges |  | Unit Erection Charges | Total Erection Charges
1 | 2 | 3 | 4 | 5 | 6 = 4 x 5 |  |  |  | 5 | 6 = 4 x 5 |  | 5 | 6 = 4 x 5
#REF! | #REF!
#REF! | #REF!
| #REF! | #REF! | #REF! | #REF! | #REF!
| #REF! | #REF! | #REF! | #REF! | #REF!
#REF! | #REF! |  |  |  |  | (a) | Detailed Soil Investigation
| #REF! | #REF! | #REF! | #REF! | #REF! | (b) | All kinds of soil except fissured rock & hard rock
| #REF! | #REF! | #REF! | #REF! | #REF! | (e) | River Crossing Location
| #REF! | #REF! | #REF! | #REF! | #REF! | (f)
#REF! | #REF!
| #REF! | #REF! | #REF! | #REF! | #REF!
| #REF! | #REF! | #REF! | #REF! | #REF!
| #REF! | #REF! | #REF! | #REF! | #REF!
#REF! | #REF!
#REF! | #REF!
| #REF! | #REF! | #REF! | #REF! | #REF!
| #REF! | #REF! | #REF! | #REF! | #REF!
| #REF! | #REF! | #REF! | #REF! | #REF!
| #REF! | #REF! | #REF! | #REF! | #REF!
| #REF! | #REF! | #REF! | #REF! | #REF!
#REF! | #REF!
| #REF! | #REF! | #REF! | #REF! | #REF!
| #REF! | #REF! | #REF! | #REF! | #REF!
#REF! | #REF! | #REF! | #REF! | #REF! | #REF!
#REF! | #REF! | #REF! | #REF! | #REF! | #REF!
#REF! | #REF!
| #REF! | #REF! | #REF! | #REF! | #REF!
#REF! | #REF!
| #REF! | #REF! | #REF! | #REF! | #REF!
| #REF! | #REF! | #REF! | #REF! | #REF!
#REF! | #REF!
| #REF! | #REF! | #REF! | #REF! | #REF!
| #REF! | #REF! | #REF! | #REF! | #REF!
| #REF! | #REF! | #REF! | #REF! | #REF!
| #REF! | #REF! | #REF! | #REF! | #REF!
| #REF! | #REF! | #REF! | #REF! | #REF!
| #REF! | #REF! | #REF! | #REF! | #REF!
#REF!
| #REF! | #REF! | #REF! | #REF! | #REF!
| #REF! | #REF! | #REF! | #REF! | #REF!
| #REF! | #REF! | #REF! | #REF! | #REF!
| #REF! | #REF! | #REF! | #REF! | #REF!
#REF! | #REF!
#REF!
| #REF! | #REF! | #REF! | #REF! | #REF!
#REF! | #REF!
#REF! | #REF! | #REF! | #REF! | #REF! | #REF!
#REF! | #REF!
#REF! | #REF! | #REF! | #REF! | #REF! | #REF!
#REF! | #REF! | #REF! | #REF! | #REF! | #REF!
#REF! | #REF!
| #REF! | #REF! | #REF! | #REF! | #REF!
| Total Erection Price (A+B) |  |  |  | #REF!
Date : | --
Place : |  |  | Printed Name :
Designation :
Click for Sch-4

## Sch-4
NR1/NT/W-CIVIL/DOM/I00/25/09005 (RFX- 5002004610) | [15 empty] | Schedule - 4
Construction of Transformer and Reactor repair facility at ±500kV HVDC Bhiwadi terminal
(SCHEDULE OF RATES AND PRICES )
Bidder’s Name and Address (Lead Partner) : | [14 empty] | To:
Power Grid Corporation of India Limited
Name : | …….. …….. …….. …….. …….. …….. | [13 empty] | Northern Region Transmission System–I, Regional Headquarter,
Address : | …….. …….. …….. …….. …….. …….. | [13 empty] | SCO Bay No. 5 to 10, Sector 16A,
| …….. …….. …….. …….. …….. …….. | [13 empty] | Faridabad-121002, Haryana
| …….. …….. …….. …….. …….. …….. | [13 empty] | 0
Training Charges for Training to be imparted
SI. No. | PR No | PR Line Item No | Activity Header | PR Activity No | Activity Description | Service Code | SAC (Service Accounting Codes) | Whether SAC in column '8’ is confirmed. If not indicate applicable the SAC * | Rate of GST applicable ( in %) | Whether rate of GST in column ‘4’ is confirmed. If not indicate applicable rate of GST * | Description | Unit | Quantity | Unit Training Charges excluding GST | Total Training Charges excluding GST | Total GST as confirmed by Bidder
1 | 2 | 3 | 4 | 5 | 6 | 7 | 8 | 9 | 10 | 11 | 12 | 13 | 14 | 15 | 16 = 14 x 15 | 17
[17 empty] | Revaluation of J column | Tax Calculation
NOT APPLICABLE | [16 empty] | Revaluation of J column | Tax Calculation
[15 empty] | Included | 0 | 0 | 0
[9 empty] | Total Training Charges | [5 empty] | 0 |  |  | 0
[9 empty] | Total GST as confirmed by Bidder | [6 empty] | 0
Date : | -- | [12 empty] | Printed Name :
Place : | [13 empty] | Designation :
Click for Sch-5

## Sch-4b (hidden)
NR1/NT/W-CIVIL/DOM/I00/25/09005 (RFX- 5002004610) | [15 empty] | Schedule - 4b
Construction of Transformer and Reactor repair facility at ±500kV HVDC Bhiwadi terminal
(SCHEDULE OF RATES AND PRICES )
Bidder’s Name and Address (Lead Partner) : | [14 empty] | To:
Power Grid Corporation of India Limited
Name : | …….. …….. …….. …….. …….. …….. | [13 empty] | Northern Region Transmission System–I, Regional Headquarter,
Address : | …….. …….. …….. …….. …….. …….. | [13 empty] | SCO Bay No. 5 to 10, Sector 16A,
| …….. …….. …….. …….. …….. …….. | [13 empty] | Faridabad-121002, Haryana
| …….. …….. …….. …….. …….. …….. | [13 empty] | 0
Maintenance Charges during & after Defect Laibility Period
SI. No. | PR No | PR Line Item No | Activity Header | PR Activity No | Activity Description | Service Code | SAC (Service Accounting Codes) | Whether SAC in column '8’ is confirmed. If not indicate applicable the SAC * | Rate of GST applicable ( in %) | Whether rate of GST in column ‘4’ is confirmed. If not indicate applicable rate of GST * | Description | Unit | Quantity | Unit Maintenance Charges excluding GST | Total Maintenance Charges excluding GST | Total GST as confirmed by Bidder
1 | 2 | 3 | 4 | 5 | 6 | 7 | 8 | 9 | 10 | 11 | 12 | 13 | 14 | 15 | 16 = 14 x 15 | 17
| 0 | [15 empty] | Revaluation of P column | Tax Calculation
A. | #REF! | [15 empty] | Revaluation of P column | Tax Calculation
1 | [14 empty] | Included | 0 | 0 | 0
2 | [14 empty] | Included | 0 | 0 | 0
3 | [14 empty] | Included | 0 | 0 | 0
4 | [14 empty] | Included | 0 | 0 | 0
B. | #REF! | [15 empty] | Revaluation of P column | Tax Calculation
1 | [14 empty] | Included | 0 | 0 | 0
2 | [14 empty] | Included | 0 | 0 | 0
3 | [14 empty] | Included | 0 | 0 | 0
4 | [14 empty] | Included | 0 | 0 | 0
[9 empty] | Total Maintenance Charges during and after Defect Liabilty Period | [5 empty] | 0 |  |  | 0
[9 empty] | Total GST as confirmed by Bidder | [6 empty] | 0
Date : | -- | [12 empty] | Printed Name :
Place : | [13 empty] | Designation :
Click for Sch-5

## Sch-5
NR1/NT/W-CIVIL/DOM/I00/25/09005 (RFX- 5002004610) |  |  |  | Schedule - 5
Construction of Transformer and Reactor repair facility at ±500kV HVDC Bhiwadi terminal
(SUMMARY OF TAXES & DUTIES APPLICABLE ON PLANT & EQUIPMENT)
Bidder’s Name and Address (Lead Partner) : |  |  | To:
Power Grid Corporation of India Limited
Name : | …….. …….. …….. …….. …….. …….. |  | Northern Region Transmission System–I, Regional Headquarter,
Address : | …….. …….. …….. …….. …….. …….. |  | SCO Bay No. 5 to 10, Sector 16A,
| …….. …….. …….. …….. …….. …….. |  | Faridabad-121002, Haryana
| …….. …….. …….. …….. …….. …….. |  | 0
Sl. No. | Item Nos. |  | Total Price (INR) |  | After Discount |  | After MPDiscount
1 | TOTAL GST ON GOODS |  |  |  | Excise Duty | #REF! | Excise Duty | #REF!
| Total GST for Supply of Goods (inter-alia including Type Test Charges) between the Contractor and the Employer (identified in Schedule 1') which are not included in the Ex-works price as per the provision of the Bidding Documents, as applicable. |  | 0
2 | TOTAL GST ON SERVICES |  |  |  | Sales Tax | 0 | Sales Tax | 0
| Total GST on Installation Services (Schedule-3), Training to be imparted in India (Schedule-4) |  | 0 |  | #REF! | 0 | #REF! | 0
| GRAND TOTAL [1+2] |  | 0 |  | Grand Total after Discount | #REF! | Grand Total after MPD | #REF!
Date : | -- | Printed Name :
Place : |  | Designation :
Click for Sch-6

## Sch-5 Dis (hidden)
NR1/NT/W-CIVIL/DOM/I00/25/09005 (RFX- 5002004610) |  |  |  | Schedule - 5
Construction of Transformer and Reactor repair facility at ±500kV HVDC Bhiwadi terminal
SUMMARY OF TAXES & DUTIES APPLICABLE ON GOODS
Bidder’s Name and Address (Lead Partner) : |  |  | To:
Power Grid Corporation of India Limited
Name : | …….. …….. …….. …….. …….. …….. |  | Northern Region Transmission System–I, Regional Headquarter,
Address : | …….. …….. …….. …….. …….. …….. |  | SCO Bay No. 5 to 10, Sector 16A,
| …….. …….. …….. …….. …….. …….. |  | Faridabad-121002, Haryana
| …….. …….. …….. …….. …….. …….. |  | 0
Sl. No. | Item Nos. |  | Total Price (INR)
1 | TOTAL GST ON GOODS |  | 0
Total GST for Supply of Goods (inter-alia including Type Test Charges) between the Contractor and the Employer (identified in Schedule 1') which are not included in the Ex-works price as per the provision of the Bidding Documents, as applicable.
2 | TOTAL GST ON SERVICES |  | 0
Total GST on Installation Services (Schedule-3), Training to be imparted in India (Schedule-4a) and Maintenance Charges during and after Defect Liabilty Period (Schedule-4b)
| GRAND TOTAL [1+2] |  | 0
Date : | -- | Printed Name :
Place : |  | Designation :
Click for Sch-6

## Sch-6
NR1/NT/W-CIVIL/DOM/I00/25/09005 (RFX- 5002004610) |  |  | Schedule - 6
Construction of Transformer and Reactor repair facility at ±500kV HVDC Bhiwadi terminal
(GRAND SUMMARY)
Bidder’s Name and Address (Lead Partner) : |  |  | To:
Power Grid Corporation of India Limited
Name : | …….. …….. …….. …….. …….. …….. |  | Northern Region Transmission System–I, Regional Headquarter,
Address : | …….. …….. …….. …….. …….. …….. |  | SCO Bay No. 5 to 10, Sector 16A,
| …….. …….. …….. …….. …….. …….. |  | Faridabad-121002, Haryana
| …….. …….. …….. …….. …….. …….. |  | 0
Sl. No. | Description |  | Total Price (INR)
1 | TOTAL SCHEDULE NO. 1 |  | 0
Ex-works price of Plant and Equipment including Type Test Charges
2 | TOTAL SCHEDULE NO. 2 |  | 0
Local Transportation, In-transit Insurance, loading & unloading
3 | TOTAL SCHEDULE NO. 3 |  | 0
Installation Charges
4 | TOTAL SCHEDULE NO. 4 |  | 0
Training Charges
4b | TOTAL SCHEDULE NO. 4b |  | 0
Maintenance Charges during & after Defect Laibility Period
5 | TOTAL SCHEDULE NO. 5 |  | 0
Taxes and Duties
6 | TOTAL SCHEDULE NO. 7 |  | 0
Type Test Charges [Total of this Schedule is included in Schedule - 1 above.]
| GRAND TOTAL [1+2+3+4+5] |  | 0
Date : | -- | Printed Name :
Place : |  | Designation :
Click for Sch-7

## Sch-6 After Discount
NR1/NT/W-CIVIL/DOM/I00/25/09005 (RFX- 5002004610) |  |  | Schedule - 6 After Discount
Construction of Transformer and Reactor repair facility at ±500kV HVDC Bhiwadi terminal
(GRAND SUMMARY)
Bidder’s Name and Address (Lead Partner) : |  |  | To:
Power Grid Corporation of India Limited
Name : | …….. …….. …….. …….. …….. …….. |  | Northern Region Transmission System–I, Regional Headquarter,
Address : | …….. …….. …….. …….. …….. …….. |  | SCO Bay No. 5 to 10, Sector 16A,
| …….. …….. …….. …….. …….. …….. |  | Faridabad-121002, Haryana
| …….. …….. …….. …….. …….. …….. |  | 0
Sl. No. | Description |  | Total Price (INR)
1 | TOTAL SCHEDULE NO. 1 |  | 0
Ex-works price of Plant and Equipment including Type Test Charges
2 | TOTAL SCHEDULE NO. 2 |  | 0
Local Transportation, In-transit Insurance, loading & unloading
3 | TOTAL SCHEDULE NO. 3 |  | 0
Installation Charges
4 | TOTAL SCHEDULE NO. 4 |  | 0
Training Charges
4b | TOTAL SCHEDULE NO. 4b |  | 0
Maintenance Charges during & after Defect Laibility Period
5 | TOTAL SCHEDULE NO. 5 |  | 0
Taxes and Duties
6 | TOTAL SCHEDULE NO. 7 |  | 0
Type Test Charges [Total of this Schedule is included in Schedule - 1 above.]
| GRAND TOTAL [1+2+3+4+5] |  | 0
Date : | -- | Printed Name :
Place : |  | Designation :
Click for Sch-7

## Sch-7
NR1/NT/W-CIVIL/DOM/I00/25/09005 (RFX- 5002004610) | [11 empty] | Schedule 7
Construction of Transformer and Reactor repair facility at ±500kV HVDC Bhiwadi terminal | [15 empty] | As per Lum-sum |  | 0%
(SCHEDULE OF RATES AND PRICES ) | [15 empty] | AS per Percent |  | #REF!
[16 empty] | As per lum-sum on Sch-7 |  | 0%
Bidder’s Name and Address (Lead Partner) : | [9 empty] | To: | [5 empty] | As per Percent on Sch-7 |  | #REF!
[10 empty] | Power Grid Corporation of India Limited | [5 empty] | Total Discount |  | #REF!
Name : | [7 empty] | …….. …….. …….. …….. …….. …….. |  | Northern Region Transmission System–I, Regional Headquarter,
Address : | [7 empty] | …….. …….. …….. …….. …….. …….. |  | SCO Bay No. 5 to 10, Sector 16A,
[8 empty] | …….. …….. …….. …….. …….. …….. |  | Faridabad-121002, Haryana | [5 empty] | Multipackage Discount |  | 0%
[8 empty] | …….. …….. …….. …….. …….. …….. |  | 0
Type tests Charges:
SL. NO. | PR No | Line Item No | Code | HSN Code | Whether HSN in column ‘2’ is confirmed. If not indicate applicable the HSN code * | Rate of GST applicable ( in %) | Whether rate of GST in column ‘4’ is confirmed. If not indicate applicable rate of GST * | Description of Test | Unit | Quantity | Unit Test Charge | Total Test Charges (Rs.) | Total GST as confirmed by Bidder | Revaluation of M column | Tax Calculation |  | Total Test Charges After Discount (Rs.) |  | Dis Alert | Total Test Charges After MPD (Rs.)
1 | 2 | 3 | 4 | 5 | 6 | 7 | 8 | 9 | 10 | 11 | 12 | 13 = 10 x 11 | 14
I
1 | [11 empty] | Included | 0 | 0 | 0
2 | [11 empty] | Included | 0 | 0 | 0
NOT APPLICABLE
[8 empty] | TOTAL TYPE TEST CHARGES |  |  |  | 0
[8 empty] | Total GST as confirmed by Bidder |  |  |  |  | 0
Date : |  |  |  | -- |  |  |  |  | Printed Name :
Place : | [8 empty] | Designation :
Note : |  |  |  | Bidder should indicate the name of test laboratories where type tests are proposed to be conducted
NR1/NT/W-CIVIL/DOM/I00/25/09005 (RFX- 5002004610)
Construction of Transformer and Reactor repair facility at ±500kV HVDC Bhiwadi terminal | [7 empty] | 0 | 0
(SCHEDULE OF RATES AND PRICES ) | [7 empty] | 0 | 0
Bidder’s Name and Address (Lead Partner) :
[8 empty] | 0 | 0
Name : | [7 empty] | …….. …….. …….. …….. …….. …….. | 0
Address : | [7 empty] | …….. …….. …….. …….. …….. …….. | 0
[8 empty] | …….. …….. …….. …….. …….. …….. | 0
[8 empty] | …….. …….. …….. …….. …….. …….. | 0
SL. NO. | [7 empty] | Description of Test | #REF!
#REF! | [7 empty] | #REF! | #REF!
#REF! | [7 empty] | #REF!
#REF! | [7 empty] | #REF! | #REF!
#REF! | [7 empty] | #REF! | #REF!
[8 empty] | #REF! | #REF!
#REF! | [7 empty] | #REF!
#REF! | [7 empty] | #REF!
#REF! | [7 empty] | #REF!
#REF! | [7 empty] | #REF! | #REF!
#REF! | [7 empty] | #REF! | #REF!
#REF! | [7 empty] | #REF! | #REF!
#REF! | [7 empty] | #REF! | #REF!
[8 empty] | #REF! | #REF!
#REF! | [7 empty] | #REF!
#REF! | [7 empty] | #REF! | #REF!
#REF! | [7 empty] | #REF! | #REF!
#REF! | [7 empty] | #REF! | #REF!
#REF! | [7 empty] | #REF! | #REF!
[8 empty] | #REF! | #REF!
#REF! | [7 empty] | #REF!
#REF! | [7 empty] | #REF! | #REF!
#REF! | [7 empty] | #REF! | #REF!
#REF! | [7 empty] | #REF! | #REF!
[8 empty] | #REF! | #REF!
#REF! | [7 empty] | #REF!
#REF! | [7 empty] | #REF! | #REF!
#REF! | [7 empty] | #REF! | #REF!
#REF! | [7 empty] | #REF! | #REF!
[8 empty] | #REF! | #REF!
#REF! | [7 empty] | #REF!
#REF! | [7 empty] | #REF! | #REF!
#REF! | [7 empty] | #REF! | #REF!
#REF! | [7 empty] | #REF! | #REF!
#REF! | [7 empty] | #REF! | #REF!
[8 empty] | #REF! | #REF!
[8 empty] | #REF! | #REF!
#REF! | [7 empty] | #REF!
#REF! | [7 empty] | #REF!
#REF! | [7 empty] | #REF! | #REF!
#REF! | [7 empty] | #REF! | #REF!
#REF! | [7 empty] | #REF! | #REF!
[8 empty] | #REF! | #REF!
[8 empty] | #REF! | #REF!
#REF! | [7 empty] | #REF!
#REF! | [7 empty] | #REF!
#REF! | [7 empty] | #REF! | #REF!
#REF! | [7 empty] | #REF! | #REF!
#REF! | [7 empty] | #REF! | #REF!
#REF! | [7 empty] | #REF! | #REF!
#REF! | [7 empty] | #REF! | #REF!
[8 empty] | #REF! | #REF!
#REF! | [7 empty] | #REF!
#REF! | [7 empty] | #REF! | #REF!
#REF! | [7 empty] | #REF! | #REF!
#REF! | [7 empty] | #REF! | #REF!
#REF! | [7 empty] | #REF! | #REF!
#REF! | [7 empty] | #REF! | #REF!
#REF! | [7 empty] | #REF! | #REF!
[8 empty] | #REF! | #REF!
#REF! | [7 empty] | #REF!
#REF! | [7 empty] | #REF! | #REF!
#REF! | [7 empty] | #REF! | #REF!
#REF! | [7 empty] | #REF! | #REF!
#REF! | [7 empty] | #REF! | #REF!
#REF! | [7 empty] | #REF! | #REF!
#REF! | [7 empty] | #REF! | #REF!
#REF! | [7 empty] | #REF! | #REF!
#REF! | [7 empty] | #REF! | #REF!
#REF! | [7 empty] | #REF! | #REF!
[8 empty] | #REF! | #REF!
#REF! | [7 empty] | #REF!
#REF! | [7 empty] | #REF! | #REF!
#REF! | [7 empty] | #REF! | #REF!
#REF! | [7 empty] | #REF! | #REF!
[8 empty] | #REF! | #REF!
#REF! | [7 empty] | #REF!
#REF! | [7 empty] | #REF! | #REF!
#REF! | [7 empty] | #REF! | #REF!
#REF! | [7 empty] | #REF! | #REF!
[8 empty] | #REF! | #REF!
#REF! | [7 empty] | #REF!
#REF! | [7 empty] | #REF! | #REF!
#REF! | [7 empty] | #REF! | #REF!
[8 empty] | #REF! | #REF!
#REF! | [7 empty] | #REF!
#REF! | [7 empty] | #REF! | #REF!
#REF! | [7 empty] | #REF! | #REF!
#REF! | [7 empty] | #REF! | #REF!
#REF! | [7 empty] | #REF! | #REF!
#REF! | [7 empty] | #REF! | #REF!
#REF! | [7 empty] | #REF! | #REF!
[8 empty] | #REF! | #REF!
#REF! | [7 empty] | #REF!
#REF! | [7 empty] | #REF! | #REF!
#REF! | [7 empty] | #REF! | #REF!
#REF! | [7 empty] | #REF! | #REF!
#REF! | [7 empty] | #REF! | #REF!
#REF! | [7 empty] | #REF!
#REF! | [7 empty] | #REF! | #REF!
#REF! | [7 empty] | #REF! | #REF!
#REF! | [7 empty] | #REF! | #REF!
#REF! | [7 empty] | #REF! | #REF!
[8 empty] | #REF! | #REF!
[8 empty] | #REF! | #REF!
[8 empty] | #REF! | #REF!
Click for Bid Form 2nd Envelope

## Sch-7 Dis (hidden)
NR1/NT/W-CIVIL/DOM/I00/25/09005 (RFX- 5002004610)
Construction of Transformer and Reactor repair facility at ±500kV HVDC Bhiwadi terminal | [6 empty] | As per Lum-sum |  | 0%
(SCHEDULE OF RATES AND PRICES : TYPE TEST CHARGES) | [6 empty] | AS per Percent |  | #REF!
[7 empty] | As per lum-sum on Sch-7 |  | 0%
Bidder’s Name and Address (Lead Partner) : |  |  |  | To: |  |  | As per Percent on Sch-7 |  | #REF!
|  |  |  | Power Grid Corporation of India Limited |  |  | Total Discount |  | #REF!
Name : | …….. …….. …….. …….. …….. …….. |  |  | Northern Region Transmission System–I, Regional Headquarter,
Address : | …….. …….. …….. …….. …….. …….. |  |  | SCO Bay No. 5 to 10, Sector 16A,
| …….. …….. …….. …….. …….. …….. |  |  | Faridabad-121002, Haryana |  |  | Multipackage Discount |  | 0%
| …….. …….. …….. …….. …….. …….. |  |  | 0
Type Tests on Earthwire
SL. NO. | Description of Test | Unit | Quantity | Unit Test Charge | Total Test Charges (Rs.) |  |  | Total Test Charges After Discount (Rs.) |  | Dis Alert | Total Test Charges After MPD (Rs.)
I | #REF!
(a) | #REF! | #REF! | #REF! | #REF! | #REF!
(b) | #REF! | #REF! | #REF! | #REF! | #REF!
| Sub-Total (I) |  |  |  | #REF!
| TOTAL TEST CHARGES (I) |  |  |  | #REF!
[7 empty] | Discount Sche-7 | #REF! |  | MPD Sche-7 | #REF!
[7 empty] | Dis Alert | #REF!
Signature :
Date : | -- | Printed Name :
Place : |  | Designation :
Common Seal :
Note : | Bidder should indicate the name of test laboratories where type tests are proposed to be conducted
NR1/NT/W-CIVIL/DOM/I00/25/09005 (RFX- 5002004610)
Construction of Transformer and Reactor repair facility at ±500kV HVDC Bhiwadi terminal | 0 | 0 |  |  |  | 0
(SCHEDULE OF RATES AND PRICES : TYPE TEST CHARGES) | 0 | 0 |  |  |  | 0
Bidder’s Name and Address (Lead Partner) : | [5 empty] | 0
| 0 | 0 |  |  |  | 0
Name : | …….. …….. …….. …….. …….. …….. | 0 |  |  |  | 0
Address : | …….. …….. …….. …….. …….. …….. | 0 |  |  |  | 0
| …….. …….. …….. …….. …….. …….. | 0 |  |  |  | 0
| …….. …….. …….. …….. …….. …….. | 0 |  |  |  | 0
SL. NO. | Description of Test | 0
#REF! | #REF! | #REF!
#REF! | #REF!
#REF! | #REF! | #REF!
#REF! | #REF! | #REF!
| #REF! | #REF!
#REF! | #REF!
#REF! | #REF!
#REF! | #REF!
#REF! | #REF! | #REF!
#REF! | #REF! | #REF!
#REF! | #REF! | #REF!
#REF! | #REF! | #REF!
| #REF! | #REF!
#REF! | #REF!
#REF! | #REF! | #REF!
#REF! | #REF! | #REF!
#REF! | #REF! | #REF!
#REF! | #REF! | #REF!
| #REF! | #REF!
#REF! | #REF!
#REF! | #REF! | #REF!
#REF! | #REF! | #REF!
#REF! | #REF! | #REF!
| #REF! | #REF!
#REF! | #REF!
#REF! | #REF! | #REF!
#REF! | #REF! | #REF!
#REF! | #REF! | #REF!
| #REF! | #REF!
#REF! | #REF!
#REF! | #REF! | #REF!
#REF! | #REF! | #REF!
#REF! | #REF! | #REF!
#REF! | #REF! | #REF!
| #REF! | #REF!
| #REF! | #REF!
#REF! | #REF!
#REF! | #REF!
#REF! | #REF! | #REF!
#REF! | #REF! | #REF!
#REF! | #REF! | #REF!
| #REF! | #REF!
| #REF! | #REF!
#REF! | #REF!
#REF! | #REF!
#REF! | #REF! | #REF!
#REF! | #REF! | #REF!
#REF! | #REF! | #REF!
#REF! | #REF! | #REF!
#REF! | #REF! | #REF!
| #REF! | #REF!
#REF! | #REF!
#REF! | #REF! | #REF!
#REF! | #REF! | #REF!
#REF! | #REF! | #REF!
#REF! | #REF! | #REF!
#REF! | #REF! | #REF!
#REF! | #REF! | #REF!
| #REF! | #REF!
#REF! | #REF!
#REF! | #REF! | #REF!
#REF! | #REF! | #REF!
#REF! | #REF! | #REF!
#REF! | #REF! | #REF!
#REF! | #REF! | #REF!
#REF! | #REF! | #REF!
#REF! | #REF! | #REF!
#REF! | #REF! | #REF!
#REF! | #REF! | #REF!
| #REF! | #REF!
#REF! | #REF!
#REF! | #REF! | #REF!
#REF! | #REF! | #REF!
#REF! | #REF! | #REF!
| #REF! | #REF!
#REF! | #REF!
#REF! | #REF! | #REF!
#REF! | #REF! | #REF!
#REF! | #REF! | #REF!
| #REF! | #REF!
#REF! | #REF!
#REF! | #REF! | #REF!
#REF! | #REF! | #REF!
| #REF! | #REF!
#REF! | #REF!
#REF! | #REF! | #REF!
#REF! | #REF! | #REF!
#REF! | #REF! | #REF!
#REF! | #REF! | #REF!
#REF! | #REF! | #REF!
#REF! | #REF! | #REF!
| #REF! | #REF!
#REF! | #REF!
#REF! | #REF! | #REF!
#REF! | #REF! | #REF!
#REF! | #REF! | #REF!
#REF! | #REF! | #REF!
#REF! | #REF!
#REF! | #REF! | #REF!
#REF! | #REF! | #REF!
#REF! | #REF! | #REF!
#REF! | #REF! | #REF!
| #REF! | #REF!
| #REF! | #REF!
| #REF! | #REF!
Click for Bid Form 2nd Envelope

## Discount
This letter of discount is optional. Bidder may / may not offer any discount.
NR1/NT/W-CIVIL/DOM/I00/25/09005 (RFX- 5002004610) |  |  |  |  | Letter of Discount
LETTER OF DISCOUNT
To:
Contract Services
Power Grid Corporation of India Ltd.,
"Saudamini", Plot No.-2
Sector-29, (near IFFCO Chowk)
Gurgaon (Haryana) - 122001
Subject : |  | Construction of Transformer and Reactor repair facility at ±500kV HVDC Bhiwadi terminal
Dear Sir
With reference to the subject tender, we hereby offer unconditional discount on the prices quoted by us as per details given here below : | [6 empty] | Eq Weightage of Rs/ % | Final Discount Factor
| 1 | Discount on lum-sum basis on total price quoted by us without Taxes & Duties. [The discount shall be proportionately applicable on all the items of all the Schdules i.e. Sch-1 (without type test charges), Sch-2, Sch-3, Sch-4a, Sch-4b & Sch-7] In Rs. |  |  |  | 0 | 0%
| 2 | Discount on percent basis on total price quoted by us without Taxes & Duties. [The discount shall be proportionately applicable on all the items of all the Schdules i.e. Sch-1 (without type test charges), Sch-2 , Sch-3, Sch-4a, Sch-4b & Sch-7] In Percent (%) |  |  |  | 0 | 0%
| 3 | Discount on lum-sum basis on the Schedules as given below : [The discount shall be proportionately applicable on all the relevent items of the respective Schdules.] In Rs.
|  | Schedule-1 : Ex works prices |  | In Rs. |  | 0 | 0% | Schedule-1 : Ex-Works Price | 0%
|  | Schedule-2 : Freight & Insurance |  | In Rs. |  | 0 | 0% | Schedule-2 : Freight & Insurance | 0%
|  | Schedule-3 : Erection Charges |  | In Rs. |  | 0 | 0% | Schedule-3 : Erection Charges | 0%
|  | Schedule-4a : Training Charges |  | In Rs. |  | 0 | 0% | Schedule-4a : Training Charges | 0%
|  | Schedule-4b : Maintenance Charges during and after DLP |  | In Rs. |  | 0 | 0% | Schedule-4b : Maintenance Charges | 0%
|  | Schedule-7 : Type Test Charges |  | In Rs. |  | 0 | 0% | Schedule-7 : Type Test Charges | 0%
| 4 | Discount on percent basis on the Schedules as given below : [The discount shall be proportionately applicable on all the relevent items of the respective Schdules.] In Percent (%)
|  | Schedule-1 : Ex works prices |  | In Percent (%) |  | 0 | 0%
|  | Schedule-2 : Freight & Insurance |  | In Percent (%) |  | 0 | 0%
|  | Schedule-3 : Erection Charges |  | In Percent (%) |  | 0 | 0%
|  | Schedule-4a : Training Charges |  | In Percent (%) |  | 0 | 0%
|  | Schedule-4b : Maintenance Charges during and after DLP |  | In Percent (%) |  | 0 | 0%
|  | Schedule-7 : Type Test Charges |  | In Percent (%) |  | 0 | 0%
Discount(s) offered at sl. No. 1 to 4 will get displayed and accounted for automatically in the respective items of the Schedules.
| 5 | We hereby offer Multi-package discount as given below:
Multi-Package Discount(s) offered at sl. No. 5 will not get automatically accounted for in the respective items of the Schedules. The same shall be worked out saparately for evaluation.
Please consider this letter of discount as the integral part of our price bid.
Thanking you, we remain,
Yours faithfully,
For and on behalf of …….. …….. …….. …….. …….. ……..
Date : |  | -- | Printed Name :
Place : |  |  | Designation :
Click for Bid Form

## Octroi (hidden)
Details of Octroi
Sl No. | Description of Items | Amount on which Octroi is applicable | Rate of Octroi | Octroi
(1) | (2) | (3) | (4) | (5) =(3) x (4)
1 |  |  |  | 0
2 |  |  |  | 0
3 |  |  |  | 0
4 |  |  |  | 0
5 |  |  |  | 0
6 |  |  |  | 0
7 |  |  |  | 0
8 |  |  |  | 0
9 |  |  |  | 0
10 |  |  |  | 0
| Total |  |  | 0
Back to Sch 5

## Entry Tax (hidden)
Details of Entry Tax
Sl No. | Description of Items | Amount on which Entry Tax is applicable | Rate of Entry Tax | Entry Tax
(1) | (2) | (3) | (4) | (5) =(3) x (4)
1 |  |  |  | 0
2 |  |  |  | 0
3 |  |  |  | 0
4 |  |  |  | 0
5 |  |  |  | 0
6 |  |  |  | 0
7 |  |  |  | 0
8 |  |  |  | 0
9 |  |  |  | 0
10 |  |  |  | 0
| Total |  |  | 0
Back to Sch 5

## Other Taxes & Duties (hidden)
Details of Other Taxes & Duties
Sl No. | Description of Items | Amount on which Other Taxes & Duties are applicable | Description of Taxes & Duties | Rate of Taxes & Duties | Amount of Taxes & Duties
(1) | (2) | (3) | (4) | (5) | (6) =(3) x (4)
1 |  |  |  |  | 0
2 |  |  |  |  | 0
3 |  |  |  |  | 0
4 |  |  |  |  | 0
5 |  |  |  |  | 0
6 |  |  |  |  | 0
7 |  |  |  |  | 0
8 |  |  |  |  | 0
9 |  |  |  |  | 0
10 |  |  |  |  | 0
| Total |  |  |  | 0
Back to Sch 5

## Bid Form 2nd Envelope
NR1/NT/W-CIVIL/DOM/I00/25/09005 (RFX- 5002004610) |  |  |  | Bid Form 2nd Envelope |  | 0 |  |  |  | 1 | st |  | 1 | January
[6 empty] | 0 |  |  |  | 2 | nd |  | 2 | February
BID FORM (Second Envelope) | [9 empty] | 3 | rd |  | 3 | March
[10 empty] | 4 | th |  | 4 | April
Bid Proposal Ref. No. | [9 empty] | 5 | th |  | 5 | May
Date : | -- | [8 empty] | 6 | th | #VALUE! | 6 | June
[10 empty] | 7 | th | #VALUE! | 7 | July
To: | [9 empty] | 8 | th | #VALUE! | 8 | August
Power Grid Corporation of India Limited | [9 empty] | 9 | th | #VALUE! | 9 | September
Northern Region Transmission System–I, Regional Headquarter, | [9 empty] | 10 | th |  | 10 | October
SCO Bay No. 5 to 10, Sector 16A, | [9 empty] | 11 | th |  | 11 | November
Faridabad-121002, Haryana | [9 empty] | 12 | th |  | 12 | December
0 | [9 empty] | 13 | th
[10 empty] | 14 | th
Name of Contract : | Construction of Transformer and Reactor repair facility at ±500kV HVDC Bhiwadi terminal | [8 empty] | 15 | th
Dear Ladies and/or Gentlemen, | [9 empty] | 16 | th
1 | In continuation of First Envelope of our Bid, we hereby submit the Second Envelope of the Bid, both of which shall be read together and in conjunction with each other, and shall be construed as an integral part of our Bid. Accordingly, we the undersigned, offer to design, manufacture, test, deliver, install and commission (including carrying out Trial Operation, Performance & Guarantee Test as per provision of Technical Specification) under the above-named package in full conformity with the said Bidding Documents for the sum of Rs. 0 (Rs. Zero Only ) or such other sums as may be determined in accordance with the terms and conditions of the Bidding Documents. |  |  |  |  | In continuation of First Envelope of our Bid, we hereby submit the Second Envelope of the Bid, both of which shall be read together and in conjunction with each other, and shall be construed as an integral part of our Bid. Accordingly, we the undersigned, offer to design, manufacture, test, deliver, install and commission (including carrying out Trial Operation, Performance & Guarantee Test as per provision of Technical Specification) under the above-named package in full conformity with the said Bidding Documents for the sum of Rs. | or such other sums as may be determined in accordance with the terms and conditions of the Bidding Documents. | 0 | (Rs. Zero Only ) | 17 | th
| The above amounts are in accordance with the price schedules attached herewith and are made part of this bid. | [8 empty] | 18 | th
2 | Price Schedules | [8 empty] | 19 | th
2.1 | In line with the requirements of the Bidding documents, we enclose herewith the following Price Schedules, duly filled - in as per your proforma: | [8 empty] | 20 | th
| Schedule 1 | Plant and Equipment (Including Mandatory Spare Parts) to be supplied, including Type Test Charges. | [7 empty] | 21 | st
| Schedule 2 | Local Transportation, In-transit Insurance, loading and unloading | [7 empty] | 22 | th
| Schedule 3 | Installation Charges. | [7 empty] | 23 | th
| Schedule 4 | Training charges for training to be imparted. | [7 empty] | 24 | th
| Schedule 4b | Maintenance Charges during & after Defect Laibility Period.
| Schedule 5 | Taxes and Duties not included in Schedule 1 | [7 empty] | 25 | th
| Schedule 6 | Grand Summary [Schedule 1to 5] | [7 empty] | 26 | th
| Schedule 7 | Break-up of Type Test Charges for Type Tests to be conducted | [7 empty] | 27 | th
2.2 | We are aware that the Price Schedules do not generally give a full description of the Work to be performed under each item and we shall be deemed to have read the Technical Specifications and other sections of the Bidding Documents and Drawings to ascertain the full scope of Work included in each item while filling-in the rates and prices. We agree that the entered rates and prices shall be deemed to include for the full scope as aforesaid, including overheads and profit. | [8 empty] | 28 | th
2.3 | We declare that as specified in Clause 11.5, Section –II:ITB, Vol.-I of the Bidding Documents, prices quoted by us in the Price Schedules shall be subject to Price Adjustment during the execution of Contract in accordance with Appendix-2 (Price Adjustment) to the Contract Agreement. | [8 empty] | 29 | th
2.4 | We understand that in the price schedules, where there are errors between the total of the amounts given under the column for the price Breakdown and the amount given under the Total Price, the former shall prevail and the latter will be corrected accordingly. We further understand that where there are discrepancies between amounts stated in figures and amounts stated in words, the amount stated in words shall prevail. Similarly, any discrepancy in the total bid price and that of the summation of Schedule price (price indicated in a Schedule indicating the total of that schedule), the total bid price shall be corrected to reflect the actual summation of the Schedule prices. | [8 empty] | 30 | th
2.5 | We declare that items left blank in the Schedules will be deemed to have been included in other items. The TOTAL for each Schedule and the TOTAL of Grand Summary shall be deemed to be the total price for executing the Facilities and sections thereof in complete accordance with the Contract, whether or not each individual item has been priced. | [8 empty] | 31 | st
3 | We confirm that except as otherwise specifically provided our Bid Prices in this Second Envelope include all taxes, duties, levies and charges as may be assessed on us/our Associate (applicable for Foreign Bidder), our Sub-Contractor/Sub-Vendor or their employees by all municipal, state or national government authorities in connection with the Facilities, in and outside of India.
3.1 | 100% of applicable Taxes and Duties i.e GST which are payable by the Employer under the Contract, shall be reimbursed by the Employer on production of satisfactory documentary evidence by the Contractor in accordance with the provisions of the Bidding Documents.
3.2 | We further understand that notwithstanding 3.0 above, in case of award on us, you shall also bear and pay/reimburse to us, GST applicable on supplies by us to you, imposed on the Plant & Equipment including Mandatory Spare Parts to be incorporated into the Facilities including Type Test charges for Type test to be conducted specified in Schedule No. 1, Installation Services specified in Schedule No. 3, Charges for Training to be imparted specified in Schedule No. 4a and Maintenance Charges during & after Defect Laibility Period specified in Schedule No. 4b of the Price Schedule in this Second Envelope by the Indian Laws.
3.3 | We confirm that we have also registered/we shall also get registered in the GST Network with a GSTIN, in all the states where the project is located and the states from which we shall make our supply of goods.
4 | # (For Joint Venture only) We, the partners of Joint Venture submitting this bid, do agree and confirm that in case of Award of Contract on the Joint Venture, we shall be jointly and severally liable and responsible for the execution of the Contract in accordance with Contract terms and conditions. |  |  |  | 2
5 | We, hereby, declare that only the persons or firms interested in this proposal as principals are named here and that no other persons or firms other than those mentioned herein have any interest in this proposal or in the Contract to be entered into, if the award is made on us, that this proposal is made without any connection with any other person, firm or party likewise submitting a proposal is in all respects for and in good faith, without collusion or fraud.
Thanking you, we remain,
Yours faithfully,
For and on behalf of …….. …….. …….. …….. …….. ……..
Signature :
Date : | -- |  | Printed Name :
Place : |  |  | Designation :
Common Seal :
In case of bid from a Joint Venture, name & designation of representative of JV partner is to be provided and Bid Form is also to be signed by him.
Printed Name :
Designation :
Please provide additional information of the Bidder
Business Address :
Country of Incorporation :
State/Province to be indicated :
Name of Principal Officer :
Address of Principal Officer :
Note: Bidders may note that no prescribed proforma has been enclosed for Attachment 2 : Power of Attorney. Bidders may use their own proforma for furnishing the required information with the bid.
* * *
Back to Cover Page

## Q & C (2) (hidden)
STATEMENT OF QUOTED / CORRECTED PRICES
All Figures are in Rupees
Bidder |  | 0
Sl. No. | Price Component | Quoted Price | Corrected Price
1 | TOTAL SCHEDULE NO. 1:Ex-Works Price of Plant and Equipment including Type Test Charges | 0 |  | 0
2 | TOTAL SCHEDULE NO.2: Local Transportation, Insurance and other Incidental Services. | 0 |  | 0
3 | TOTAL SCHEDULE NO.3: Installation Charges | 0 |  | 0
4 | TOTAL SCHEDULE NO.4: Training Charges | Not Applicable |  | Not Applicable
5 | TOTAL BID PRICE: (Excluding Taxes & Duties) | 0 |  | 0
6 | DISCOUNT | #REF! |  | #REF! | #REF!
7 | NET BID PRICE (Excluding Taxes & Duties) | #REF! |  | #REF!
8 | TAXES & DUTIES PAYABLE ADDITIONALLY
| A) EXCISE DUTY | 0 |  | 0
| B) CENTRAL SALES TAX | 0 |  | 0
| C) VAT | #REF! |  | 0
| D) ENTRY TAX / OCTROI | #REF! |  | 0
E) OTHERS
| F) TOTAL TAXES & DUTIES | #REF! |  | 0
8 | TOTAL BID PRICE (INCLUDING TAXES & DUTIES) | #REF! |  | 0
9 | TOTAL SCHEDULE NO.7: Type Test Charges [Total of this Schedule is included in Schedule-1 above] | 0 |  | 0
I) | Bidder has indicated the following taxes and duties additionally applicable for their bid:
| Excise Duty % as |  |  |  | Excise Duty
| CST % as |  |  |  | CST
| #REF! |  |  |  | VAT | #REF! | #REF!
| #REF! |  |  |  | Entry Tax/ Octroi | #REF! | #REF!
| Others as |  |  |  | Others
II) | With regard to Entry Tax, it may be mentioned that the substations covered under the subject pacakge falls in State of MP, where an entry tax @ 2% of Purchase Price is applicable. In view of the above, the taxes and duties inter-alia including entry tax applicable for the bids are calculated :
a) | Ex-Works Price of Direct Supplies (after discount, if any) |  | Rs. | 0
b) | Excise Duty, as applicable on (a) above at the rate : | 10% | Rs. | 0
c) | Amount on which Sales Tax is applicable | 0 |  | 0
d) | CST, as applicable on (a) + ED (b) above at the rate : | 2% | Rs. | 0
e) | VAT, as applicable on (a) + ED (b) above at the rate : | 1% |  | 0
f) | Others [……………………………………………] |  | Rs.
g) | Purchase Price for Entry Tax (Total Ex-Works+F&I+ED+CST+Others) |  | Rs. | 0
h) | Entry Tax, as applicable on (e) above at the rate : |  | Rs. | 0
Construction of Transformer and Reactor repair facility at ±500kV HVDC Bhiwadi terminal |  | Statement of Quoted / Corrected Prices |  | Page
Spec. No. | NR1/NT/W-CIVIL/DOM/I00/25/09005 (RFX- 5002004610)

## Q & C (hidden)
STATEMENT OF QUOTED / CORRECTED PRICES
All Figures are in Rupees
Bidder |  | …….. …….. …….. …….. …….. ……..
Sl. No. | Price Component | Quoted Price | Corrected Price
1 | TOTAL SCHEDULE NO. 1:Ex-Works Price of Plant and Equipment including Type Test Charges | 0 |  | 0
2 | TOTAL SCHEDULE NO.2: Local Transportation, Insurance and other Incidental Services. | 0 |  | 0
3 | TOTAL SCHEDULE NO.3: Installation Charges | 0 |  | 0
4 | TOTAL SCHEDULE NO.4: Training Charges | Not Applicable |  | Not Applicable
5 | TOTAL BID PRICE: (Excluding Taxes & Duties) | 0 |  | 0
6 | DISCOUNT | #REF! |  | #REF!
7 | NET BID PRICE (Excluding Taxes & Duties) | #REF! |  | #REF!
8 | TAXES & DUTIES PAYABLE ADDITIONALLY
| A) EXCISE DUTY | #REF! |  | 0
| B) CENTRAL SALES TAX /VAT | #REF! |  | #REF!
| C) ENTRY TAX / OCTROI | #REF! |  | #REF!
| D) OTHERS | #REF! |  | 0
| E) TOTAL TAXES & DUTIES | #REF! |  | #REF!
8 | TOTAL BID PRICE (INCLUDING TAXES & DUTIES) | #REF! |  | #REF!
9 | TOTAL SCHEDULE NO.7: Type Test Charges [Total of this Schedule is included in Schedule-1 above] | 0 |  | 0
I) | Bidder has indicated the following taxes and duties additionally applicable for their bid:
a) | Excise Duty |  | Rs. | #REF!
b) | CST /VAT |  | Rs. | #REF!
c) | Entry Tax / Octroi |  | Rs. | #REF!
d) | Others |  | Rs. | #REF!
II) | Bidder has offered following discount(s)
III) | With regard to Entry Tax, it may be mentioned that the substations covered under the subject pacakge falls in State of MP, where an entry tax @ 1% of Purchase Price is applicable. In view of the above, the taxes and duties inter-alia including entry tax applicable for the bids are calculated : |  |  |  | Details of dicounts
a) | Ex-Works Price of Direct Supplies (after discount, if any) |  | Rs. | 0 | Gross LS | #REF! | #REF! | #REF! | Gross % | #REF! | #REF! | #REF!
b) | Excise Duty @ 10.3% of (a) above |  | Rs. | 0 |  |  |  | #REF! |  |  |  | #REF!
c) | CST / VAT @ 2% of Ex-Works of Direct Supplies (a) + ED (b) above |  | Rs. | #REF! | Sch-1 Direct LS | #REF! | #REF! | #REF! | Sch-1 Direct % | #REF! | #REF! | #REF!
d) | Others |  | Rs. |  | Sch-1 BO LS | #REF! | #REF! | #REF! | Sch-1 BO % | #REF! | #REF! | #REF!
e) | Purchase Price for Entry Tax (Total Ex-Works+F&I+ED+CST+Others) |  | Rs. | #REF! | Sch-2 LS | #REF! | #REF! | #REF! | Sch-2 % | #REF! | #REF! | #REF!
f) | Entry Tax @ 1% of (e) above |  | Rs. | #REF! | Sch-3 LS | #REF! | #REF! | #REF! | Sch-3 % | #REF! | #REF! | #REF!
[5 empty] | Sch-7 LS | #REF! | #REF! | #REF! | Sch-7 % | #REF! | #REF! | #REF!
Construction of Transformer and Reactor repair facility at ±500kV HVDC Bhiwadi terminal |  | Statement of Quoted / Corrected Prices |  | Page | Different Manner | #REF!
[5 empty] | Text for Discount | #REF!
#REF!
#REF!

## N to W (hidden)
0
Rs. Zero Only
0
0
0
0
0
0
1 | One
2 | Two
3 | Three
4 | Four
5 | Five
6 | Six
7 | Seven
8 | Eight
9 | Nine
10 | Ten
11 | Eleven
12 | Twelve
13 | Thirteen
14 | Fourteen
15 | Fifteen
16 | Sixteen
17 | Seventeen
18 | Eighteen
19 | Nineteen
20 | Twenty
21 | Twenty One
22 | Twenty Two
23 | Twenty Three
24 | Twenty Four
25 | Twenty Five
26 | Twenty Six
27 | Twenty Seven
28 | Twenty Eight
29 | Twenty Nine
30 | Thirty
31 | Thirty One
32 | Thirty Two
33 | Thirty Three
34 | Thirty Four
35 | Thirty Five
36 | Thirty Six
37 | Thirty Seven
38 | Thirty Eight
39 | Thirty Nine
40 | Forty
41 | Forty One
42 | Forty Two
43 | Forty Three
44 | Forty Four
45 | Forty Five
46 | Forty Six
47 | Forty Seven
48 | Forty Eight
49 | Forty Nine
50 | Fifty
51 | Fifty One
52 | Fifty Two
53 | Fifty Three
54 | Fifty Four
55 | Fifty Five
56 | Fifty Six
57 | Fifty Seven
58 | Fifty Eight
59 | Fifty Nine
60 | Sixty
61 | Sixty One
62 | Sixty Two
63 | Sixty Three
64 | Sixty Four
65 | Sixty Five
66 | Sixty Six
67 | Sixty Seven
68 | Sixty Eight
69 | Sixty Nine
70 | Seventy
71 | Seventy One
72 | Seventy Two
73 | Seventy Three
74 | Seventy Four
75 | Seventy Five
76 | Seventy Six
77 | Seventy Seven
78 | Seventy Eight
79 | Seventy Nine
80 | Eighty
81 | Eighty One
82 | Eighty Two
83 | Eighty Three
84 | Eighty Four
85 | Eighty Five
86 | Eighty Six
87 | Eighty Seven
88 | Eighty Eight
89 | Eighty Nine
90 | Ninety
91 | Ninety One
92 | Ninety Two
93 | Ninety Three
94 | Ninety Four
95 | Ninety Five
96 | Ninety Six
97 | Ninety Seven
98 | Ninety Eight
99 | Ninety Nine
100 | One Hundred