## Basic (hidden)
Package Name | Substation Package SS01 for extension of 400kV Gorakhpur Substation through GIS bays for termination of 400 KV D/C New Butwal - Gorakhpur Transmission Line under Cross Border Interconnection
Direct
Package Code | SS01 | Bought-out
Specification No. | Specification No.: 5002002330/CONSULTANCY GIVEN/DOM/A06-CC CS -7
ORIGINAL

## Cover
Price Schedules | Substation Package SS01 for extension of 400kV Gorakhpur Substation through GIS bays for termination of 400 KV D/C New Butwal - Gorakhpur Transmission Line under Cross Border Interconnection |  | SS01
Specification No.: 5002002330/CONSULTANCY GIVEN/DOM/A06-CC CS -7
| 1 | Fill up only green shaded cells in Sch-1, Sch-2, Sch-3, Sch-5, Sch-7 and Bid Form 2nd Envelope.
| 2 | All the cells in Sch-4 & Sch-6 are auto filled, therefore no cell is required to be filled up there.
| 3 | Instructions / error messages, if any, will be displayed automatically after selecting the cell.
| 4 | After filling up all the schedues, save the file, take print out of all the schedules and Bid form and sign & stamp and submit them as hard copy of the 2nd envelope (Price part) of the bid. Also ensure to submit the soft copy of the the same file on CD/ DVD.
पावर ग्रिड कारपोरेशन ऑफ इण्डिया लिमिटेड
(भारत सरकार का उद्यम)
Power Grid Corporation of India Limited
(A Government of India Enterprises)
Click to skip Instructions & Proceed
Click for Detailed General Instructions
General guidelines for filling up the Price Schedules, Sch-1 to Sch-7

## Instructions (hidden)
General Instruction to the Bidders for filling up this workbook of Price Schedules for Package TW13
I | While filling up the worksheets following may please be observed :
| (i) | Fill up only green shaded cells.
| (ii) | Certain data type entries have been restricted, such as Numeric values or limits of numeric values.
| (iii) | Select only the options provided in pull down menus.
| (iv) | Do not link any cell of this work book with any other work book.
| (v) | Do not use copy & paste or cut & paste options for filling up the data.
| (vi) | Do not reformat any of the cell of the work book.
II | This Workbook consists of following worksheets :
Cover :
Opening page of the workbook.
Names of Bidder :
| ● | Select Sole Bidder or JV (Joint Venture) from the pull down menu. Do not leave this cell blank.
| ● | Select nos. of the JV Partners other than the Lead Partner from drop down menu.
| ● | In case of JV partners more than 2, enter details of 3rd & more partners along with details of 2nd partner.
| ● | Fill up names and address of the Sole Bidder and /or Joint Venture.
| ● | Fill up date in dd-mm-yyyy format from drop down menu.
| ● | Click for Sch-1 given at the right top of the worksheet to go to Sch-1.
Sch-1 (Ex-works Prices) :
| ● | Fill up unit rates for all the items in numeric values greater than 0 (zero). If unit rate is left blank, the corresponding item shall be deemed to be included in the total price.
| ● | Corresponding cell for mode of transaction shall be come enable only after filling up the unit rate, therefore first fill up the unit rate and then mode of transaction for the corresponding item.
| ● | Select either Direct or Bought-out from the drop down menu. Do not leave the cell blank the same shall be deemed to be Bought-out if the cell is left blank.
| ● | Total amount shall get calculated automatically.
| ● | Type Test charges shall appear automatically after filling up Sch-7 appropriately.
Sch-2 (Freight & Insurance Charges) :
| ● | Fill up unit rates for all the items in numeric values greater than 0 (zero). If unit rate is left blank, the corresponding item shall be deemed to be included in the total price.
| ● | Total amount shall get calculated automatically.
Sch-3 (Erection Charges) :
| ● | Fill up unit rates for all the items in numeric values greater than 0 (zero). If unit rate is left blank, the corresponding item shall be deemed to be included in the total price.
| ● | Total amount shall get calculated automatically.
Sch-4 (Training Charges) :
| ● | Not applicable, hence no cell is required to be filled up.
Sch-5 (Summary of Taxes and Duties applicable on the Goods) :
| ● | Fill up applicable rate of Excise Duty. The amount of Excise Duty on the items mentioned as Direct in the mode of transaction in Schedule-1 shall be calculated automatically at the rate mentioned by the bidder here.
| ● | Segregate and fill up the amount on which Sales Tax shall be applicable out of Ex-works supply items mentioned as direct in the mode of transaction in Schedule-1. Applicable Excise Duty on this amount will be calculated automatically at the rate mentioned by the bidder. Further, fill up the rate of applicable Sales Tax. Amount of Sales Tax shall be automatically calculated on the amount mentioned by the bidder as subjected to Sales Tax plus applicable Excise Duty at the rate mentioned by the Bidder.
| ● | Difference of total amount quoted by the bidder as Direct Transaction and the amount mentioned by him subjected to Sales Tax shall be considered as the amount on which VAT shall become applicable and the same shall be calculated & displayed automatically. Applicable Excise Duty on this amount at the rate mentioned by the bidder shall also be calculated & displayed automatically. Fill up the rate of applicable VAT. The amount of VAT shall be calculated automatically on the amount considered to be subjected to VAT plus applicable Excise Duty at the rate mentioned by the bidder here.
| ● | Amount as per details filled up by the bidder in the work sheets Entry Tax, Octroi and other Taxes & Duties shall be displayed in this work sheet Sch-5 but will not be added to the grand total and shall be considered as applicable.
| ● | Click at the links to go to the work sheets Entry Tax, Octroi and other Taxes & Duties one by one.
Entry Tax :
| ● | Fill the description, amount and rate of applicable Entry Tax. Total of this worksheet shall be displayed in Sch -5 (Taxes & Duties)
| ● | Click at the link to go back to Sch-5.
OCTROI :
| ● | Fill the description, amount and rate of applicable Octroi. Total of this worksheet shall be displayed in Sch -5 (Taxes & Duties)
| ● | Click at the link to go back to Sch-5.
Other Taxes & Duties :
| ● | Fill the description, amount and rate of applicable Other Taxes & Duties. Total of this worksheet shall be displayed in Sch -5 (Taxes & Duties)
| ● | Click at the link to go back to Sch-5.
Sch -6 :
| ● | Summary of all the Schedules without considering discount (mentioned in the work sheet discount) shall be displayed automatically.
| ● | No cell is required to be filled in by the bidder in this worksheet.
Sch-7 (Type Test Charges) :
| ● | Fill up the rates & location where type tests are proposed.
| ● | Total of this Sch-7 shall automatically appear in Sch-1.
Bid form 2nd Envelope :
| ● | Fill up ref. no. as bidder's ref no. of this letter.
| ● | This letter shall consider the net price as per Sch-6 (After Discount).
| ● | Fill up names & Designation of the representatives of other JV partner(s) if the bidder is JV (Joint Venture) .
| ● | Fill up additional information as required.
* * *
Happy Bidding !
Click to Proceed

## Names of Bidder
Substation Package SS01 for extension of 400kV Gorakhpur Substation through GIS bays for termination of 400 KV D/C New Butwal - Gorakhpur Transmission Line under Cross Border Interconnection
Specification No.: 5002002330/CONSULTANCY GIVEN/DOM/A06-CC CS -7 |  |  |  | Sole Bidder | 1
|  |  |  | JV (Joint Venture) | Other Partner
Enter following details of the bidder
Specify type of Bidder [Select from drop down menu] | Sole Bidder |  | 1 | 0
Other Partner
Name of Sole Bidder
Address of Sole Bidder
Name of other Partner - 1
Address of other Partner - 1
Name of other Partner - 2 (more, if any) | …….. …….. …….. …….. …….. ……..
Address of other Partner - 2 (more, if any) | …….. …….. …….. …….. …….. ……..
…….. …….. …….. …….. …….. ……..
…….. …….. …….. …….. …….. ……..
Printed Name
Designation
Date |  | 31
Place
Click for Sch-1

## Sch-1
Specification No.: 5002002330/CONSULTANCY GIVEN/DOM/A06-CC CS -7 | [12 empty] | Schedule-1
Substation Package SS01 for extension of 400kV Gorakhpur Substation through GIS bays for termination of 400 KV D/C New Butwal - Gorakhpur Transmission Line under Cross Border Interconnection
(SCHEDULE OF RATES AND PRICES)
BIDDER:
0 | [9 empty] | To: | [9 empty] | 1
Bidder’s Name and Address (Sole Bidder) : | [9 empty] | Contract Services | [9 empty] | 0
Name : | [9 empty] | Power Grid Corporation of India Ltd., | [9 empty] | 0
Address : | [9 empty] | "Saudamini", Plot No.-2 | [9 empty] | JOINT VENTURE OF 0 & 0
Sector-29,
Gurgaon (Haryana) - 122001
Plant and Equipment (including Mandatory Spares Parts) to be supplied, including Type Test Charges for Tests to be conducted.
(All Prices are in Indian Rupees)
SI. No. | PR No | PR Line Item No | Activity Description | Material Code | HSN Code | Whether HSN in column ‘6’ is confirmed. If not, indicate applicable the HSN code # | Rate of GST applicable ( in %) | Whether rate of GST in column ‘8’ is confirmed. If not, indicate applicable rate of GST # | Item Description | Unit | Qty. | Unit Ex-Works Price (excluding GST) | Total Ex-Works Price (excluding GST)
1 | 2 | 3 | 4 | 5 | 6 | 7 | 8 | 9 | 10 | 11 | 12 | 13 | 14 = 12 X 13 | [7 empty] | 91
I | 400 KV Gorakhpur Extn GIS bays
1 | 7000018791 | 10 | 420kV, 50kA GIS Equipment | 1000004532 | 85359030 |  | 18 |  | 420kV, 4000 A, 50 kA, SF6 GIS Bus barmodule as per Section-Project,Technical specification | SET | 2 |  | INCLUDED | 0 | 0 | 0 | 0 | 0 | 0
2 | 7000018791 | 20 | 420kV, 50kA GIS Equipment | 1000004631 | 85359030 |  | 18 |  | 420 kV, 3150 A, 50 kA, SF6 GIS Linefeeder bay module(without PIR) as perSection-Project, Technicalspecification | SET | 2 |  | INCLUDED | 0 | 0 | 0 | 0 | 0 | 0
3 | 7000018791 | 30 | 420kV, 50kA GIS Equipment | 1000004494 | 85359030 |  | 18 |  | 420kV, 3150 A, 50 kA, SF6 GIS Tie baymodule(without PIR) as perSection-Project, Technicalspecification | SET | 2 |  | INCLUDED | 0 | 0 | 0 | 0 | 0 | 0
4 | 7000018791 | 40 | 420kV, 50kA GIS Equipment | 1000029506 | 85389000 |  | 18 |  | 3150A, 50kA, 1sec Single phase 420kV SF6to Air Bushing | EA | 6 |  | INCLUDED | 0 | 0 | 0 | 0 | 0 | 0
5 | 7000018791 | 50 | 420kV, 50kA GIS Equipment | 1000004294 | 85389000 |  | 18 |  | 420kV, 4000A,50kA, Single phase SF6 GasInsulated Bus Duct (GIB) outside GISHall alongwith associated supportstructure | M | 350 |  | INCLUDED | 0 | 0 | 0 | 0 | 0 | 0
6 | 7000018791 | 60 | 420kV, 50kA GIS Equipment | 1000004286 | 85389000 |  | 18 |  | 420kV, 3000A, 50kA, Single phase, SF6Gas Insulated Bus Duct (GIB) outsideGIS Hall alongwith associated supportstructure | M | 200 |  | INCLUDED | 0 | 0 | 0 | 0 | 0 | 0
7 | 7000018791 | 70 | 420kV, 50kA GIS Equipment | 1000032798 | 85389000 |  | 18 |  | 420KV, 4000A, 50KA SF6 TO AIR BUSHING | SET | 6 |  | INCLUDED | 0 | 0 | 0 | 0 | 0 | 0
8 | 7000018791 | 80 | GIS Common Equipment | 1000025436 | 90271000 |  | 18 |  | SF6 Gas Leakage Detector | EA | 1 |  | INCLUDED | 0 | 0 | 0 | 0 | 0 | 0
9 | 7000018791 | 90 | GIS Common Equipment | 1000032132 | 85389000 |  | 18 |  | SF6 GAS ANALYZER | EA | 1 |  | INCLUDED | 0 | 0 | 0 | 0 | 0 | 0
10 | 7000018791 | 100 | 420kV, 50kA AIS EQUIPMENT | 1000004535 | 85359090 |  | 18 |  | 420 kV, 4400 pF Capacitive Voltage Transformer (1-Phase) | EA | 6 |  | INCLUDED | 0 | 0 | 0 | 0 | 0 | 0
11 | 7000018791 | 110 | 420kV, 50kA AIS EQUIPMENT | 1000020419 | 85354010 |  | 18 |  | 336kV Surge Arrester (1-phase) | EA | 6 |  | INCLUDED | 0 | 0 | 0 | 0 | 0 | 0
12 | 7000018791 | 120 | 420kV, 50kA AIS EQUIPMENT | 1000004401 | 85462040 |  | 18 |  | 420 kV, 1 phase Bus Post Insulator (except for Line Traps) | EA | 40 |  | INCLUDED | 0 | 0 | 0 | 0 | 0 | 0
13 | 7000018791 | 130 | 420kV, 50kA AIS EQUIPMENT | 1000004400 | 85462040 |  | 18 |  | 420 kV ,1 phase Bus Post Insulators for Line Traps | EA | 12 |  | INCLUDED | 0 | 0 | 0 | 0 | 0 | 0
14 | 7000018791 | 140 | Erection Hardware for 420 kV GIS | 1000011336 | 72169990 |  | 18 |  | Erection Hardware for 400kV I type layout for GIS terminationarrangement-Line bay as per technical specification | SET | 2 |  | INCLUDED | 0 | 0 | 0 | 0 | 0 | 0
15 | 7000018791 | 150 | Erection Hardware for 420 kV GIS | 1000046023 | 82057000 |  | 18 |  | 400KV ERECTION HARDWARE ERECTION HARDWARE SUCH AS BUS POSTINSULATORS, INSULATORS STRINGS, DISC INSULATORS, HARDWARE, SPACERS,CONDUCTOR, CABLE TRAYS, HARDWARE CLAMPS, CONNECTORS INCLUDINGEQUIPMENT CONNECTORS, JUNCTION BOX, EARTH WIRE, LIGHTING PROTECTION,BURIED CABLE TRENCHES/PIPES FOR EQUIPMENT & LIGHTING ALL ACCESSORIESETC FOR COMPLETION OF SCOPE. | LOT | 1 |  | INCLUDED | 0 | 0 | 0 | 0 | 0 | 0
16 | 7000018791 | 160 | Earthmat | 1000032055 | 72159090 |  | 18 |  | 40 MM MS ROD FOR MAIN EARTHMAT | KM | 1 |  | INCLUDED | 0 | 0 | 0 | 0 | 0 | 0
17 | 7000018791 | 170 | CRP for conventianal 420kV Bays | 1000002166 | 85371000 |  | 18 |  | 400kV Circuit Breaker Relay Panel with Auto Reclose | EA | 4 |  | INCLUDED | 0 | 0 | 0 | 0 | 0 | 0
18 | 7000018791 | 180 | CRP for conventianal 420kV Bays | 1000003397 | 85371000 |  | 18 |  | 400kV Line Protection Panel | EA | 2 |  | INCLUDED | 0 | 0 | 0 | 0 | 0 | 0
19 | 7000018791 | 190 | CRP for conventianal 420kV Bays | 1000006843 | 85371000 |  | 18 |  | Augmentation of existing 400kV bus bar protection scheme | SET | 1 |  | INCLUDED | 0 | 0 | 0 | 0 | 0 | 0
20 | 7000018791 | 200 | CRP for conventianal 420kV Bays | 1000009638 | 85371000 |  | 18 |  | Control panel for 400kV Diameter (For One-half Breaker Scheme) | EA | 2 |  | INCLUDED | 0 | 0 | 0 | 0 | 0 | 0
21 | 7000018791 | 210 | PLCC Equipment at Gorakhpur end | 1000036908 | 85446020 |  | 18 |  | HF CABLE 75 OHMS FOR PLCC | KM | 1 |  | INCLUDED | 0 | 0 | 0 | 0 | 0 | 0
22 | 7000018791 | 220 | PLCC Equipment at Gorakhpur end | 1000010638 | 85176210 |  | 18 |  | Digital Protection Coupler | EA | 2 |  | INCLUDED | 0 | 0 | 0 | 0 | 0 | 0
23 | 7000018791 | 230 | PLCC Equipment at Gorakhpur end | 1000017887 | 85176210 |  | 18 |  | Analog Protection Coupler for PLCC | EA | 2 |  | INCLUDED | 0 | 0 | 0 | 0 | 0 | 0
24 | 7000018791 | 240 | PLCC Equipment at Gorakhpur end | 1000000046 | 85176210 |  | 18 |  | Carrier Equipment Analog type (for Speech+Data & Speech+Protection) | EA | 2 |  | INCLUDED | 0 | 0 | 0 | 0 | 0 | 0
25 | 7000018791 | 250 | PLCC Equipment at Gorakhpur end | 1000010014 | 85176210 |  | 18 |  | Coupling device for PLCC | SET | 2 |  | INCLUDED | 0 | 0 | 0 | 0 | 0 | 0
26 | 7000018791 | 260 | PLCC Equipment at Gorakhpur end | 1000004289 | 85176210 |  | 18 |  | 400kV,3150A,0.5mH , 50kA Line Trap | EA | 4 |  | INCLUDED | 0 | 0 | 0 | 0 | 0 | 0
27 | 7000018791 | 270 | POWER & CONTROL CABLE | 1000000443 | 85446020 |  | 18 |  | 1.1kV grade Power Cables (PVCinsulated)along withlugs,glands,straight joints &accessories,etc. | LS | 1 |  | INCLUDED | 0 | 0 | 0 | 0 | 0 | 0
28 | 7000018791 | 280 | POWER & CONTROL CABLE | 1000000442 | 85446020 |  | 18 |  | 1.1kV grade Control Cables (PVCinsulated) along withlugs,glands,straight joints &accessories,etc. | LS | 1 |  | INCLUDED | 0 | 0 | 0 | 0 | 0 | 0
29 | 7000018791 | 290 | FIRE FIGHTING SYSTEM | 1000012025 | 84241000 |  | 18 |  | 22.5 kg Dry Chemical Power (DCP) type Fire extinguisher | EA | 1 |  | INCLUDED | 0 | 0 | 0 | 0 | 0 | 0
30 | 7000018791 | 300 | FIRE FIGHTING SYSTEM | 1000012023 | 84241000 |  | 18 |  | 5kg CO2 type Portable Fire Extinguisher | EA | 2 |  | INCLUDED | 0 | 0 | 0 | 0 | 0 | 0
31 | 7000018791 | 310 | ILLUMINATION SYSTEM | 1000038325 | 94059900 |  | 18 |  | LIGHTING FIXTURE LED LUMINAIRES TYPE FL2 AS PER TECH. SPECIFICATIONS | EA | 8 |  | INCLUDED | 0 | 0 | 0 | 0 | 0 | 0
32 | 7000018791 | 320 | ILLUMINATION SYSTEM | 1000020262 | 85371000 |  | 18 |  | Sub Lighting panel (outdoor) type SLP (Switchyard and Street Lighting) | EA | 2 |  | INCLUDED | 0 | 0 | 0 | 0 | 0 | 0
33 | 7000018791 | 330 | ILLUMINATION SYSTEM | 1000038387 | 94051090 |  | 18 |  | LED FLOOD LIGHT LUMINARIESTYPE FL-1 (150W) AS PER TECHNICALSPECIFICATION | EA | 4 |  | INCLUDED | 0 | 0 | 0 | 0 | 0 | 0
34 | 7000018791 | 340 | 400 kV TOWERS | 1000020123 | 73082011 |  | 18 |  | Fabrication, galvanising and supply of Standard 400 kV Tower TAincluding nuts, bolts, all type of washers, packplates, step bolts andgusset plates excluding foundation bolts | EA | 2 |  | INCLUDED | 0 | 0 | 0 | 0 | 0 | 0
35 | 7000018791 | 350 | 400 kV TOWERS | 1000020124 | 73082011 |  | 18 |  | Fabrication, galvanising and supply of Standard 400 kV Tower TBincluding nuts, bolts, all type of washers, packplates, step bolts andgusset plates excluding foundation bolts | EA | 1 |  | INCLUDED | 0 | 0 | 0 | 0 | 0 | 0
36 | 7000018791 | 360 | 400 kV TOWERS | 1000020118 | 73082011 |  | 18 |  | Fabrication, galvanising and supply of Standard 400 kV Gantry G1including nuts, bolts, all type of washers, packplates, step bolts andgusset plates excluding foundation bolts | EA | 2 |  | INCLUDED | 0 | 0 | 0 | 0 | 0 | 0
37 | 7000018791 | 370 | 400kV Equipment support structures | 1000017567 | 73045930 |  | 18 |  | Standard Pipe Structure for 400kV BPI (excluding wave trap) | EA | 40 |  | INCLUDED | 0 | 0 | 0 | 0 | 0 | 0
38 | 7000018791 | 380 | 400kV Equipment support structures | 1000020193 | 73045930 |  | 18 |  | Fabrication, galvanising and supply of Standard Pipe Structure - 400kV CVT including nuts, bolts, all type of washers, packplates, stepbolts and gusset plates excluding foundation bolts | EA | 6 |  | INCLUDED | 0 | 0 | 0 | 0 | 0 | 0
39 | 7000018791 | 390 | 400kV Equipment support structures | 1000020195 | 73045930 |  | 18 |  | Fabrication, galvanising and supply ofStandard Pipe Structure - 400 kV,1-Phase, SA including nuts, bolts,all type of washers, packplates, stepbolts and gusset plates excludingfoundation bolts | EA | 6 |  | INCLUDED | 0 | 0 | 0 | 0 | 0 | 0
40 | 7000018791 | 400 | 400kV Equipment support structures | 1000017568 | 73045930 |  | 18 |  | Standard Pipe Structure for 400kV BPI for WT (1- phase) | EA | 4 |  | INCLUDED | 0 | 0 | 0 | 0 | 0 | 0
41 | 7000018791 | 520 | MANDATORY SPARES -LOT | 1000024186 | 85354010 |  | 18 |  | SPARES FOR 336KV SURGE ARRESTER | LS | 1 |  | INCLUDED | 0 | 0 | 0 | 0 | 0 | 0
42 | 7000018791 | 530 | MANDATORY SPARES -LOT | 1000025949 | 85371000 |  | 18 |  | Spare-C & R Panel | SET | 1 |  | INCLUDED | 0 | 0 | 0 | 0 | 0 | 0
43 | 7000018791 | 540 | MANDATORY SPARES -LOT | 1000025943 | 85359090 |  | 18 |  | Spare-420kV CVT 1 | SET | 1 |  | INCLUDED | 0 | 0 | 0 | 0 | 0 | 0
44 | 7000018791 | 550 | MANDATORY SPARES -LOT | 1000025950 | 85176210 |  | 18 |  | Spare-PLCC | SET | 1 |  | INCLUDED | 0 | 0 | 0 | 0 | 0 | 0
45 | 7000018791 | 560 | MANDATORY SPARES GIS | 1000018982 | 85389000 |  | 18 |  | SF6 gas Pressure Relief Devices, 1Nos. of each type | SET | 1 |  | INCLUDED | 0 | 0 | 0 | 0 | 0 | 0
46 | 7000018791 | 570 | MANDATORY SPARES GIS | 1000019006 | 85389000 |  | 18 |  | SF6 Pressure gauge cum switch OR Density monitors and pressure switchas applicable (1 no. of each type) | SET | 2 |  | INCLUDED | 0 | 0 | 0 | 0 | 0 | 0
47 | 7000018791 | 580 | MANDATORY SPARES GIS | 1000010010 | 85389000 |  | 18 |  | Coupling device for pressure gauge cum switch for connecting Gashandling plant | SET | 1 |  | INCLUDED | 0 | 0 | 0 | 0 | 0 | 0
48 | 7000018791 | 590 | MANDATORY SPARES GIS | 1000013093 | 85389000 |  | 18 |  | Rubber gaskets, `O' rings and seals for SF6 gas of each type for 420kVGIS Circuit Breaker | SET | 2 |  | INCLUDED | 0 | 0 | 0 | 0 | 0 | 0
49 | 7000018791 | 600 | MANDATORY SPARES GIS | 1000018981 | 85389000 |  | 18 |  | Molecular filter for SF6 gas with filter bags(20% of total weight) | SET | 1 |  | INCLUDED | 0 | 0 | 0 | 0 | 0 | 0
50 | 7000018791 | 610 | MANDATORY SPARES GIS | 1000009686 | 85389000 |  | 18 |  | All types of Control Valves for SF6 gas of each type | SET | 2 |  | INCLUDED | 0 | 0 | 0 | 0 | 0 | 0
51 | 7000018791 | 620 | MANDATORY SPARES GIS | 1000014163 | 85389000 |  | 18 |  | Locking device to keep the Dis-connectors (Isolators) and Earthingswitches in close or open position in case of removal of the drivingMechanism | SET | 2 |  | INCLUDED | 0 | 0 | 0 | 0 | 0 | 0
52 | 7000018791 | 630 | MANDATORY SPARES GIS | 1000007971 | 85389000 |  | 18 |  | Bus Support insulator of each type for 3 phase/single phase enclosure | EA | 3 |  | INCLUDED | 0 | 0 | 0 | 0 | 0 | 0
53 | 7000018791 | 640 | MANDATORY SPARES GIS | 1000018984 | 85389000 |  | 18 |  | SF6 Gas (20% of total gas quantity) | LOT | 1 |  | INCLUDED | 0 | 0 | 0 | 0 | 0 | 0
54 | 7000018791 | 650 | MANDATORY SPARES GIS | 1000045934 | 85389000 |  | 18 |  | AUX. RELAYS, CONTACTOR, PUSH BUTTONS, SWITCHES, LAMPS, ANNUNCIATIONWINDOWS, MCB, FUSES, TIMERS ETC. OF EACH TYPE & RATING | SET | 2 |  | INCLUDED | 0 | 0 | 0 | 0 | 0 | 0
55 | 7000018791 | 660 | MANDATORY SPARES GIS | 1000045936 | 85389000 |  | 18 |  | DRIVE MECHANISM FOR 400KV GIS MAINTENANCE EARTH SWITCH OF EACH TYPE ASPER TS. | SET | 1 |  | INCLUDED | 0 | 0 | 0 | 0 | 0 | 0
56 | 7000018791 | 670 | MANDATORY SPARES GIS | 1000045937 | 85389000 |  | 18 |  | DRIVE MECHANISM FOR 400KV GIS ISOLATOR OF EACH TYPE AS PER TS. | SET | 1 |  | INCLUDED | 0 | 0 | 0 | 0 | 0 | 0
57 | 7000018791 | 680 | MANDATORY SPARES GIS | 1000045939 | 85389000 |  | 18 |  | GAS BARRIERS OF EACH TYPE AS PER TS. | EA | 3 |  | INCLUDED | 0 | 0 | 0 | 0 | 0 | 0
58 | 7000018791 | 690 | MANDATORY SPARES GIS | 1000045940 | 85389000 |  | 18 |  | MOTOR FOR DRIVE MECHANISM FOR 400KV GIS MAINTENANCE EARTH SWITCH OFEACH TYPE AS PER TS. | SET | 1 |  | INCLUDED | 0 | 0 | 0 | 0 | 0 | 0
59 | 7000018791 | 700 | MANDATORY SPARES GIS | 1000045941 | 85389000 |  | 18 |  | MOTOR FOR DRIVE MECHANISM FOR 400KV GIS ISOLATOR OF EACH TYPE AS PERTS. | SET | 1 |  | INCLUDED | 0 | 0 | 0 | 0 | 0 | 0
60 | 7000018791 | 710 | MANDATORY SPARES GIS | 1000045943 | 85389000 |  | 18 |  | OPERATION COUNTER FOR 400KV SF6 CIRCUIT BREAKER | SET | 3 |  | INCLUDED | 0 | 0 | 0 | 0 | 0 | 0
61 | 7000018791 | 720 | MANDATORY SPARES GIS | 1000045945 | 85389000 |  | 18 |  | UHF PD SENSORS OF EACH TYPE ALONG WITH BNC CONNECTOR AS PER TS. | EA | 3 |  | INCLUDED | 0 | 0 | 0 | 0 | 0 | 0
62 | 7000018791 | 730 | MANDATORY SPARES GIS | 1000009208 | 85389000 |  | 18 |  | Closing coil assembly with resistor for420kV GIS Circuit Breaker (asapplicable) | SET | 3 |  | INCLUDED | 0 | 0 | 0 | 0 | 0 | 0
63 | 7000018791 | 740 | MANDATORY SPARES GIS | 1000018374 | 85389000 |  | 18 |  | Relays, Power contactors, push buttons, timers & MCBs etc of each type&rating for 420kV GIS Circuit Breaker | SET | 1 |  | INCLUDED | 0 | 0 | 0 | 0 | 0 | 0
64 | 7000018791 | 750 | MANDATORY SPARES GIS | 1000021873 | 85389000 |  | 18 |  | Trip coil assembly with resistor for420kV GIS Circuit Breaker (asapplicable) | SET | 3 |  | INCLUDED | 0 | 0 | 0 | 0 | 0 | 0
65 | 7000018791 | 760 | MANDATORY SPARES GIS | 1000007067 | 85389000 |  | 18 |  | Auxiliary switch assembly of each type for 420kV GIS Circuit Breaker | SET | 1 |  | INCLUDED | 0 | 0 | 0 | 0 | 0 | 0
66 | 7000018791 | 770 | MANDATORY SPARES GIS | 1000004368 | 85389000 |  | 18 |  | Complete set of single phase / 3-phase 420kV GIS dis-connectorincluding main circuit, enclosure, driving mechanism. | SET | 2 |  | INCLUDED | 0 | 0 | 0 | 0 | 0
67 | 7000018791 | 780 | MANDATORY SPARES GIS | 1000004364 | 85389000 |  | 18 |  | Single phase/3-phase 420kV GIS earthing switch of including maincircuit, enclosure, driving mechanism. | SET | 1 |  | INCLUDED | 0 | 0 | 0 | 0 | 0
68 | 7000018791 | 790 | MANDATORY SPARES GIS | 1000009577 | 85389000 |  | 18 |  | Open / Close contactor assembly, timers, key interlock for onecomplete 420kV GIS (3 phase) dis-connector and (3 phase) earthingswitch of each type and rating | SET | 1 |  | INCLUDED | 0 | 0 | 0 | 0 | 0
69 | 7000018791 | 800 | MANDATORY SPARES GIS | 1000017962 | 85389000 |  | 18 |  | Push button switch.-each type, as applicable for 420kV GISdis-connector | SET | 1 |  | INCLUDED | 0 | 0 | 0 | 0 | 0
70 | 7000018791 | 810 | MANDATORY SPARES GIS | 1000014587 | 85389000 |  | 18 |  | Limit switch and Aux. Switches for complete 3 phase 420kV Isolator | SET | 1 |  | INCLUDED | 0 | 0 | 0 | 0 | 0
71 | 7000018791 | 820 | MANDATORY SPARES GIS | 1000014586 | 85389000 |  | 18 |  | Limit switch and Aux. Switches for complete 3 phase 420kV Earth Switch | SET | 1 |  | INCLUDED | 0 | 0 | 0 | 0 | 0
72 | 7000018791 | 830 | MANDATORY SPARES GIS | 1000014163 | 85389000 |  | 18 |  | Locking device to keep the Dis-connectors (Isolators) and Earthingswitches in close or open position in case of removal of the drivingMechanism | SET | 1 |  | INCLUDED | 0 | 0 | 0 | 0 | 0
73 | 7000018791 | 840 | MANDATORY SPARES GIS | 1000033117 | 85389000 |  | 18 |  | HIGH SPEED / FAST ACTING FAULT MAKING GROUNDING SWITCH 3 NOS OF SINGLEPHASE / 1 NO OF 3-PHASE OF EACH VOLTAGE RATING INCLUDING MAIN CIRCUIT,ENCLOSURE AND DRIVING MECHANISM. | SET | 1 |  | INCLUDED | 0 | 0 | 0 | 0 | 0
74 | 7000018791 | 850 | MANDATORY SPARES GIS | 1000029506 | 85389000 |  | 18 |  | 3150A, 50kA, 1sec Single phase 420kV SF6to Air Bushing | EA | 1 |  | INCLUDED | 0 | 0 | 0 | 0 | 0
75 | 7000018791 | 860 | MANDATORY SPARES GIS | 1000004630 | 85389000 |  | 18 |  | Complete pole of 420kV, 3150A,50kA SF6GIS Circuit Breaker complete withinterrupter, main circuit enclosure andMarshalling Box with operatingmechanism | EA | 1 |  | INCLUDED | 0 | 0 | 0 | 0 | 0
76 | 7000018791 | 870 | MANDATORY SPARES GIS | 1000032798 | 85389000 |  | 18 |  | 420KV, 4000A, 50KA SF6 TO AIR BUSHING | SET | 1 |  | INCLUDED | 0 | 0 | 0 | 0 | 0
77 | 7000018791 | 880 | PLCC Equipment at New Butwal end | 1000036908 | 85446020 |  | 18 |  | HF CABLE 75 OHMS FOR PLCC | KM | 1 |  | INCLUDED | 0 | 0 | 0 | 0 | 0
78 | 7000018791 | 890 | PLCC Equipment at New Butwal end | 1000010638 | 85176210 |  | 18 |  | Digital Protection Coupler | EA | 2 |  | INCLUDED | 0 | 0 | 0 | 0 | 0
79 | 7000018791 | 900 | PLCC Equipment at New Butwal end | 1000017887 | 85176210 |  | 18 |  | Analog Protection Coupler for PLCC | EA | 2 |  | INCLUDED | 0 | 0 | 0 | 0 | 0
80 | 7000018791 | 910 | PLCC Equipment at New Butwal end | 1000000046 | 85176210 |  | 18 |  | Carrier Equipment Analog type (for Speech+Data & Speech+Protection) | EA | 2 |  | INCLUDED | 0 | 0 | 0 | 0 | 0
81 | 7000018791 | 920 | PLCC Equipment at New Butwal end | 1000010014 | 85176210 |  | 18 |  | Coupling device for PLCC | SET | 2 |  | INCLUDED | 0 | 0 | 0 | 0 | 0
82 | 7000018791 | 930 | DSLP | 1000030005 | 73082011 |  | 18 |  | Lightening Mast(LM)-40m complete with foundation bolts/nuts platformsetc. | EA | 1 |  | INCLUDED | 0 | 0 | 0 | 0 | 0
83 | 7000018791 | 960 | LT Switchgear | 1000004304 | 85371000 |  | 18 |  | 415V ACDB (Extn.) | SET | 1 |  | INCLUDED | 0 | 0 | 0 | 0 | 0
84 | 7000018791 | 970 | LT Switchgear | 1000004309 | 85371000 |  | 18 |  | 415V MLDB (Extn.) | SET | 1 |  | INCLUDED | 0 | 0 | 0 | 0 | 0
85 | 7000018791 | 980 | TELE EQPT | 1000031367 | 85176260 |  | 18 |  | SDH EQUIPMENT (STM-16 MADM UPTO 5 MSP PROTECTED DIRECTIONS)-BASEEQUIPMENT (COMMON CARDS, CROSS CONNECT/CONTROL CARDS, OPTICAL BASECARDS, POWER SUPPLY CARDS, POWER CABLING, OTHER HARDWARE ANDACCESSORIES INCLUDING SUB RACKS, PATCH CORD, DDF ETC FULLY EQUIPEDEXCLUDING OPTICAL INTERFACE & TRIBUTARY CARDS | EA | 1 |  | INCLUDED | 0 | 0 | 0 | 0 | 0
86 | 7000018791 | 990 | TELE EQPT | 1000018706 | 85176990 |  | 18 |  | S16.1 SFP | EA | 4 |  | INCLUDED | 0 | 0 | 0 | 0 | 0
87 | 7000018791 | 1000 | TELE EQPT | 1000019317 | 85176290 |  | 18 |  | Optical Line Interface card To support minimum 175 km | EA | 4 |  | INCLUDED | 0 | 0 | 0 | 0 | 0
88 | 7000018791 | 1010 | TELE EQPT | 1000031374 | 85176290 |  | 18 |  | TRIBUTARY INTERFACE- E1 INTERFACE (MINIMUM 16 NOS.) | SET | 2 |  | INCLUDED | 0 | 0 | 0 | 0 | 0
89 | 7000018791 | 1020 | TELE EQPT | 1000034950 | 85176990 |  | 18 |  | ETHERNET INTERFACE 10/100 BASE T WITH LAYER-2 SWITCHING (MIN 8INTERFACES PER CARD) | EA | 2 |  | INCLUDED | 0 | 0 | 0 | 0 | 0
90 | 7000018791 | 1030 | TELE EQPT | 1000031381 | 85176290 |  | 18 |  | TRIBUTARY INTERFACE-GIGABIT ETHERNET INTERFACES 10/100 MBPS WITH LAYER-2 SWITCHING (MINIMUM 2 NOS.) | SET | 1 |  | INCLUDED | 0 | 0 | 0 | 0 | 0
91 | 7000018791 | 1040 | TELE EQPT | 1000026228 | 85176290 |  | 18 |  | Equipment Cabinets For SDH | EA | 1 |  | INCLUDED | 0 | 0 | 0 | 0 | 0
92 | 7000018791 | 1050 | TELE EQPT | 1000028495 | 84715000 |  | 18 |  | NMS- CRAFT TERMINAL-HARDWARE | EA | 1 |  | INCLUDED | 0 | 0 | 0 | 0 | 0
93 | 7000018791 | 1060 | TELE EQPT | 1000028265 | 85238020 |  | 18 |  | Software for Craft Terminal | EA | 1 |  | INCLUDED | 0 | 0 | 0 | 0 | 0
94 | 7000018791 | 1070 | TELE EQPT | 1000034998 | 85171890 |  | 18 |  | VOIP TELEPHONE INSTRUMENT WITH ONE COMMON SWITCH (MIN. 8 PORT) | EA | 2 |  | INCLUDED | 0 | 0 | 0 | 0 | 0
95 | 7000018791 | 1090 | Spares-Tele Eqpt | 1000031369 | 85176260 |  | 18 |  | SDH EQUIPMENT (STM-16 MADM UPTO 5 MSP PROTECTED DIRECTIONS)-COMMONCARDS, CROSS-CONNECT/CONTROL CARDS, OPTICAL BASE CARD, POWER SUPPLYCARDS, POWER CABLING, OTHER HARDWARE & ACCESSORIES (EACH). | SET | 1 |  | INCLUDED | 0 | 0 | 0 | 0 | 0
96 | 7000018791 | 1100 | Spares-Tele Eqpt | 1000018706 | 85176990 |  | 18 |  | S16.1 SFP | EA | 1 |  | INCLUDED | 0 | 0 | 0 | 0 | 0
97 | 7000018791 | 1160 | Spares-Tele Eqpt | 1000019317 | 85176290 |  | 18 |  | Optical Line Interface card To support minimum 175 km | EA | 1 |  | INCLUDED | 0 | 0 | 0 | 0 | 0
98 | 7000018791 | 1110 | Spares-Tele Eqpt | 1000031374 | 85176290 |  | 18 |  | TRIBUTARY INTERFACE- E1 INTERFACE (MINIMUM 16 NOS.) | SET | 1 |  | INCLUDED | 0 | 0 | 0 | 0 | 0
99 | 7000018791 | 1120 | Spares-Tele Eqpt | 1000034950 | 85176990 |  | 18 |  | ETHERNET INTERFACE 10/100 BASE T WITH LAYER-2 SWITCHING (MIN 8INTERFACES PER CARD) | EA | 1 |  | INCLUDED | 0 | 0 | 0 | 0 | 0 | 0
100 | 7000018791 | 1130 | Spares-Tele Eqpt | 1000031381 | 85176290 |  | 18 |  | TRIBUTARY INTERFACE-GIGABIT ETHERNET INTERFACES 10/100 MBPS WITH LAYER-2 SWITCHING (MINIMUM 2 NOS.) | SET | 1 |  | INCLUDED | 0 | 0 | 0 | 0 | 0 | 0
101 | 7000018791 | 1140 | Spares-Tele Eqpt | 1000034998 | 85171890 |  | 18 |  | VOIP TELEPHONE INSTRUMENT WITH ONE COMMON SWITCH (MIN. 8 PORT) | EA | 1 |  | INCLUDED | 0 | 0 | 0 | 0 | 0 | 0
102 | 7000018791 | 1150 | Spares-Tele Eqpt | 1000031398 | 85171890 |  | 18 |  | PRE CONNECTORIZED OPTICAL FIBER PATCH CORDS(10 MTRS) â€“ PACK OF SIXPATCH CORDS | SET | 1 |  | INCLUDED | 0 | 0 | 0 | 0 | 0 | 0
103 | 7000018791 | 1170 | PMU and associated eqpt. supply | 1000017518 | 85364900 |  | 18 |  | PMU with GPS Clock (clock can be either internal or external) | EA | 2 |  | INCLUDED | 0 | 0 | 0 | 0 | 0 | 0
104 | 7000018791 | 1180 | PMU and associated eqpt. supply | 1000022512 | 90311000 |  | 18 |  | WAMS Hardware - Time System (GPS receiver) | EA | 2 |  | INCLUDED | 0 | 0 | 0 | 0 | 0 | 0
105 | 7000018791 | 1190 | PMU and associated eqpt. supply | 1000022510 | 85176290 |  | 18 |  | WAMS Hardware - Substation Grade Layer-3 LAN Switches with minimum 4 x10/100 Mbps Ethernet ports and 2 x 1 Gbps Ethernet ports | EA | 3 |  | INCLUDED | 0 | 0 | 0 | 0 | 0 | 0
106 | 7000018791 | 1200 | PMU and associated eqpt. supply | 1000022487 | 85447090 |  | 18 |  | WAMS Miscellaneous - Armored Fibre Optic Cable and associatedtermination (e.g. L2 Switch) for connecting PMU panels located indifferent control room of a station | EA | 1 |  | INCLUDED | 0 | 0 | 0 | 0 | 0 | 0
107 | 7000018791 | 1230 | Mandatory Spares- SAS | 1000062002 | 85371000 |  | 18 |  | BAY CONTROL UNIT (IED) OF MAIN SYSTEM | EA | 1 |  | INCLUDED | 0 | 0 | 0 | 0 | 0 | 0
108 | 7000018791 | 1240 | Mandatory Spares- SAS | 1000062004 | 85371000 |  | 18 |  | ETHERNET SWITCH SUITABLE FOR 19Ã‚â‚¬Â RACK MOUNTING WITH 24 FIBER OPTICPORTS | EA | 1 |  | INCLUDED | 0 | 0 | 0 | 0 | 0 | 0
Total Ex-Works Price | [12 empty] | 0 |  | 0 |  | 0 | 0 | 0
Total Type Test charges as per Schedule-7 | [12 empty] | 0
Total Ex-Works Price including Type Test charges | [12 empty] | 0
# In case the bidder leaves the cell for confirmation of the HSN code and/or GST rate “blank”, the HSN code and corresponding GST rate indicated by the Employer shall be deemed to be the one confirmed by the Bidder.
| Date | [7 empty] | Printed Name
| Place | [7 empty] | Designation
Click for Sch-2

## Sch-2
Specification No.: 5002002330/CONSULTANCY GIVEN/DOM/A06-CC CS -7 | [8 empty] | Schedule - 2
Substation Package SS01 for extension of 400kV Gorakhpur Substation through GIS bays for termination of 400 KV D/C New Butwal - Gorakhpur Transmission Line under Cross Border Interconnection
(SCHEDULE OF RATES AND PRICES)
BIDDER:
0 | [6 empty] | To:
Bidder’s Name and Address (Sole Bidder) : | [6 empty] | Contract Services
Name : | [6 empty] | Power Grid Corporation of India Ltd.,
Address : | [6 empty] | "Saudamini", Plot No.-2
Sector-29,
Gurgaon (Haryana) - 122001
Local Transportation, In-transit Insurance, Loading and Unloading
(All Prices are in Indian Rupees)
SI. No. | PR No | PR Line Item No | Activity Description | Material Code | Description | Unit | Quantity | Unit Freight, In-transit Insurance, loading & Unloading Charges | Total Freight, In-transit Insurance, loading & Unloading Charges
1 | 2 | 3 | 4 | 5 | 6 | 7 | 8 | 9 | 10 = 8 X 9
I | 400 KV Gorakhpur Extn GIS bays
1 | 7000018791 | 10 | 420kV, 50kA GIS Equipment | 1000004532 | 420kV, 4000 A, 50 kA, SF6 GIS Bus barmodule as per Section-Project,Technical specification | SET | 2 |  | INCLUDED
2 | 7000018791 | 20 | 420kV, 50kA GIS Equipment | 1000004631 | 420 kV, 3150 A, 50 kA, SF6 GIS Linefeeder bay module(without PIR) as perSection-Project, Technicalspecification | SET | 2 |  | INCLUDED
3 | 7000018791 | 30 | 420kV, 50kA GIS Equipment | 1000004494 | 420kV, 3150 A, 50 kA, SF6 GIS Tie baymodule(without PIR) as perSection-Project, Technicalspecification | SET | 2 |  | INCLUDED
4 | 7000018791 | 40 | 420kV, 50kA GIS Equipment | 1000029506 | 3150A, 50kA, 1sec Single phase 420kV SF6to Air Bushing | EA | 6 |  | INCLUDED
5 | 7000018791 | 50 | 420kV, 50kA GIS Equipment | 1000004294 | 420kV, 4000A,50kA, Single phase SF6 GasInsulated Bus Duct (GIB) outside GISHall alongwith associated supportstructure | M | 350 |  | INCLUDED
6 | 7000018791 | 60 | 420kV, 50kA GIS Equipment | 1000004286 | 420kV, 3000A, 50kA, Single phase, SF6Gas Insulated Bus Duct (GIB) outsideGIS Hall alongwith associated supportstructure | M | 200 |  | INCLUDED
7 | 7000018791 | 70 | 420kV, 50kA GIS Equipment | 1000032798 | 420KV, 4000A, 50KA SF6 TO AIR BUSHING | SET | 6 |  | INCLUDED
8 | 7000018791 | 80 | GIS Common Equipment | 1000025436 | SF6 Gas Leakage Detector | EA | 1 |  | INCLUDED
9 | 7000018791 | 90 | GIS Common Equipment | 1000032132 | SF6 GAS ANALYZER | EA | 1 |  | INCLUDED
10 | 7000018791 | 100 | 420kV, 50kA AIS EQUIPMENT | 1000004535 | 420 kV, 4400 pF Capacitive Voltage Transformer (1-Phase) | EA | 6 |  | INCLUDED
11 | 7000018791 | 110 | 420kV, 50kA AIS EQUIPMENT | 1000020419 | 336kV Surge Arrester (1-phase) | EA | 6 |  | INCLUDED
12 | 7000018791 | 120 | 420kV, 50kA AIS EQUIPMENT | 1000004401 | 420 kV, 1 phase Bus Post Insulator (except for Line Traps) | EA | 40 |  | INCLUDED
13 | 7000018791 | 130 | 420kV, 50kA AIS EQUIPMENT | 1000004400 | 420 kV ,1 phase Bus Post Insulators for Line Traps | EA | 12 |  | INCLUDED
14 | 7000018791 | 140 | Erection Hardware for 420 kV GIS | 1000011336 | Erection Hardware for 400kV I type layout for GIS terminationarrangement-Line bay as per technical specification | SET | 2 |  | INCLUDED
15 | 7000018791 | 150 | Erection Hardware for 420 kV GIS | 1000046023 | 400KV ERECTION HARDWARE ERECTION HARDWARE SUCH AS BUS POSTINSULATORS, INSULATORS STRINGS, DISC INSULATORS, HARDWARE, SPACERS,CONDUCTOR, CABLE TRAYS, HARDWARE CLAMPS, CONNECTORS INCLUDINGEQUIPMENT CONNECTORS, JUNCTION BOX, EARTH WIRE, LIGHTING PROTECTION,BURIED CABLE TRENCHES/PIPES FOR EQUIPMENT & LIGHTING ALL ACCESSORIESETC FOR COMPLETION OF SCOPE. | LOT | 1 |  | INCLUDED
16 | 7000018791 | 160 | Earthmat | 1000032055 | 40 MM MS ROD FOR MAIN EARTHMAT | KM | 1 |  | INCLUDED
17 | 7000018791 | 170 | CRP for conventianal 420kV Bays | 1000002166 | 400kV Circuit Breaker Relay Panel with Auto Reclose | EA | 4 |  | INCLUDED
18 | 7000018791 | 180 | CRP for conventianal 420kV Bays | 1000003397 | 400kV Line Protection Panel | EA | 2 |  | INCLUDED
19 | 7000018791 | 190 | CRP for conventianal 420kV Bays | 1000006843 | Augmentation of existing 400kV bus bar protection scheme | SET | 1 |  | INCLUDED
20 | 7000018791 | 200 | CRP for conventianal 420kV Bays | 1000009638 | Control panel for 400kV Diameter (For One-half Breaker Scheme) | EA | 2 |  | INCLUDED
21 | 7000018791 | 210 | PLCC Equipment at Gorakhpur end | 1000036908 | HF CABLE 75 OHMS FOR PLCC | KM | 1 |  | INCLUDED
22 | 7000018791 | 220 | PLCC Equipment at Gorakhpur end | 1000010638 | Digital Protection Coupler | EA | 2 |  | INCLUDED
23 | 7000018791 | 230 | PLCC Equipment at Gorakhpur end | 1000017887 | Analog Protection Coupler for PLCC | EA | 2 |  | INCLUDED
24 | 7000018791 | 240 | PLCC Equipment at Gorakhpur end | 1000000046 | Carrier Equipment Analog type (for Speech+Data & Speech+Protection) | EA | 2 |  | INCLUDED
25 | 7000018791 | 250 | PLCC Equipment at Gorakhpur end | 1000010014 | Coupling device for PLCC | SET | 2 |  | INCLUDED
26 | 7000018791 | 260 | PLCC Equipment at Gorakhpur end | 1000004289 | 400kV,3150A,0.5mH , 50kA Line Trap | EA | 4 |  | INCLUDED
27 | 7000018791 | 270 | POWER & CONTROL CABLE | 1000000443 | 1.1kV grade Power Cables (PVCinsulated)along withlugs,glands,straight joints &accessories,etc. | LS | 1 |  | INCLUDED
28 | 7000018791 | 280 | POWER & CONTROL CABLE | 1000000442 | 1.1kV grade Control Cables (PVCinsulated) along withlugs,glands,straight joints &accessories,etc. | LS | 1 |  | INCLUDED
29 | 7000018791 | 290 | FIRE FIGHTING SYSTEM | 1000012025 | 22.5 kg Dry Chemical Power (DCP) type Fire extinguisher | EA | 1 |  | INCLUDED
30 | 7000018791 | 300 | FIRE FIGHTING SYSTEM | 1000012023 | 5kg CO2 type Portable Fire Extinguisher | EA | 2 |  | INCLUDED
31 | 7000018791 | 310 | ILLUMINATION SYSTEM | 1000038325 | LIGHTING FIXTURE LED LUMINAIRES TYPE FL2 AS PER TECH. SPECIFICATIONS | EA | 8 |  | INCLUDED
32 | 7000018791 | 320 | ILLUMINATION SYSTEM | 1000020262 | Sub Lighting panel (outdoor) type SLP (Switchyard and Street Lighting) | EA | 2 |  | INCLUDED
33 | 7000018791 | 330 | ILLUMINATION SYSTEM | 1000038387 | LED FLOOD LIGHT LUMINARIESTYPE FL-1 (150W) AS PER TECHNICALSPECIFICATION | EA | 4 |  | INCLUDED
34 | 7000018791 | 340 | 400 kV TOWERS | 1000020123 | Fabrication, galvanising and supply of Standard 400 kV Tower TAincluding nuts, bolts, all type of washers, packplates, step bolts andgusset plates excluding foundation bolts | EA | 2 |  | INCLUDED
35 | 7000018791 | 350 | 400 kV TOWERS | 1000020124 | Fabrication, galvanising and supply of Standard 400 kV Tower TBincluding nuts, bolts, all type of washers, packplates, step bolts andgusset plates excluding foundation bolts | EA | 1 |  | INCLUDED
36 | 7000018791 | 360 | 400 kV TOWERS | 1000020118 | Fabrication, galvanising and supply of Standard 400 kV Gantry G1including nuts, bolts, all type of washers, packplates, step bolts andgusset plates excluding foundation bolts | EA | 2 |  | INCLUDED | qty changed
37 | 7000018791 | 370 | 400kV Equipment support structures | 1000017567 | Standard Pipe Structure for 400kV BPI (excluding wave trap) | EA | 40 |  | INCLUDED
38 | 7000018791 | 380 | 400kV Equipment support structures | 1000020193 | Fabrication, galvanising and supply of Standard Pipe Structure - 400kV CVT including nuts, bolts, all type of washers, packplates, stepbolts and gusset plates excluding foundation bolts | EA | 6 |  | INCLUDED
39 | 7000018791 | 390 | 400kV Equipment support structures | 1000020195 | Fabrication, galvanising and supply ofStandard Pipe Structure - 400 kV,1-Phase, SA including nuts, bolts,all type of washers, packplates, stepbolts and gusset plates excludingfoundation bolts | EA | 6 |  | INCLUDED
40 | 7000018791 | 400 | 400kV Equipment support structures | 1000017568 | Standard Pipe Structure for 400kV BPI for WT (1- phase) | EA | 4 |  | INCLUDED
41 | 7000018791 | 520 | MANDATORY SPARES -LOT | 1000024186 | SPARES FOR 336KV SURGE ARRESTER | LS | 1 |  | INCLUDED
42 | 7000018791 | 530 | MANDATORY SPARES -LOT | 1000025949 | Spare-C & R Panel | SET | 1 |  | INCLUDED
43 | 7000018791 | 540 | MANDATORY SPARES -LOT | 1000025943 | Spare-420kV CVT 1 | SET | 1 |  | INCLUDED
44 | 7000018791 | 550 | MANDATORY SPARES -LOT | 1000025950 | Spare-PLCC | SET | 1 |  | INCLUDED
45 | 7000018791 | 560 | MANDATORY SPARES GIS | 1000018982 | SF6 gas Pressure Relief Devices, 1Nos. of each type | SET | 1 |  | INCLUDED
46 | 7000018791 | 570 | MANDATORY SPARES GIS | 1000019006 | SF6 Pressure gauge cum switch OR Density monitors and pressure switchas applicable (1 no. of each type) | SET | 2 |  | INCLUDED
47 | 7000018791 | 580 | MANDATORY SPARES GIS | 1000010010 | Coupling device for pressure gauge cum switch for connecting Gashandling plant | SET | 1 |  | INCLUDED
48 | 7000018791 | 590 | MANDATORY SPARES GIS | 1000013093 | Rubber gaskets, `O' rings and seals for SF6 gas of each type for 420kVGIS Circuit Breaker | SET | 2 |  | INCLUDED
49 | 7000018791 | 600 | MANDATORY SPARES GIS | 1000018981 | Molecular filter for SF6 gas with filter bags(20% of total weight) | SET | 1 |  | INCLUDED
50 | 7000018791 | 610 | MANDATORY SPARES GIS | 1000009686 | All types of Control Valves for SF6 gas of each type | SET | 2 |  | INCLUDED
51 | 7000018791 | 620 | MANDATORY SPARES GIS | 1000014163 | Locking device to keep the Dis-connectors (Isolators) and Earthingswitches in close or open position in case of removal of the drivingMechanism | SET | 2 |  | INCLUDED
52 | 7000018791 | 630 | MANDATORY SPARES GIS | 1000007971 | Bus Support insulator of each type for 3 phase/single phase enclosure | EA | 3 |  | INCLUDED
53 | 7000018791 | 640 | MANDATORY SPARES GIS | 1000018984 | SF6 Gas (20% of total gas quantity) | LOT | 1 |  | INCLUDED
54 | 7000018791 | 650 | MANDATORY SPARES GIS | 1000045934 | AUX. RELAYS, CONTACTOR, PUSH BUTTONS, SWITCHES, LAMPS, ANNUNCIATIONWINDOWS, MCB, FUSES, TIMERS ETC. OF EACH TYPE & RATING | SET | 2 |  | INCLUDED
55 | 7000018791 | 660 | MANDATORY SPARES GIS | 1000045936 | DRIVE MECHANISM FOR 400KV GIS MAINTENANCE EARTH SWITCH OF EACH TYPE ASPER TS. | SET | 1 |  | INCLUDED
56 | 7000018791 | 670 | MANDATORY SPARES GIS | 1000045937 | DRIVE MECHANISM FOR 400KV GIS ISOLATOR OF EACH TYPE AS PER TS. | SET | 1 |  | INCLUDED
57 | 7000018791 | 680 | MANDATORY SPARES GIS | 1000045939 | GAS BARRIERS OF EACH TYPE AS PER TS. | EA | 3 |  | INCLUDED
58 | 7000018791 | 690 | MANDATORY SPARES GIS | 1000045940 | MOTOR FOR DRIVE MECHANISM FOR 400KV GIS MAINTENANCE EARTH SWITCH OFEACH TYPE AS PER TS. | SET | 1 |  | INCLUDED
59 | 7000018791 | 700 | MANDATORY SPARES GIS | 1000045941 | MOTOR FOR DRIVE MECHANISM FOR 400KV GIS ISOLATOR OF EACH TYPE AS PERTS. | SET | 1 |  | INCLUDED
60 | 7000018791 | 710 | MANDATORY SPARES GIS | 1000045943 | OPERATION COUNTER FOR 400KV SF6 CIRCUIT BREAKER | SET | 3 |  | INCLUDED
61 | 7000018791 | 720 | MANDATORY SPARES GIS | 1000045945 | UHF PD SENSORS OF EACH TYPE ALONG WITH BNC CONNECTOR AS PER TS. | EA | 3 |  | INCLUDED
62 | 7000018791 | 730 | MANDATORY SPARES GIS | 1000009208 | Closing coil assembly with resistor for420kV GIS Circuit Breaker (asapplicable) | SET | 3 |  | INCLUDED
63 | 7000018791 | 740 | MANDATORY SPARES GIS | 1000018374 | Relays, Power contactors, push buttons, timers & MCBs etc of each type&rating for 420kV GIS Circuit Breaker | SET | 1 |  | INCLUDED
64 | 7000018791 | 750 | MANDATORY SPARES GIS | 1000021873 | Trip coil assembly with resistor for420kV GIS Circuit Breaker (asapplicable) | SET | 3 |  | INCLUDED
65 | 7000018791 | 760 | MANDATORY SPARES GIS | 1000007067 | Auxiliary switch assembly of each type for 420kV GIS Circuit Breaker | SET | 1 |  | INCLUDED
66 | 7000018791 | 770 | MANDATORY SPARES GIS | 1000004368 | Complete set of single phase / 3-phase 420kV GIS dis-connectorincluding main circuit, enclosure, driving mechanism. | SET | 2 |  | INCLUDED
67 | 7000018791 | 780 | MANDATORY SPARES GIS | 1000004364 | Single phase/3-phase 420kV GIS earthing switch of including maincircuit, enclosure, driving mechanism. | SET | 1 |  | INCLUDED
68 | 7000018791 | 790 | MANDATORY SPARES GIS | 1000009577 | Open / Close contactor assembly, timers, key interlock for onecomplete 420kV GIS (3 phase) dis-connector and (3 phase) earthingswitch of each type and rating | SET | 1 |  | INCLUDED
69 | 7000018791 | 800 | MANDATORY SPARES GIS | 1000017962 | Push button switch.-each type, as applicable for 420kV GISdis-connector | SET | 1 |  | INCLUDED
70 | 7000018791 | 810 | MANDATORY SPARES GIS | 1000014587 | Limit switch and Aux. Switches for complete 3 phase 420kV Isolator | SET | 1 |  | INCLUDED
71 | 7000018791 | 820 | MANDATORY SPARES GIS | 1000014586 | Limit switch and Aux. Switches for complete 3 phase 420kV Earth Switch | SET | 1 |  | INCLUDED
72 | 7000018791 | 830 | MANDATORY SPARES GIS | 1000014163 | Locking device to keep the Dis-connectors (Isolators) and Earthingswitches in close or open position in case of removal of the drivingMechanism | SET | 1 |  | INCLUDED
73 | 7000018791 | 840 | MANDATORY SPARES GIS | 1000033117 | HIGH SPEED / FAST ACTING FAULT MAKING GROUNDING SWITCH 3 NOS OF SINGLEPHASE / 1 NO OF 3-PHASE OF EACH VOLTAGE RATING INCLUDING MAIN CIRCUIT,ENCLOSURE AND DRIVING MECHANISM. | SET | 1 |  | INCLUDED
74 | 7000018791 | 850 | MANDATORY SPARES GIS | 1000029506 | 3150A, 50kA, 1sec Single phase 420kV SF6to Air Bushing | EA | 1 |  | INCLUDED
75 | 7000018791 | 860 | MANDATORY SPARES GIS | 1000004630 | Complete pole of 420kV, 3150A,50kA SF6GIS Circuit Breaker complete withinterrupter, main circuit enclosure andMarshalling Box with operatingmechanism | EA | 1 |  | INCLUDED
76 | 7000018791 | 870 | MANDATORY SPARES GIS | 1000032798 | 420KV, 4000A, 50KA SF6 TO AIR BUSHING | SET | 1 |  | INCLUDED
77 | 7000018791 | 880 | PLCC Equipment at New Butwal end | 1000036908 | HF CABLE 75 OHMS FOR PLCC | KM | 1 |  | INCLUDED
78 | 7000018791 | 890 | PLCC Equipment at New Butwal end | 1000010638 | Digital Protection Coupler | EA | 2 |  | INCLUDED
79 | 7000018791 | 900 | PLCC Equipment at New Butwal end | 1000017887 | Analog Protection Coupler for PLCC | EA | 2 |  | INCLUDED
80 | 7000018791 | 910 | PLCC Equipment at New Butwal end | 1000000046 | Carrier Equipment Analog type (for Speech+Data & Speech+Protection) | EA | 2 |  | INCLUDED
81 | 7000018791 | 920 | PLCC Equipment at New Butwal end | 1000010014 | Coupling device for PLCC | SET | 2 |  | INCLUDED
82 | 7000018791 | 930 | DSLP | 1000030005 | Lightening Mast(LM)-40m complete with foundation bolts/nuts platformsetc. | EA | 1 |  | INCLUDED
83 | 7000018791 | 960 | LT Switchgear | 1000004304 | 415V ACDB (Extn.) | SET | 1 |  | INCLUDED
84 | 7000018791 | 970 | LT Switchgear | 1000004309 | 415V MLDB (Extn.) | SET | 1 |  | INCLUDED
85 | 7000018791 | 980 | TELE EQPT | 1000031367 | SDH EQUIPMENT (STM-16 MADM UPTO 5 MSP PROTECTED DIRECTIONS)-BASEEQUIPMENT (COMMON CARDS, CROSS CONNECT/CONTROL CARDS, OPTICAL BASECARDS, POWER SUPPLY CARDS, POWER CABLING, OTHER HARDWARE ANDACCESSORIES INCLUDING SUB RACKS, PATCH CORD, DDF ETC FULLY EQUIPEDEXCLUDING OPTICAL INTERFACE & TRIBUTARY CARDS | EA | 1 |  | INCLUDED
86 | 7000018791 | 990 | TELE EQPT | 1000018706 | S16.1 SFP | EA | 4 |  | INCLUDED
87 | 7000018791 | 1000 | TELE EQPT | 1000019317 | Optical Line Interface card To support minimum 175 km | EA | 4 |  | INCLUDED
88 | 7000018791 | 1010 | TELE EQPT | 1000031374 | TRIBUTARY INTERFACE- E1 INTERFACE (MINIMUM 16 NOS.) | SET | 2 |  | INCLUDED
89 | 7000018791 | 1020 | TELE EQPT | 1000034950 | ETHERNET INTERFACE 10/100 BASE T WITH LAYER-2 SWITCHING (MIN 8INTERFACES PER CARD) | EA | 2 |  | INCLUDED
90 | 7000018791 | 1030 | TELE EQPT | 1000031381 | TRIBUTARY INTERFACE-GIGABIT ETHERNET INTERFACES 10/100 MBPS WITH LAYER-2 SWITCHING (MINIMUM 2 NOS.) | SET | 1 |  | INCLUDED
91 | 7000018791 | 1040 | TELE EQPT | 1000026228 | Equipment Cabinets For SDH | EA | 1 |  | INCLUDED
92 | 7000018791 | 1050 | TELE EQPT | 1000028495 | NMS- CRAFT TERMINAL-HARDWARE | EA | 1 |  | INCLUDED
93 | 7000018791 | 1060 | TELE EQPT | 1000028265 | Software for Craft Terminal | EA | 1 |  | INCLUDED
94 | 7000018791 | 1070 | TELE EQPT | 1000034998 | VOIP TELEPHONE INSTRUMENT WITH ONE COMMON SWITCH (MIN. 8 PORT) | EA | 2 |  | INCLUDED
95 | 7000018791 | 1090 | Spares-Tele Eqpt | 1000031369 | SDH EQUIPMENT (STM-16 MADM UPTO 5 MSP PROTECTED DIRECTIONS)-COMMONCARDS, CROSS-CONNECT/CONTROL CARDS, OPTICAL BASE CARD, POWER SUPPLYCARDS, POWER CABLING, OTHER HARDWARE & ACCESSORIES (EACH). | SET | 1 |  | INCLUDED
96 | 7000018791 | 1100 | Spares-Tele Eqpt | 1000018706 | S16.1 SFP | EA | 1 |  | INCLUDED
97 | 7000018791 | 1160 | Spares-Tele Eqpt | 1000019317 | Optical Line Interface card To support minimum 175 km | EA | 1 |  | INCLUDED
98 | 7000018791 | 1110 | Spares-Tele Eqpt | 1000031374 | TRIBUTARY INTERFACE- E1 INTERFACE (MINIMUM 16 NOS.) | SET | 1 |  | INCLUDED
99 | 7000018791 | 1120 | Spares-Tele Eqpt | 1000034950 | ETHERNET INTERFACE 10/100 BASE T WITH LAYER-2 SWITCHING (MIN 8INTERFACES PER CARD) | EA | 1 |  | INCLUDED
100 | 7000018791 | 1130 | Spares-Tele Eqpt | 1000031381 | TRIBUTARY INTERFACE-GIGABIT ETHERNET INTERFACES 10/100 MBPS WITH LAYER-2 SWITCHING (MINIMUM 2 NOS.) | SET | 1 |  | INCLUDED
101 | 7000018791 | 1140 | Spares-Tele Eqpt | 1000034998 | VOIP TELEPHONE INSTRUMENT WITH ONE COMMON SWITCH (MIN. 8 PORT) | EA | 1 |  | INCLUDED
102 | 7000018791 | 1150 | Spares-Tele Eqpt | 1000031398 | PRE CONNECTORIZED OPTICAL FIBER PATCH CORDS(10 MTRS) â€“ PACK OF SIXPATCH CORDS | SET | 1 |  | INCLUDED
103 | 7000018791 | 1170 | PMU and associated eqpt. supply | 1000017518 | PMU with GPS Clock (clock can be either internal or external) | EA | 2 |  | INCLUDED
104 | 7000018791 | 1180 | PMU and associated eqpt. supply | 1000022512 | WAMS Hardware - Time System (GPS receiver) | EA | 2 |  | INCLUDED
105 | 7000018791 | 1190 | PMU and associated eqpt. supply | 1000022510 | WAMS Hardware - Substation Grade Layer-3 LAN Switches with minimum 4 x10/100 Mbps Ethernet ports and 2 x 1 Gbps Ethernet ports | EA | 3 |  | INCLUDED
106 | 7000018791 | 1200 | PMU and associated eqpt. supply | 1000022487 | WAMS Miscellaneous - Armored Fibre Optic Cable and associatedtermination (e.g. L2 Switch) for connecting PMU panels located indifferent control room of a station | EA | 1 |  | INCLUDED
107 | 7000018791 | 1230 | Mandatory Spares- SAS | 1000062002 | BAY CONTROL UNIT (IED) OF MAIN SYSTEM | EA | 1 |  | INCLUDED
108 | 7000018791 | 1240 | Mandatory Spares- SAS | 1000062004 | ETHERNET SWITCH SUITABLE FOR 19Ã‚â‚¬Â RACK MOUNTING WITH 24 FIBER OPTICPORTS | EA | 1 |  | INCLUDED
| TOTAL | [7 empty] | 0
Note: Bidders to note that the item description under various schedules are through unique material ID for respective items under SAP ERP System and therefore, identical item description appears in schedule-1(Ex-works) & schedule-2(F&I). However, the prices to be quoted in Price Schedule-2(F&I) shall be towards Local Transportation, In-transit Insurance, loading and unloading only in line with clause ITB 11.4(b).
| Date |  |  |  |  | Printed Name
| Place |  |  |  |  | Designation

## Sch-3
Specification No.: 5002002330/CONSULTANCY GIVEN/DOM/A06-CC CS -7 | [14 empty] | Schedule - 3
Substation Package SS01 for extension of 400kV Gorakhpur Substation through GIS bays for termination of 400 KV D/C New Butwal - Gorakhpur Transmission Line under Cross Border Interconnection
(SCHEDULE OF RATES AND PRICES )
BIDDER:
0 | [11 empty] | To:
Bidder’s Name and Address (Sole Bidder) : | [11 empty] | Contract Services
Name : | [11 empty] | Power Grid Corporation of India Ltd.,
Address : | [11 empty] | "Saudamini", Plot No.-2
Sector-29,
Gurgaon (Haryana) - 122001
Installation Charges :
SI. No. | PR No | PR Line Item No | Activity Header | PR Activity No | Activity Description | Service Code | SAC (Service Accounting Codes) | Whether SAC in column ‘8’ is confirmed. If not, indicate applicable the SAC # | Rate of GST applicable ( in %) | Whether rate of GST in column ‘10’ is confirmed. If not indicate applicable rate of GST # | Description | Unit | Quantity | Unit Erection Charges | Total Erection Charges |  | GST Before Discount | Discount | Total Price after discount | GST After Discount
1 | 2 | 3 | 4 | 5 | 6 | 7 | 8 | 9 | 10 | 11 | 12 | 13 | 14 | 15 | 16=14*15
I | 400 KV Gorakhpur Extn GIS bays
1 | 7000018791 | 410 | 1230 | 10 | 420kV, 50kA GIS Equipment | 100000236 | 998736 |  | 18 |  | 420kV, 4000 A, 50 kA, 3 -phase SF6 GIS bus bar | SET | 2 |  | INCLUDED | 0 | 0 | 0 | 0 | 0 | 0
2 | 7000018791 | 410 | 1230 | 30 | 420kV, 50kA GIS Equipment | 100002129 | 998736 |  | 18 |  | 420kV, 3150 A, 50 kA, SF6 GIS Tie bay module(without PIR) as per Section-Project, Technical specification | SET | 2 |  | INCLUDED | 0 | 0 | 0 | 0 | 0 | 0
3 | 7000018791 | 410 | 1230 | 40 | 420kV, 50kA GIS Equipment | 100002745 | 998736 |  | 18 |  | 420kV,3150A, 50kA, 1sec Single phase 420kV SF6 to Air | EA | 6 |  | INCLUDED | 0 | 0 | 0 | 0 | 0 | 0
4 | 7000018791 | 410 | 1230 | 50 | 420kV, 50kA GIS Equipment | 100003566 | 998736 |  | 18 |  | 420kV, 4000 A, 50 kA SF6 /Air Bushing for connecting GIS to AIS | SET | 6 |  | INCLUDED | 0 | 0 | 0 | 0 | 0 | 0
5 | 7000018791 | 410 | 1230 | 60 | 420kV, 50kA GIS Equipment | 100002139 | 998736 |  | 18 |  | 420kV, 4000A,50kA, Single phase SF6 GasInsulated Bus Duct (GIB) outside GISHall alongwith associated supportstructure | M | 350 |  | INCLUDED | 0 | 0 | 0 | 0 | 0 | 0
6 | 7000018791 | 410 | 1230 | 70 | 420kV, 50kA GIS Equipment | 100002137 | 998736 |  | 18 |  | 420kV, 3000A, 50kA, Single phase, SF6Gas Insulated Bus Duct (GIB) outsideGIS Hall alongwith associated supportstructure | M | 200 |  | INCLUDED | 0 | 0 | 0 | 0 | 0 | 0
7 | 7000018791 | 410 | 1230 | 80 | 420kV, 50kA GIS Equipment | 100002096 | 998736 |  | 18 |  | 420 kV, 3150 A, 50 kA, SF6 GIS Line feeder bay module(without PIR) as per Section-Project, Technical specification | SET | 2 |  | INCLUDED | 0 | 0 | 0 | 0 | 0 | 0
8 | 7000018791 | 420 | 1320 | 10 | 420kV, 50kA AIS EQUIPMENT | 100000275 | 998736 |  | 18 |  | 420 kV, 4400 pF Capacitive Voltage Transformer (1-Phase) | EA | 6 |  | INCLUDED | 0 | 0 | 0 | 0 | 0 | 0
9 | 7000018791 | 420 | 1320 | 20 | 420kV, 50kA AIS EQUIPMENT | 100000328 | 998736 |  | 18 |  | 336kV Surge Arrester (1-phase) | EA | 6 |  | INCLUDED | 0 | 0 | 0 | 0 | 0 | 0
10 | 7000018791 | 420 | 1320 | 30 | 420kV, 50kA AIS EQUIPMENT | 100005443 | 998734 |  | 18 |  | 420KV, 1-PHASE BUS POST INSULATORS | EA | 40 |  | INCLUDED | 0 | 0 | 0 | 0 | 0 | 0
11 | 7000018791 | 420 | 1320 | 40 | 420kV, 50kA AIS EQUIPMENT | 100000883 | 998734 |  | 18 |  | 420 kV ,1 phase Bus Post Insulators for Line Traps | EA | 12 |  | INCLUDED | 0 | 0 | 0 | 0 | 0 | 0
12 | 7000018791 | 430 | 1411 | 10 | Erection Hardware for 420 kV GIS | 100001852 | 998731 |  | 18 |  | Erection Hardware for 400kV I type layout for GIS termination arrangement-Line bay as per technical specification | SET | 2 |  | INCLUDED | 0 | 0 | 0 | 0 | 0 | 0
13 | 7000018791 | 430 | 1411 | 20 | Erection Hardware for 420 kV GIS | 100007427 | 995461 |  | 18 |  | 400kV Erection Hardware erection hardware such as Bus post insulators, insulators strings, disc insulators, hardware, spacers,conductor, cable trays, hardware clamps, connectors including equipment connectors, junction box, earth wire, lighting protection,buried cable trenches/pipes for equipment & lighting all accessoriesetc for completion of scope. . | LOT | 1 |  | INCLUDED | 0 | 0 | 0 | 0 | 0 | 0
14 | 7000018791 | 440 | 1451 | 10 | Earthmat | 100003103 | 998731 |  | 18 |  | 40 mm MS rod for Main Earthmat | KM | 1 |  | INCLUDED | 0 | 0 | 0 | 0 | 0 | 0
15 | 7000018791 | 450 | 1480 | 10 | CRP for conventianal 420kV Bays | 100000789 | 998736 |  | 18 |  | 400kV Circuit Breaker Relay Panel with Auto Reclose | EA | 4 |  | INCLUDED | 0 | 0 | 0 | 0 | 0 | 0
16 | 7000018791 | 450 | 1480 | 20 | CRP for conventianal 420kV Bays | 100000792 | 998736 |  | 18 |  | 400kV Line Protection Panel | EA | 2 |  | INCLUDED | 0 | 0 | 0 | 0 | 0 | 0
17 | 7000018791 | 450 | 1480 | 30 | CRP for conventianal 420kV Bays | 100000796 | 998736 |  | 18 |  | Augmentation of existing 400kV bus bar protection scheme | SET | 1 |  | INCLUDED | 0 | 0 | 0 | 0 | 0 | 0
18 | 7000018791 | 450 | 1480 | 40 | CRP for conventianal 420kV Bays | 100000784 | 998736 |  | 18 |  | Control panel for 400kV Diameter (For One-half Breaker Scheme) | EA | 2 |  | INCLUDED | 0 | 0 | 0 | 0 | 0 | 0
19 | 7000018791 | 460 | 1530 | 10 | PLCC Equipment | 100000874 | 998734 |  | 18 |  | 400kV,3150A,0.5mH , 50kA Line Trap | EA | 4 |  | INCLUDED | 0 | 0 | 0 | 0 | 0 | 0
20 | 7000018791 | 460 | 1530 | 20 | PLCC Equipment | 100000886 | 998734 |  | 18 |  | Coupling device for PLCC | EA | 2 |  | INCLUDED | 0 | 0 | 0 | 0 | 0 | 0
21 | 7000018791 | 460 | 1530 | 30 | PLCC Equipment | 100000888 | 998734 |  | 18 |  | Carrier Equipment Analog type (for Speech+Data & Speech+Protection) | EA | 2 |  | INCLUDED | 0 | 0 | 0 | 0 | 0 | 0
22 | 7000018791 | 460 | 1530 | 40 | PLCC Equipment | 100000890 | 998734 |  | 18 |  | Protection Coupler (Analog) | EA | 2 |  | INCLUDED | 0 | 0 | 0 | 0 | 0 | 0
23 | 7000018791 | 460 | 1530 | 50 | PLCC Equipment | 100000891 | 998734 |  | 18 |  | Digital Protection Coupler | EA | 2 |  | INCLUDED | 0 | 0 | 0 | 0 | 0 | 0
24 | 7000018791 | 460 | 1530 | 60 | PLCC Equipment | 100003517 | 998734 |  | 18 |  | HF CABLE FOR PLCC-75 OHM (KM) | KM | 1 |  | INCLUDED | 0 | 0 | 0 | 0 | 0 | 0
25 | 7000018791 | 470 | 1590 | 20 | POWER & CONTROL CABLE | 100002182 | 998736 |  | 18 |  | 1.1kV grade Control Cables (PVCinsulated) along withlugs,glands,straight joints &accessories,etc. | LS | 1 |  | INCLUDED | 0 | 0 | 0 | 0 | 0 | 0
26 | 7000018791 | 470 | 1590 | 30 | POWER & CONTROL CABLE | 100002181 | 998736 |  | 18 |  | 1.1kV grade Power Cables (PVCinsulated)along withlugs,glands,straight joints &accessories,etc. | LS | 1 |  | INCLUDED | 0 | 0 | 0 | 0 | 0 | 0
27 | 7000018791 | 480 | 1610 | 10 | FIRE FIGHTING SYSTEM | 100000978 | 998736 |  | 18 |  | Installation of 22.5 kg Dry Chemical Power (DCP) type Portable /Trolley/Wheel mounted extinguishers | EA | 1 |  | INCLUDED | 0 | 0 | 0 | 0 | 0 | 0
28 | 7000018791 | 490 | 1620 | 10 | ILLUMINATION SYSTEM | 100001022 | 998731 |  | 18 |  | Lighting Panel type ACP-3 as per technical specification | EA | 1 |  | INCLUDED | 0 | 0 | 0 | 0 | 0 | 0
29 | 7000018791 | 490 | 1620 | 20 | ILLUMINATION SYSTEM | 100001024 | 998731 |  | 18 |  | Sub Lighting panel (outdoor) type SLP (Switchyard and Street Lighting) | EA | 1 |  | INCLUDED | 0 | 0 | 0 | 0 | 0 | 0
30 | 7000018791 | 490 | 1620 | 30 | ILLUMINATION SYSTEM | 100004926 | 998731 |  | 18 |  | Lighting Fixture LED Luminaires type FL2 as per tech. specifications | EA | 4 |  | INCLUDED | 0 | 0 | 0 | 0 | 0 | 0
31 | 7000018791 | 490 | 1620 | 40 | ILLUMINATION SYSTEM | 100004851 | 998731 |  | 18 |  | Lighting Fixture LED Luminaires type SL-D1 as per tech. specifications | EA | 4 |  | INCLUDED | 0 | 0 | 0 | 0 | 0 | 0
32 | 7000018791 | 500 | 1650 | 10 | 400 kV TOWERS | 100001151 | 995455 |  | 18 |  | Erection of Std 400 kV Tower TA including nuts, bolts, all type of washers, packplates, step bolts and gusset plates excludingfoundation bolts | EA | 2 |  | INCLUDED | 0 | 0 | 0 | 0 | 0 | 0
33 | 7000018791 | 500 | 1650 | 20 | 400 kV TOWERS | 100001152 | 995455 |  | 18 |  | Erection of Std 400 kV Tower TB including nuts, bolts, all type of washers, packplates, step bolts and gusset plates excludingfoundation bolts | EA | 1 |  | INCLUDED | 0 | 0 | 0 | 0 | 0 | 0
34 | 7000018791 | 500 | 1650 | 30 | 400 kV TOWERS | 100001171 | 995455 |  | 18 |  | Erection of Std 400 kV Gantry G1 including nuts, bolts, all type of washers, packplates, step bolts and gusset plates excludingfoundation bolts | EA | 2 |  | INCLUDED | 0 | 0 | 0 | 0 | 0 | 0
35 | 7000018791 | 510 | 1660 | 10 | 400kV Equipment support structures | 100001217 | 995455 |  | 18 |  | Erection of Pipe Structure - 400 kV, 1-Phase, BPI, (Excluding Wave Trap), including nuts, bolts, all type of washers,packplates, step bolts and gusset plates excluding foundation bolts | EA | 40 |  | INCLUDED | 0 | 0 | 0 | 0 | 0 | 0
36 | 7000018791 | 510 | 1660 | 20 | 400kV Equipment support structures | 100001213 | 995455 |  | 18 |  | Erection of Pipe Structure - 400 kV 1-Phase CVT including nuts, bolts, all type of washers, packplates, step bolts and gusset platesexcluding foundation bolts | EA | 6 |  | INCLUDED | 0 | 0 | 0 | 0 | 0 | 0
37 | 7000018791 | 510 | 1660 | 30 | 400kV Equipment support structures | 100001216 | 995455 |  | 18 |  | Erection of Pipe Structure - 400 kV 1-Phase SA including nuts, bolts, all type of washers, packplates, step bolts and gusset platesexcluding foundation bolts | EA | 6 |  | INCLUDED | 0 | 0 | 0 | 0 | 0 | 0
38 | 7000018791 | 510 | 1660 | 40 | 400kV Equipment support structures | 100001215 | 995455 |  | 18 |  | Erection of Pipe Structure - 400 kV 1-Phase WT including nuts, bolts, all type of washers, packplates, step bolts and gusset platesexcluding foundation bolts | EA | 4 |  | INCLUDED | 0 | 0 | 0 | 0 | 0 | 0
39 | 7000018791 | 940 | 1740 | 10 | Installation of DSLP | 100002452 | 995455 |  | 18 |  | Lightening Mast(LM)-40m complete with foundation bolts/nuts platforms etc. | EA | 1 |  | INCLUDED | 0 | 0 | 0 | 0 | 0 | 0
40 | 7000018791 | 1080 | 1770 | 10 | Ser- Tele Eqpt | 100002812 | 998734 |  | 18 |  | SDH Equipment (STM-16 MADM upto 5 MSP protected directions)-Base Equipment (Common cards, Cross Connect/control cards, optical basecards, power supply cards, power cabling, other hardware and accessories including sub racks, patch cord, DDF etc fully equipedexcluding optical interface & Tributary cards | EA | 1 |  | INCLUDED | 0 | 0 | 0 | 0 | 0 | 0
41 | 7000018791 | 1080 | 1770 | 20 | Ser- Tele Eqpt | 170000433 | 998734 |  | 18 |  | Optical Interface Cards/SFP# -S16.1 for SDH Equipment-STM-16 | EA | 4 |  | INCLUDED | 0 | 0 | 0 | 0 | 0 | 0
42 | 7000018791 | 1080 | 1770 | 30 | Ser- Tele Eqpt | 100003449 | 998734 |  | 18 |  | Optical Interface Card (to support minimum 175 kms) for STM-16 | EA | 4 |  | INCLUDED | 0 | 0 | 0 | 0 | 0 | 0
43 | 7000018791 | 1080 | 1770 | 40 | Ser- Tele Eqpt | 100002825 | 998734 |  | 18 |  | Tributary interface- E1 interface (Minimum 16 nos.) | SET | 2 |  | INCLUDED | 0 | 0 | 0 | 0 | 0 | 0
44 | 7000018791 | 1080 | 1770 | 50 | Ser- Tele Eqpt | 170000550 | 998336 |  | 18 |  | Ethernet Interface 10/100 Base T with Layer-2 switching (Min 8 Interfaces per card) | EA | 2 |  | INCLUDED | 0 | 0 | 0 | 0 | 0 | 0
45 | 7000018791 | 1080 | 1770 | 60 | Ser- Tele Eqpt | 100002829 | 998734 |  | 18 |  | Tributary interface-Gigabit Ethernet Interfaces 10/100 Mbps with Layer -2 Switching (minimum 2 nos.) | SET | 1 |  | INCLUDED | 0 | 0 | 0 | 0 | 0 | 0
46 | 7000018791 | 1080 | 1770 | 70 | Ser- Tele Eqpt | 170000375 | 998734 |  | 18 |  | Equipment Cabinets-For SDH Equipments | EA | 1 |  | INCLUDED | 0 | 0 | 0 | 0 | 0 | 0
47 | 7000018791 | 1080 | 1770 | 80 | Ser- Tele Eqpt | 170000376 | 998734 |  | 18 |  | NMS-Craft Terminal-Hardware | EA | 1 |  | INCLUDED | 0 | 0 | 0 | 0 | 0 | 0
48 | 7000018791 | 1080 | 1770 | 90 | Ser- Tele Eqpt | 170000377 | 998734 |  | 18 |  | NMS-Craft Terminal-Software | EA | 1 |  | INCLUDED | 0 | 0 | 0 | 0 | 0 | 0
49 | 7000018791 | 1080 | 1770 | 100 | Ser- Tele Eqpt | 170000551 | 998336 |  | 18 |  | VOIP telephone instrument with one common switch (min. 8 port) | EA | 2 |  | INCLUDED | 0 | 0 | 0 | 0 | 0 | 0
50 | 7000018791 | 1210 | 1800 | 10 | PMU and associated eqpt. services | 170000502 | 998713 |  | 18 |  | Service:- Phasor Measurement Unit (PMU) | EA | 2 |  | INCLUDED | 0 | 0 | 0 | 0 | 0 | 0
51 | 7000018791 | 1210 | 1800 | 20 | PMU and associated eqpt. services | 170000530 | 998734 |  | 18 |  | WAMS TIME SYSTEM(GPS RECEIVER) | EA | 2 |  | INCLUDED | 0 | 0 | 0 | 0 | 0 | 0
52 | 7000018791 | 1210 | 1800 | 30 | PMU and associated eqpt. services | 170000503 | 998713 |  | 18 |  | Installation of Substation Grade Layer-3 LAN Switches as per Technical Specification | EA | 3 |  | INCLUDED | 0 | 0 | 0 | 0 | 0 | 0
53 | 7000018791 | 1210 | 1800 | 40 | PMU and associated eqpt. services | 170000504 | 998713 |  | 18 |  | Services:- Armored Fibre Optic Cable and associated termination equipment | LOT | 1 |  | INCLUDED | 0 | 0 | 0 | 0 | 0 | 0
54 | 7000018791 | 1210 | 1800 | 50 | PMU and associated eqpt. services | 170000501 | 998734 |  | 18 |  | Integration of PMU with the PDC (Phasor Data Concentrator) of RLDCs and respective SLDCs as required. | LOT | 1 |  | INCLUDED | 0 | 0 | 0 | 0 | 0 | 0
55 | 7000018791 | 1220 | 1810 | 10 | Civil Works | 100004518 | 995433 |  | 18 |  | Excavation in all kind of soil including rock for all leads and lifts, backfilling, disposal of surplus earth within a lead up to2Km as per technical specification. The surplus earth shall be roughly graded . | M3 | 2307 |  | INCLUDED | 0 | 0 | 0 | 0 | 0 | 0
56 | 7000018791 | 1220 | 1810 | 20 | Civil Works | 100001325 | 995454 |  | 18 |  | Providing and laying of Plain Cement Concrete (PCC) (1:4:8) | M3 | 148 |  | INCLUDED | 0 | 0 | 0 | 0 | 0 | 0
57 | 7000018791 | 1220 | 1810 | 30 | Civil Works | 100001326 | 995454 |  | 18 |  | Providing and laying of Plain Cement Concrete (PCC) (1:2:4) | M3 | 40 |  | INCLUDED | 0 | 0 | 0 | 0 | 0 | 0
58 | 7000018791 | 1220 | 1810 | 40 | Civil Works | 100001327 | 995454 |  | 18 |  | Providing and laying of Reinforced Cement Concrete M25 mix including pre cast, shuttering, Grouting of pockets & underpinning butexcluding steel reinforcement | M3 | 796 |  | INCLUDED | 0 | 0 | 0 | 0 | 0 | 0
59 | 7000018791 | 1220 | 1810 | 50 | Civil Works | 100001329 | 995454 |  | 18 |  | Steel Reinforcement | MT | 56 |  | INCLUDED | 0 | 0 | 0 | 0 | 0 | 0
60 | 7000018791 | 1220 | 1810 | 60 | Civil Works | 100001331 | 995455 |  | 18 |  | Misc. Structural steel including rails, embedments, edge protection angles, gratings etc. but excluding the reinforcement steel andsteel for lattice and pipe structures. | MT | 8 |  | INCLUDED | 0 | 0 | 0 | 0 | 0 | 0
61 | 7000018791 | 1220 | 1810 | 70 | Civil Works | 100003768 | 995451 |  | 18 |  | Providing and laying of reinforced cement concrete for piling work of Grade M-25 ( Minimum cement content of 400Kg/cu.m.) ofspecified diameter & length below the pile cap | M3 | 44 |  | INCLUDED | 0 | 0 | 0 | 0 | 0 | 0
62 | 7000018791 | 1220 | 1810 | 80 | Civil Works | 100016608 | 995451 |  | 18 |  | Boring, providing and installing bored cast-in-situ reinforced cement concrete pile of 600 mm dia and specified length below thepile cap to carry a safe working load not less than specified including the cost of boring, temporary casing, bentonite solutionetc. complete. The length of the piles shall be measured from bottom of the pile cap to the lowest point of pile. The cost ofreinforcement steel, cement concrete, routine and initial test shall be paid separately under respective items of BPS. | M | 152 |  | INCLUDED | 0 | 0 | 0 | 0 | 0 | 0
63 | 7000018791 | 1220 | 1810 | 90 | Civil Works | 100015227 | 995451 |  | 18 |  | Routine test-Vertical load testing of piles in accordance with IS 2911 (Part IV) including installation of loading platform andpreparation of pile head or construction of test cap and dismantling of test cap after test etc. complete as per specification & thedirection of Engineer in-charge. - 600mm Dia pile | EA | 2 |  | INCLUDED | 0 | 0 | 0 | 0 | 0 | 0
64 | 7000018791 | 1220 | 1810 | 100 | Civil Works | 100015229 | 995451 |  | 18 |  | Routine Pullout Test of piles in accordance with IS 2911(Part-IV) inlcuding T&P, labour , hydraulic jack etc. complete-600mm diapile | EA | 2 |  | INCLUDED | 0 | 0 | 0 | 0 | 0 | 0
65 | 7000018791 | 1220 | 1810 | 110 | Civil Works | 100015231 | 995451 |  | 18 |  | Routine test- Lateral load testing of single pile in accordance with IS Code of practice IS : 2911 (Part IV) for determining safeallowable lateral load on pile -600mm dia pile | EA | 2 |  | INCLUDED | 0 | 0 | 0 | 0 | 0 | 0
66 | 7000018791 | 1220 | 1810 | 120 | Civil Works | 120002789 | 995451 |  | 18 |  | 20.9 Integrity testing of Pile using Low Strain/ Sonic Integrity Test/ Sonic Echo Test method in accordance with IS 14893 includingsurface preparation of pile top by removing soil, mud, dust & chipping lean concrete lumps etc. and use of computerised equipmentand high skill trained personal for conducting the test & submission of results, all complete as per direction ofEngineer-in-charge. Note: DSR unit is 'per test' | EA | 16 |  | INCLUDED | 0 | 0 | 0 | 0 | 0 | 0
67 | 7000018791 | 1220 | 1810 | 130 | Civil Works | 100001714 | 995428 |  | 18 |  | Stone spreading in switchyard excluding PCC | M2 | 4992 |  | INCLUDED | 0 | 0 | 0 | 0 | 0 | 0
68 | 7000018791 | 1220 | 1810 | 140 | Civil Works | 100001713 | 995424 |  | 18 |  | Antiweed treatment | M2 | 4922 |  | INCLUDED | 0 | 0 | 0 | 0 | 0 | 0
69 | 7000018791 | 1220 | 1810 | 150 | Civil Works | 100001328 | 995454 |  | 18 |  | Providing and laying Plain Cement Concrete 1:5:10 (1 cement : 5 sand : 10 brick aggregate) | M3 | 374 |  | INCLUDED | 0 | 0 | 0 | 0 | 0 | 0
70 | 7000018791 | 1220 | 1810 | 160 | Civil Works | 100004506 | 995477 |  | 18 |  | Chain link fencing as per tender drawing & technical specification. All type of concrete shall be paid as per relevant items of BPS. | M | 200 |  | INCLUDED | 0 | 0 | 0 | 0 | 0 | 0
71 | 7000018791 | 1220 | 1810 | 170 | Civil Works | 100001392 | 995455 |  | 18 |  | Switchyard Gate excluding Concrete | EA | 1 |  | INCLUDED | 0 | 0 | 0 | 0 | 0 | 0
72 | 7000018791 | 1220 | 1810 | 180 | Civil Works | 100001735 | 995462 |  | 18 |  | RCC culverts and cable trench crossings including supplying and laying hume pipe 250mm dia of grade (NP-3) excluding concrete as perspecification. | M | 20 |  | INCLUDED | 0 | 0 | 0 | 0 | 0 | 0
73 | 7000018791 | 1220 | 1810 | 190 | Civil Works | 100001736 | 995462 |  | 18 |  | RCC culverts and cable trench crossings including supplying and laying hume pipe 300mm dia of grade (NP-3) excluding concrete as perspecification. | M | 40 |  | INCLUDED | 0 | 0 | 0 | 0 | 0 | 0
74 | 7000018791 | 1220 | 1810 | 200 | Civil Works | 100001737 | 995462 |  | 18 |  | RCC culverts and cable trench crossings including supplying and laying hume pipe 450mm dia of grade (NP-3) excluding concrete as perspecification. | M | 20 |  | INCLUDED | 0 | 0 | 0 | 0 | 0 | 0
75 | 7000018791 | 1220 | 1810 | 210 | Civil Works | 100015791 | 995454 |  | 18 |  | All civil works for Drains construction of Section A-A including crossings if any as per technical specification and tender drawingscomplete in all respect with all labour and materials. | M | 80 |  | INCLUDED | 0 | 0 | 0 | 0 | 0 | 0
76 | 7000018791 | 1220 | 1810 | 220 | Civil Works | 100015792 | 995454 |  | 18 |  | All civil works for Drains construction of Section B-B including crossings if any as per technical specification and tender drawingscomplete in all respect with all labour and materials. | M | 60 |  | INCLUDED | 0 | 0 | 0 | 0 | 0 | 0
77 | 7000018791 | 1220 | 1810 | 230 | Civil Works | 100015793 | 995454 |  | 18 |  | All civil works for Drains construction of Section C-C including crossings if any as per technical specification and tender drawingscomplete in all respect with all labour and materials. | M | 40 |  | INCLUDED | 0 | 0 | 0 | 0 | 0 | 0
78 | 7000018791 | 1220 | 1810 | 240 | Civil Works | 100015794 | 995454 |  | 18 |  | All civil works for Drains construction of Section D-D including crossings if any as per technical specification and tender drawingscomplete in all respect with all labour and materials. | M | 20 |  | INCLUDED | 0 | 0 | 0 | 0 | 0 | 0
79 | 7000018791 | 1220 | 1810 | 250 | Civil Works | 100002911 | 995432 |  | 18 |  | Earthwork in excavation & filling in all types of soil and soft/disintegrated rock in open areas/nallas/channels, to the requiredslopes, shapes, levels, elevations and profile, including trimming of bottom and slopes of excavation, bailing out rain(dewatering), pumping, removal of slush, preparing embankments/marginal banks, loosening, dressing, spreading material in layers notexceeding 200mm, as per direction of Engineer-in-Charge, water flooding, compacting to achieve 95% consolidation at optimum moisturecontent, finishing etc. all complete, for all leads and lifts within leveling boundary, including disposal of surplus earth andstacking of unsuitable material within a lead of 2.0 Km beyond substation boundary, with all labour, material, tools, tackles andequipment, safeguards and incidentals, Royalty,taxes etc. as necessary, as per drawings, specification and directions of theEngineer-in-Charge. Clearing of jungle is included in this item. (Only excavation/cutting will be measured for payment purpose.) | M3 | 3120 |  | INCLUDED | 0 | 0 | 0 | 0 | 0 | 0
80 | 7000018791 | 1220 | 1810 | 260 | Civil Works | 100002583 | 995432 |  | 18 |  | Supply of earth (excluding rock & boulders) at site including royalty, carriage and filling in specified areas in layers notexceeding 200mm in depth, compacting under optimum moisture condition to achieve 95% of Proctor density, finishing etc. allcomplete, for all leads & lifts, with all labour, material, tools, tackles, equipments, safeguards & incidentals as necessary as perdrawings, specification and direction of the Engineer- in- Charge. | M3 | 780 |  | INCLUDED | 0 | 0 | 0 | 0 | 0 | 0
81 | 7000018791 | 1220 | 1810 | 270 | Civil Works | 100001721 | 995428 |  | 18 |  | Supplying, filling and compacting stone boulders mixed with sand under foundations, roads, cable trenches, drains etc in layers notexceeding 250mm thickness including ramming, watering compacting | M3 | 199 |  | INCLUDED | 0 | 0 | 0 | 0 | 0 | 0
82 | 7000018791 | 1220 | 1810 | 280 | Civil Works | 100004507 | 995421 |  | 18 |  | 3.75m wide Cement Concrete road with PCC shoulder including 100 mm dia RCC Hume Pipe @ 100 metre interval as per drawing and TS.However, reinforcement steel and all type concrete shall be paid separately under relevant items | M2 | 375 |  | INCLUDED | 0 | 0 | 0 | 0 | 0 | 0
83 | 7000018791 | 1220 | 1810 | 290 | Civil Works | 100001717 | 995434 |  | 18 |  | Dismantling of existing Chain link fencing | M | 100 |  | INCLUDED | 0 | 0 | 0 | 0 | 0 | 0
84 | 7000018791 | 1220 | 1810 | 300 | Civil Works | 100001445 | 995429 |  | 18 |  | Dismantling of existing -concrete road | M2 | 188 |  | INCLUDED | 0 | 0 | 0 | 0 | 0
85 | 7000018791 | 1250 | 1850 | 10 | LT Switchgear | 100000898 | 998736 |  | 18 |  | 415V MLDB (Extn.) | SET | 1 |  | INCLUDED | 0 | 0 | 0 | 0 | 0
86 | 7000018791 | 1250 | 1850 | 20 | LT Switchgear | 100000896 | 998736 |  | 18 |  | 415V ACDB (Extn.) | SET | 1 |  | INCLUDED | 0 | 0 | 0 | 0 | 0 | 0
| Total | [13 empty] | 0 |  | 0 |  |  | 0 | 0
# | In case the bidder leaves the cell for confirmation of the SAC and/or GST rate “blank”, the SAC and corresponding GST rate indicated by the Employer shall be deemed to be the one confirmed by the Bidder.
| Date | [10 empty] | Printed Name
| Place | [10 empty] | Designation
0

## Sch-4
Specification No.: 5002002330/CONSULTANCY GIVEN/DOM/A06-CC CS -7 | [14 empty] | Schedule - 4
Substation Package SS01 for extension of 400kV Gorakhpur Substation through GIS bays for termination of 400 KV D/C New Butwal - Gorakhpur Transmission Line under Cross Border Interconnection
(SCHEDULE OF RATES AND PRICES )
BIDDER:
0 | [12 empty] | To:
Bidder’s Name and Address (Sole Bidder) : | [12 empty] | Contract Services
Name : | [12 empty] | Power Grid Corporation of India Ltd.,
Address : | [12 empty] | "Saudamini", Plot No.-2
Sector-29,
Gurgaon (Haryana) - 122001
Training Charges :
SI. No. | PR No | Line Item No | Activity Header | PR Activity No | Activity Description | Service Code | SAC (Service Accounting Codes) | Whether SAC in column ‘…’ is confirmed. If not indicate applicable the SAC # | Rate of GST applicable ( in %) | Whether rate of GST in column ‘---’ is confirmed. If not indicate applicable rate of GST # | Description | Unit | Quantity | Unit Charges | Total Charges
1 | 2 | 3 | 4 | 5 | 6 | 7 | 8 | 9 | 10 | 11 | 12 | 13 | 14 | 15 | 16=14*15
NOT APPLICABLE
NOTE: To and fro charges and accommodation for the Instructor (Trainer) and Training material for the Trainees shall be included in the prices quoted by the bidder.
# In case the bidder leaves the cell for confirmation of the SAC and/or GST rate “blank” “blank”, the SAC and corresponding GST rate indicated by the Employer shall be deemed to be the one confirmed by the Bidder
Date
| Place | [9 empty] | Printed Name
Designation

## Sch-5
Specification No.: 5002002330/CONSULTANCY GIVEN/DOM/A06-CC CS -7 |  |  |  | Schedule - 5
Substation Package SS01 for extension of 400kV Gorakhpur Substation through GIS bays for termination of 400 KV D/C New Butwal - Gorakhpur Transmission Line under Cross Border Interconnection
(SUMMARY OF TAXES & DUTIES APPLICABLE ON PLANT & EQUIPMENT)
BIDDER:
0 |  |  | To:
Bidder’s Name and Address (Sole Bidder) : |  |  | Contract Services
Name : |  |  | Power Grid Corporation of India Ltd.,
Address : |  |  | "Saudamini", Plot No.-2
Sector-29,
Gurgaon (Haryana) - 122001
Sl. No. | Item Nos. |  | Total Price (INR) |  | After Discount |  | After MPDiscount
1 | TOTAL GST on Goods |  | 0 |  | Excise Duty | #REF! | Excise Duty | #REF!
Total GST for Supply of Goods (inter-alia including Type Test Charges) between the Contractor and the Employer (identified in Schedule 1') which are not included in the Ex-works price as per the provision of the Bidding Documents, as applicable.
2 | TOTAL GST on Services |  | 0 |  | Sales Tax | 0 | Sales Tax | 0
| Total GST on Installation Services (indentified in Schedule-3) and Training to be imparted in India (identified in Schedule-4) which are not included in the Installation and Training charges as per the provision of the Bidding Documents, as applicable |  |  |  | #REF! | 0 | #REF! | 0
| GRAND TOTAL [1+2] |  | 0
Date : |  | Printed Name :
Place : |  | Designation :
Click for Sch-6

## Sch-5 after discount
Specification No.: 5002002330/CONSULTANCY GIVEN/DOM/A06-CC CS -7 |  |  |  | Schedule - 5 (after discount)
Substation Package SS01 for extension of 400kV Gorakhpur Substation through GIS bays for termination of 400 KV D/C New Butwal - Gorakhpur Transmission Line under Cross Border Interconnection
(SUMMARY OF TAXES & DUTIES APPLICABLE ON PLANT & EQUIPMENT)
BIDDER:
0 |  |  | To:
Bidder’s Name and Address (Sole Bidder) : |  |  | Contract Services
Name : |  |  | Power Grid Corporation of India Ltd.,
Address : |  |  | "Saudamini", Plot No.-2
Sector-29,
Gurgaon (Haryana) - 122001
Sl. No. | Item Nos. |  | Total Price (INR)
1 | TOTAL GST on Goods |  | 0
Total GST for Supply of Goods (inter-alia including Type Test Charges) between the Contractor and the Employer (identified in Schedule 1') which are not included in the Ex-works price as per the provision of the Bidding Documents, as applicable.
2 | TOTAL GST on Services |  | 0
Total GST on Installation Services (indentified in Schedule-3) and Training to be imparted in India (identified in Schedule-4) which are not included in the Installation and Training charges as per the provision of the Bidding Documents, as applicable
| GRAND TOTAL [1+2] |  | 0
Date : |  | Printed Name :
Place : |  | Designation :
Click for Sch-6

## Sch-6
Specification No.: 5002002330/CONSULTANCY GIVEN/DOM/A06-CC CS -7 |  |  | Schedule - 6
Substation Package SS01 for extension of 400kV Gorakhpur Substation through GIS bays for termination of 400 KV D/C New Butwal - Gorakhpur Transmission Line under Cross Border Interconnection
(GRAND SUMMARY)
BIDDER:
0 |  |  | To:
Bidder’s Name and Address (Sole Bidder) : |  |  | Contract Services
Name : |  |  | Power Grid Corporation of India Ltd.,
Address : |  |  | "Saudamini", Plot No.-2
Sector-29,
Gurgaon (Haryana) - 122001
Sl. No. | Description |  | Total Price (INR)
1 | TOTAL SCHEDULE NO. 1 |  | 0
Ex-works price of Plant and Equipment including Type Test Charges
2 | TOTAL SCHEDULE NO. 2 |  | 0
Local Transportation, In-transit Insurance, loading and unloading
3 | TOTAL SCHEDULE NO. 3 |  | 0
Installation Charges
4 | TOTAL SCHEDULE NO. 4 |  | Not Applicable
Training Charges
5 | TOTAL SCHEDULE NO. 5 |  | 0
Taxes and Duties
6 | TOTAL SCHEDULE NO. 7 |  | Not Applicable
Type Test Charges [Total of this Schedule is included in Schedule - 1 above.]
GRAND TOTAL [1+2+3+5]
0
Date : |  | Printed Name :
Place : |  | Designation :
Click for Sch-7

## Sch-6 After Discount (hidden)
Specification No.: 5002002330/CONSULTANCY GIVEN/DOM/A06-CC CS -7 |  |  | Schedule - 6 After Discount
Substation Package SS01 for extension of 400kV Gorakhpur Substation through GIS bays for termination of 400 KV D/C New Butwal - Gorakhpur Transmission Line under Cross Border Interconnection
(GRAND SUMMARY)
#REF! |  |  | To:
Bidder’s Name and Address (Sole Bidder) : |  |  | Contract Services
Name : |  |  | Power Grid Corporation of India Ltd.,
Address : |  |  | "Saudamini", Plot No.-2
Sector-29,
Gurgaon (Haryana) - 122001
Sl. No. | Description |  | Total Price (INR)
1 | TOTAL SCHEDULE NO. 1
Ex-works price of Plant and Equipment including Type Test Charges
2 | TOTAL SCHEDULE NO. 2
Local Transportation, Insurance and other Incidental Services
3 | TOTAL SCHEDULE NO. 3
Installation Charges
4 | TOTAL SCHEDULE NO. 4
Training Charges
5 | TOTAL SCHEDULE NO. 5
Taxes and Duties
6 | TOTAL SCHEDULE NO. 7
Type Test Charges [Total of this Schedule is included in Schedule - 1 above.]
GRAND TOTAL [1+2+3+4+5]
Date : |  | Printed Name :
Place : |  | Designation :
Click for Sch-7

## Sch-6 (After Discount)
Specification No.: 5002002330/CONSULTANCY GIVEN/DOM/A06-CC CS -7 |  |  | Schedule - 6 (after discount)
Substation Package SS01 for extension of 400kV Gorakhpur Substation through GIS bays for termination of 400 KV D/C New Butwal - Gorakhpur Transmission Line under Cross Border Interconnection
(GRAND SUMMARY)
BIDDER:
0 |  |  | To:
Bidder’s Name and Address (Sole Bidder) : |  |  | Contract Services
Name : |  |  | Power Grid Corporation of India Ltd.,
Address : |  |  | "Saudamini", Plot No.-2
Sector-29,
Gurgaon (Haryana) - 122001
Sl. No. | Description |  | Total Price (INR) | From Sch-6 | Discount Factors
1 | TOTAL SCHEDULE NO. 1 |  | 0 | 0 | 0
Ex-works price of Plant and Equipment including Type Test Charges
2 | TOTAL SCHEDULE NO. 2 |  | 0 | 0 | 0
Local Transportation, In-transit Insurance, loading and unloading
3 | TOTAL SCHEDULE NO. 3 |  | 0 | 0 | 0
Installation Charges
4 | TOTAL SCHEDULE NO. 4 |  | Not Applicable
Training Charges
5 | TOTAL SCHEDULE NO. 5 |  | 0
Taxes and Duties
6 | TOTAL SCHEDULE NO. 7 |  | Not Applicable
Type Test Charges [Total of this Schedule is included in Schedule - 1 above.]
GRAND TOTAL [1+2+3+5]
0
Date : |  | Printed Name :
Place : |  | Designation :
Click for Sch-7

## Sch-7
Specification No.: 5002002330/CONSULTANCY GIVEN/DOM/A06-CC CS -7 | [11 empty] | Schedule 7
Substation Package SS01 for extension of 400kV Gorakhpur Substation through GIS bays for termination of 400 KV D/C New Butwal - Gorakhpur Transmission Line under Cross Border Interconnection | [12 empty] | As per Lum-sum |  | 0
(SCHEDULE OF RATES AND PRICES ) | [12 empty] | AS per Percent |  | #REF!
BIDDER:
0
| Bidder’s Name and Address (Sole Bidder) : | [8 empty] | To:
| Name : | [8 empty] | Contract Services
| Address : | [8 empty] | Power Grid Corporation of India Ltd.,
"Saudamini", Plot No.-2
Sector-29,
Gurgaon (Haryana) - 122001
Type tests on Earthwire, Hardwar Fittings & accessories of conductor & earthwire:
SL. NO. | PR No | Line Item No | Code | HSN of the Equipment /item for which type test is to be conducted | Whether HSN in column ‘---’ is confirmed. If not indicate applicable the HSN code # | Rate of GST applicable ( in %) | Whether rate of GST in column ‘---’ is confirmed. If not indicate applicable rate of GST # | Description of Test | Unit | Quantity | Unit Test Charge | Total Test Charges (Rs.) |  | Total Test Charges After Discount (Rs.) |  | Dis Alert | Total Test Charges After MPD (Rs.)
NOT APPLICABLE
| Date | [5 empty] | Printed Name
| Place | [5 empty] | Designation
Specification No.: 5002002330/CONSULTANCY GIVEN/DOM/A06-CC CS -7
Substation Package SS01 for extension of 400kV Gorakhpur Substation through GIS bays for termination of 400 KV D/C New Butwal - Gorakhpur Transmission Line under Cross Border Interconnection | [7 empty] | 0 | 0
(SCHEDULE OF RATES AND PRICES ) | [7 empty] | 0 | 0
#REF!
#REF! | [7 empty] | #REF! | #REF!
#REF! | [7 empty] | #REF! | #REF!
#REF! | [7 empty] | #REF! | #REF!
[8 empty] | #REF! | #REF!
[8 empty] | 0 | 0
SL. NO. | [7 empty] | Description of Test | #REF!
#REF! | [7 empty] | #REF! | #REF!
#REF! | [7 empty] | #REF!
#REF! | [7 empty] | #REF! | #REF!
#REF! | [7 empty] | #REF! | #REF!
[8 empty] | #REF! | #REF!
#REF! | [7 empty] | #REF!
#REF! | [7 empty] | #REF!
#REF! | [7 empty] | #REF!
#REF! | [7 empty] | #REF! | #REF!
#REF! | [7 empty] | #REF! | #REF!
#REF! | [7 empty] | #REF! | #REF!
#REF! | [7 empty] | #REF! | #REF!
[8 empty] | #REF! | #REF!
#REF! | [7 empty] | #REF!
#REF! | [7 empty] | #REF! | #REF!
#REF! | [7 empty] | #REF! | #REF!
#REF! | [7 empty] | #REF! | #REF!
#REF! | [7 empty] | #REF! | #REF!
[8 empty] | #REF! | #REF!
#REF! | [7 empty] | #REF!
#REF! | [7 empty] | #REF! | #REF!
#REF! | [7 empty] | #REF! | #REF!
#REF! | [7 empty] | #REF! | #REF!
[8 empty] | #REF! | #REF!
#REF! | [7 empty] | #REF!
#REF! | [7 empty] | #REF! | #REF!
#REF! | [7 empty] | #REF! | #REF!
#REF! | [7 empty] | #REF! | #REF!
[8 empty] | #REF! | #REF!
#REF! | [7 empty] | #REF!
#REF! | [7 empty] | #REF! | #REF!
#REF! | [7 empty] | #REF! | #REF!
#REF! | [7 empty] | #REF! | #REF!
#REF! | [7 empty] | #REF! | #REF!
[8 empty] | #REF! | #REF!
[8 empty] | #REF! | #REF!
#REF! | [7 empty] | #REF!
#REF! | [7 empty] | #REF!
#REF! | [7 empty] | #REF! | #REF!
#REF! | [7 empty] | #REF! | #REF!
#REF! | [7 empty] | #REF! | #REF!
[8 empty] | #REF! | #REF!
[8 empty] | #REF! | #REF!
#REF! | [7 empty] | #REF!
#REF! | [7 empty] | #REF!
#REF! | [7 empty] | #REF! | #REF!
#REF! | [7 empty] | #REF! | #REF!
#REF! | [7 empty] | #REF! | #REF!
#REF! | [7 empty] | #REF! | #REF!
#REF! | [7 empty] | #REF! | #REF!
[8 empty] | #REF! | #REF!
#REF! | [7 empty] | #REF!
#REF! | [7 empty] | #REF! | #REF!
#REF! | [7 empty] | #REF! | #REF!
#REF! | [7 empty] | #REF! | #REF!
#REF! | [7 empty] | #REF! | #REF!
#REF! | [7 empty] | #REF! | #REF!
#REF! | [7 empty] | #REF! | #REF!
[8 empty] | #REF! | #REF!
#REF! | [7 empty] | #REF!
#REF! | [7 empty] | #REF! | #REF!
#REF! | [7 empty] | #REF! | #REF!
#REF! | [7 empty] | #REF! | #REF!
#REF! | [7 empty] | #REF! | #REF!
#REF! | [7 empty] | #REF! | #REF!
#REF! | [7 empty] | #REF! | #REF!
#REF! | [7 empty] | #REF! | #REF!
#REF! | [7 empty] | #REF! | #REF!
#REF! | [7 empty] | #REF! | #REF!
[8 empty] | #REF! | #REF!
#REF! | [7 empty] | #REF!
#REF! | [7 empty] | #REF! | #REF!
#REF! | [7 empty] | #REF! | #REF!
#REF! | [7 empty] | #REF! | #REF!
[8 empty] | #REF! | #REF!
#REF! | [7 empty] | #REF!
#REF! | [7 empty] | #REF! | #REF!
#REF! | [7 empty] | #REF! | #REF!
#REF! | [7 empty] | #REF! | #REF!
[8 empty] | #REF! | #REF!
#REF! | [7 empty] | #REF!
#REF! | [7 empty] | #REF! | #REF!
#REF! | [7 empty] | #REF! | #REF!
[8 empty] | #REF! | #REF!
#REF! | [7 empty] | #REF!
#REF! | [7 empty] | #REF! | #REF!
#REF! | [7 empty] | #REF! | #REF!
#REF! | [7 empty] | #REF! | #REF!
#REF! | [7 empty] | #REF! | #REF!
#REF! | [7 empty] | #REF! | #REF!
#REF! | [7 empty] | #REF! | #REF!
[8 empty] | #REF! | #REF!
#REF! | [7 empty] | #REF!
#REF! | [7 empty] | #REF! | #REF!
#REF! | [7 empty] | #REF! | #REF!
#REF! | [7 empty] | #REF! | #REF!
#REF! | [7 empty] | #REF! | #REF!
#REF! | [7 empty] | #REF!
#REF! | [7 empty] | #REF! | #REF!
#REF! | [7 empty] | #REF! | #REF!
#REF! | [7 empty] | #REF! | #REF!
#REF! | [7 empty] | #REF! | #REF!
[8 empty] | #REF! | #REF!
[8 empty] | #REF! | #REF!
[8 empty] | #REF! | #REF!

## Discount
This letter of discount is optional. Bidder may / may not offer any discount.
Specification No.: 5002002330/CONSULTANCY GIVEN/DOM/A06-CC CS -7 |  |  |  |  | Letter of Discount
LETTER OF DISCOUNT
To:
Contract Services | [6 empty] | Schedule 1 | 0
Power Grid Corporation of India Ltd., | [6 empty] | Schedule 2 | 0
"Saudamini", Plot No.-2 | [6 empty] | Schedule 3 | 0
Sector-29, (near IFFCO Chowk) | [6 empty] | Total | 0
Gurgaon (Haryana) - 122001
Subject : |  | Substation Package SS01 for extension of 400kV Gorakhpur Substation through GIS bays for termination of 400 KV D/C New Butwal - Gorakhpur Transmission Line under Cross Border Interconnection
Dear Sir
With reference to the subject tender, we hereby offer unconditional discount on the prices quoted by us as per details given here below : | [5 empty] | Sch-1 | Sch-2 | Sch-3
| 1 | Discount on lum-sum basis on total price quoted by us without GST. [The discount shall be proportionately applicable on all the items of all the Schdules i.e. Sch-1 (without type test charges), Sch-2, Sch-3, Sch-4 & Sch-7] In Rs. |  |  |  | 0 | 0 | 0
| 2 | Discount on percent basis on total price quoted by us without GST. [The discount shall be proportionately applicable on all the items of all the Schdules i.e. Sch-1 (without type test charges), Sch-2 , Sch-3, Sch-4 & Sch-7] In Percent (%) |  |  |  | 0 | 0 | 0
| 3 | Discount on lum-sum basis on the Schedules as given below : [The discount shall be proportionately applicable on all the relevent items of the respective Schdules.] In Rs.
|  | Schedule-1 : Ex works prices |  | In Rs. |  | 0
|  | Schedule-2 : Local Transportation, In-transit Insurance, loading and unloading |  | In Rs. |  |  | 0
|  | Schedule-3 : Installation Charges |  | In Rs. |  |  |  | 0
|  | Schedule-4 : Training Charges |  | In Rs.
|  | Schedule-7 : Type Test Charges |  | In Rs.
| 4 | Discount on percent basis on the Schedules as given below : [The discount shall be proportionately applicable on all the relevent items of the respective Schdules.] In Percent (%)
|  | Schedule-1 : Ex works prices |  | In Percent (%) |  | 0
|  | Schedule-2 : Local Transportation, In-transit Insurance, loading and unloading |  | In Percent (%) |  |  | 0
|  | Schedule-3 : Installation Charges |  | In Percent (%) |  |  |  | 0
|  | Schedule-4 : Training Charges |  | In Percent (%)
|  | Schedule-7 : Type Test Charges |  | In Percent (%)
Discount(s) offered at sl. No. 1 to 4 will get displayed and accounted for automatically in the respective items of the Schedules.
| 5 | We hereby offer Multi-package discount as given below:
[6 empty] | 0 | 0 | 0 | 0 | 0
|  | Multi-Package Discount(s) offered at sl. No. 5 will not get automatically accounted for in the respective items of the Schedules. The same shall be worked out saparately for evaluation. |  |  |  | #DIV/0! | #DIV/0! | #DIV/0! | #DIV/0! | #REF!
[Discount will not be calculated authometrically. However, the same shall be considered during evaluation.]
Please consider this letter of discount as the integral part of our price bid.
Thanking you, we remain, | [5 empty] | 0 | 0 | 0
[5 empty] | Yours faithfully, | 0 | 0 | 0 | Discount Factors
For and on behalf of
Date : |  |  | Printed Name : | 0
Place : |  |  | Designation : | 0

## Octroi (hidden)
Details of Octroi
Sl No. | Description of Items | Amount on which Octroi is applicable | Rate of Octroi | Octroi
(1) | (2) | (3) | (4) | (5) =(3) x (4)
1 |  |  |  | 0
2 |  |  |  | 0
3 |  |  |  | 0
4 |  |  |  | 0
5 |  |  |  | 0
6 |  |  |  | 0
7 |  |  |  | 0
8 |  |  |  | 0
9 |  |  |  | 0
10 |  |  |  | 0
| Total |  |  | 0
Back to Sch 5

## Entry Tax (hidden)
Details of Entry Tax
Sl No. | Description of Items | Amount on which Entry Tax is applicable | Rate of Entry Tax | Entry Tax
(1) | (2) | (3) | (4) | (5) =(3) x (4)
1 |  |  |  | 0
2 |  |  |  | 0
3 |  |  |  | 0
4 |  |  |  | 0
5 |  |  |  | 0
6 |  |  |  | 0
7 |  |  |  | 0
8 |  |  |  | 0
9 |  |  |  | 0
10 |  |  |  | 0
| Total |  |  | 0
Back to Sch 5

## Other Taxes & Duties (hidden)
Details of Other Taxes & Duties
Sl No. | Description of Items | Amount on which Other Taxes & Duties are applicable | Description of Taxes & Duties | Rate of Taxes & Duties | Amount of Taxes & Duties
(1) | (2) | (3) | (4) | (5) | (6) =(3) x (4)
1 |  |  |  |  | 0
2 |  |  |  |  | 0
3 |  |  |  |  | 0
4 |  |  |  |  | 0
5 |  |  |  |  | 0
6 |  |  |  |  | 0
7 |  |  |  |  | 0
8 |  |  |  |  | 0
9 |  |  |  |  | 0
10 |  |  |  |  | 0
| Total |  |  |  | 0
Back to Sch 5

## Bid Form 2nd Envelope
Specification No.: 5002002330/CONSULTANCY GIVEN/DOM/A06-CC CS -7 |  |  |  |  | Bid Form 2nd Envelope |  |  |  | Sole Bidder | 1 | st |  | 1 | January
[9 empty] | 0 | 2 | nd |  | 2 | February
BID FORM (Second Envelope) | [9 empty] | 3 | rd |  | 3 | March
[10 empty] | 4 | th |  | 4 | April
Bid Proposal Ref. No. | [9 empty] | 5 | th |  | 5 | May
Date : | [9 empty] | 6 | th | #VALUE! | 6 | June
[10 empty] | 7 | th | #VALUE! | 7 | July
To: | [9 empty] | 8 | th | #VALUE! | 8 | August
0 | [9 empty] | 9 | th | #VALUE! | 9 | September
Power Grid Corporation of India Ltd., | [9 empty] | 10 | th |  | 10 | October
"Saudamini", Plot No.-2 | [9 empty] | 11 | th |  | 11 | November
Sector-29, | [9 empty] | 12 | th |  | 12 | December
Gurgaon (Haryana) - 122001 | [9 empty] | 13 | th
[10 empty] | 14 | th
Name of Contract : |  | Substation Package SS01 for extension of 400kV Gorakhpur Substation through GIS bays for termination of 400 KV D/C New Butwal - Gorakhpur Transmission Line under Cross Border Interconnection | [7 empty] | 15 | th
Dear Ladies and/or Gentlemen, | [9 empty] | 16 | th
1 | In continuation of First Envelope of our Bid, we hereby submit the Second Envelope of the Bid, both of which shall be read together and in conjunction with each other, and shall be construed as an integral part of our Bid. Accordingly, we the undersigned, offer to design, manufacture, test, deliver, install and commission (including carrying out Trial Operation, Performance & Guarantee Test as per provision of Technical Specification) under the above-named package in full conformity with the said Bidding Documents for the sum of Rs. 0/- () or such other sums as may be determined in accordance with the terms and conditions of the Bidding Documents |  |  |  |  | In continuation of First Envelope of our Bid, we hereby submit the Second Envelope of the Bid, both of which shall be read together and in conjunction with each other, and shall be construed as an integral part of our Bid. Accordingly, we the undersigned, offer to design, manufacture, test, deliver, install and commission (including carrying out Trial Operation, Performance & Guarantee Test as per provision of Technical Specification) under the above-named package in full conformity with the said Bidding Documents for the sum of Rs. |  |  |  | 17 | th
[6 empty] | 0 | /- (
)
| The above amounts are in accordance with the price schedules attached herewith and are made part of this bid. |  |  |  |  | or such other sums as may be determined in accordance with the terms and conditions of the Bidding Documents |  |  |  | 18 | th
2 | Price Schedules | [8 empty] | 19 | th
2.1 | In line with the requirements of the Bidding documents, we enclose herewith the following Price Schedules, duly filled - in as per your proforma: | [8 empty] | 20 | th
| Schedule 1 |  | Plant and Equipment (Including Mandatory Spare Parts) to be supplied, including Type Test Charges. | [6 empty] | 21 | st
| Schedule 2 |  | Local Transportation, In-transit Insurance, loading and unloading | [6 empty] | 22 | th
| Schedule 3 |  | Installation Charges. |  |  | Sole Bidder |  |  |  | 23 | th
| Schedule 4 |  | Training charges for training to be imparted. | [6 empty] | 24 | th
| Schedule 5 |  | Taxes and Duties not included in Schedule 1 | [6 empty] | 25 | th
| Schedule 6 |  | Grand Summary [Schedule 1to 5] | [6 empty] | 26 | th
| Schedule 7 |  | Break-up of Type Test Charges for Type Tests to be conducted | [6 empty] | 27 | th
2.2 | We are aware that the Price Schedules do not generally give a full description of the Work to be performed under each item and we shall be deemed to have read the Technical Specifications and other sections of the Bidding Documents and Drawings to ascertain the full scope of Work included in each item while filling-in the rates and prices. We agree that the entered rates and prices shall be deemed to include for the full scope as aforesaid, including overheads and profit. | [8 empty] | 28 | th
2.3 | We declare that as specified in Clause 11.5, Section –II:ITB, Vol.-I of the Bidding Documents, prices quoted by us in the Price Schedules shall be subject to Price Adjustment during the execution of Contract in accordance with Appendix-2 (Price Adjustment) to the Contract Agreement. | [8 empty] | 29 | th
2.4 | We understand that in the price schedules, where there are errors between the total of the amounts given under the column for the price Breakdown and the amount given under the Total Price, the former shall prevail and the latter will be corrected accordingly. We further understand that where there are discrepancies between amounts stated in figures and amounts stated in words, the amount stated in words shall prevail. Similarly, any discrepancy in the total bid price and that of the summation of Schedule price (price indicated in a Schedule indicating the total of that schedule), the total bid price shall be corrected to reflect the actual summation of the Schedule prices. | [8 empty] | 30 | th
2.5 | We declare that items left blank in the Schedules will be deemed to have been included in other items. The TOTAL for each Schedule and the TOTAL of Grand Summary shall be deemed to be the total price for executing the Facilities and sections thereof in complete accordance with the Contract, whether or not each individual item has been priced. | [8 empty] | 31 | st
3 | We confirm that except as otherwise specifically provided our Bid Prices in this Second Envelope include all taxes, duties, levies and charges as may be assessed on us/our Associate (applicable for Foreign Bidder), our Sub-Contractor/Sub-Vendor or their employees by all municipal, state or national government authorities in connection with the Facilities, in and outside of India.
3.1 | 100% of applicable Taxes and Duties i.e GST which are payable by the Employer under the Contract, shall be reimbursed by the Employer on production of satisfactory documentary evidence by the Contractor in accordance with the provisions of the Bidding Documents
3.2 | We further understand that notwithstanding 3.0 above, in case of award on us, you shall also bear and pay/reimburse to us, GST applicable on supplies by us to you, imposed on the Plant & Equipment including Mandatory Spare Parts to be incorporated into the Facilities including Type Test charges for Type test to be conducted in India specified in Schedule No. 1, Installation Services specified in Schedule No. 3 and Charges for Training to be imparted in India specified in Schedule No. 4 of the Price Schedule in this Second Envelope, by the Indian Laws.
3.3 | We confirm that we have also registered/we shall also get registered in the GST Network with a GSTIN in all the states where the project is located and the states from which we shall make our supply of goods.
4 | # (For Joint Venture only) We, the partners of Joint Venture submitting this bid, do agree and confirm that in case of Award of Contract on the Joint Venture, we shall be jointly and severally liable and responsible for the execution of the Contract in accordance with Contract terms and conditions.
5 | We, hereby, declare that only the persons or firms interested in this proposal as principals are named here and that no other persons or firms other than those mentioned herein have any interest in this proposal or in the Contract to be entered into, if the award is made on us, that this proposal is made without any connection with any other person, firm or party likewise submitting a proposal is in all respects for and in good faith, without collusion or fraud.
Thanking you, we remain,
Yours faithfully,
For and on behalf of test
Signature :
Date : |  |  |  | Printed Name : | 0
Place : |  |  |  | Designation : | 0
Common Seal :
Please provide additional information of the Bidder
Business Address :
Country of Incorporation :
State/Province to be indicated :
Name of Principal Officer :
Address of Principal Officer :
Note: Bidders may note that no prescribed proforma has been enclosed for Attachment 2 : Power of Attorney. Bidders may use their own proforma for furnishing the required information with the bid.
* * *
Back to Cover Page

## Contracts-Template (hidden)
Exworks
| Total Ex-Works Price Direct |  |  |  |  | 0
| Total Ex-Works Price Bought Out |  |  |  |  | 0
| Total Ex-Works Price |  |  |  |  | 0
| Total Type Test charges as per Schedule-7 |  |  |  |  | #REF!
| Total Ex-works Price including Type Test charges |  |  |  |  | #REF!
Note : | Specify amount of Excise Duty, Sales Tax/'VAT and other taxes payable on the transaction between the Contractor and the Employer and octroi/entry tax as applicable for destination site/state on all items of supply including bought-out finished items (to be identified in the Contract), which shall be dispatched directly from the sub-vendor’s works to the Employer’s site (sale-in-transit), separately in Schedule-5. Excise Duty, Sales tax and other levies for all the bought-out items are to be included in the EXW Price (Col. No. 5) only and not to be indicated in Schedule-5.
^ | If the item(s) quoted/considered as "Bought-out" in the bid are manufactured at Bidder's works and confirmed to be supplied under “Direct transaction” by the bidder, then the taxes and duties on such items shall be paid/reimbursed by POWERGRID in line with the provisions of Bidding Documents. For this purpose, at the time of award, the Ex-works price (exclusive of taxes & duties) shall be arrived at from the quoted Ex-works price (inclusive of taxes ad duties) by excluding taxes and duties applicable on such items, as on date of Bid opening, in case of supplies from manufacturer proposed in the bid. During contract execution, the taxes and duties on such items shall be paid/reimbursed at actuals, limited to the rates prevailing on date of Bid opening.
Date : | --
Place : |  |  | Printed Name : |  | --
Designation :
FandI
| Total F&I Price |  |  |  |  | (=SUM(I16:I27))
Date : | (='Sch-1'!B43)
Place : | (='Sch-1'!B44) |  | Printed Name : | (='Sch-1'!E44)
|  |  | Designation : | (='Sch-1'!E45)
service
| Total Installaiton Charges | [5 empty] | #REF!
Date : | (='Sch-1'!B43)
Place : | (='Sch-1'!B44) |  | Printed Name : | (='Sch-1'!E44)
|  |  | Designation : | (='Sch-1'!E45)
Training
Date : | (=IF('Sch-1'!B43=0,"", 'Sch-1'!B43)) |  | (="Printed Name : " & IF('Sch-1'!E44=0,"",'Sch-1'!E44))
Place : | (=IF('Sch-1'!B44=0,"", 'Sch-1'!B44)) |  | (="Designation : " & IF('Sch-1'!E45=0,"",'Sch-1'!E45))
Type test
| TOTAL TYPE TEST CHARGES |  |  |  |  | (=SUM(I17:I18))
Date : | (='Sch-1'!B43) | (="Printed Name : " & 'Sch-1'!E44)
Place : | (='Sch-1'!B44) | (="Designation : " & 'Sch-1'!E45)
Note : | Bidder should indicate the name of test laboratories where type tests are proposed to be conducted
Direct
Bought-out

## N-W (Cr.) (hidden)
#REF! |  |  | 0 |  | #REF! |  |  | 0 |  |  | #REF!
#REF!
INR
#REF! |  |  |  |  | #REF! | [5 empty] | #N/A
#N/A
#REF! | #REF! |  | 0 |  | #REF! | #REF! |  | 0
#REF! | #REF! | #REF! | 0 |  | #REF! | #REF! | #REF! | 0
#REF! | #REF! | #REF! | 0 |  | #REF! | #REF! | #REF! | 0 |  | #REF! | 0 | 0 | 0 | 0 | #REF! | plus
#REF! | #REF! | #REF! | 0 |  | #REF! | #REF! | #REF! | 0 |  | #REF! | 0 | 0 | 0 | 1 | #REF!
#REF! | #REF! | #REF! | 0 |  | #REF! | #REF! | #REF! | 0 |  | #REF! | 0 | 0 | 1 | 0 | #REF!
#REF! | #REF! | #REF! | 0 |  | #REF! | #REF! | #REF! | 0 |  | #REF! | 0 | 0 | 1 | 1 | #REF!
[10 empty] | #REF! | 0 | 1 | 0 | 0 | #REF!
1 | One |  | 1 | One | 1 | One |  | 1 | One | #REF! | 0 | 1 | 0 | 1 | #REF!
2 | Two |  | 2 | Two | 2 | Two |  | 2 | Two | #REF! | 0 | 1 | 1 | 0 | #REF!
3 | Three |  | 3 | Three | 3 | Three |  | 3 | Three | #REF! | 0 | 1 | 1 | 1 | #REF!
4 | Four |  | 4 | Four | 4 | Four |  | 4 | Four | #REF! | 1 | 0 | 0 | 0 | #REF!
5 | Five |  | 5 | Five | 5 | Five |  | 5 | Five | #REF! | 1 | 0 | 0 | 1 | #REF!
6 | Six |  | 6 | Six | 6 | Six |  | 6 | Six | #REF! | 1 | 0 | 1 | 0 | #REF!
7 | Seven |  | 7 | Seven | 7 | Seven |  | 7 | Seven | #REF! | 1 | 0 | 1 | 1 | #REF!
8 | Eight |  | 8 | Eight | 8 | Eight |  | 8 | Eight | #REF! | 1 | 1 | 0 | 0 | #REF!
9 | Nine |  | 9 | Nine | 9 | Nine |  | 9 | Nine | #REF! | 1 | 1 | 0 | 1 | #REF!
10 | Ten |  | 10 | Ten | 10 | Ten |  | 10 | Ten | #REF! | 1 | 1 | 1 | 0 | #REF!
11 | Eleven |  | 11 | Eleven | 11 | Eleven |  | 11 | Eleven | #REF! | 1 | 1 | 1 | 1 | #REF!
12 | Twelve |  | 12 | Twelve | 12 | Twelve |  | 12 | Twelve
13 | Thirteen |  | 13 | Thirteen | 13 | Thirteen |  | 13 | Thirteen
14 | Fourteen |  | 14 | Fourteen | 14 | Fourteen |  | 14 | Fourteen
15 | Fifteen |  | 15 | Fifteen | 15 | Fifteen |  | 15 | Fifteen
16 | Sixteen |  | 16 | Sixteen | 16 | Sixteen |  | 16 | Sixteen | #REF! | 0 | 0 | 0 | 0 | #REF! | +
17 | Seventeen |  | 17 | Seventeen | 17 | Seventeen |  | 17 | Seventeen | #REF! | 0 | 0 | 0 | 1 | #REF! | /- +
18 | Eighteen |  | 18 | Eighteen | 18 | Eighteen |  | 18 | Eighteen | #REF! | 0 | 0 | 1 | 0 | #REF! | /-
19 | Nineteen |  | 19 | Nineteen | 19 | Nineteen |  | 19 | Nineteen | #REF! | 0 | 0 | 1 | 1 | #REF!
20 | Twenty |  | 20 | Twenty | 20 | Twenty |  | 20 | Twenty | #REF! | 0 | 1 | 0 | 0 | #REF!
21 | Twenty One |  | 21 | Twenty One | 21 | Twenty One |  | 21 | Twenty One | #REF! | 0 | 1 | 0 | 1 | #REF!
22 | Twenty Two |  | 22 | Twenty Two | 22 | Twenty Two |  | 22 | Twenty Two | #REF! | 0 | 1 | 1 | 0 | #REF!
23 | Twenty Three |  | 23 | Twenty Three | 23 | Twenty Three |  | 23 | Twenty Three | #REF! | 0 | 1 | 1 | 1 | #REF!
24 | Twenty Four |  | 24 | Twenty Four | 24 | Twenty Four |  | 24 | Twenty Four | #REF! | 1 | 0 | 0 | 0 | #REF!
25 | Twenty Five |  | 25 | Twenty Five | 25 | Twenty Five |  | 25 | Twenty Five | #REF! | 1 | 0 | 0 | 1 | #REF!
26 | Twenty Six |  | 26 | Twenty Six | 26 | Twenty Six |  | 26 | Twenty Six | #REF! | 1 | 0 | 1 | 0 | #REF!
27 | Twenty Seven |  | 27 | Twenty Seven | 27 | Twenty Seven |  | 27 | Twenty Seven | #REF! | 1 | 0 | 1 | 1 | #REF!
28 | Twenty Eight |  | 28 | Twenty Eight | 28 | Twenty Eight |  | 28 | Twenty Eight | #REF! | 1 | 1 | 0 | 0 | #REF!
29 | Twenty Nine |  | 29 | Twenty Nine | 29 | Twenty Nine |  | 29 | Twenty Nine | #REF! | 1 | 1 | 0 | 1 | #REF!
30 | Thirty |  | 30 | Thirty | 30 | Thirty |  | 30 | Thirty | #REF! | 1 | 1 | 1 | 0 | #REF!
31 | Thirty One |  | 31 | Thirty One | 31 | Thirty One |  | 31 | Thirty One | #REF! | 1 | 1 | 1 | 1 | #REF!
32 | Thirty Two |  | 32 | Thirty Two | 32 | Thirty Two |  | 32 | Thirty Two
33 | Thirty Three |  | 33 | Thirty Three | 33 | Thirty Three |  | 33 | Thirty Three
34 | Thirty Four |  | 34 | Thirty Four | 34 | Thirty Four |  | 34 | Thirty Four
35 | Thirty Fivr |  | 35 | Thirty Fivr | 35 | Thirty Fivr |  | 35 | Thirty Fivr
36 | Thirty Six |  | 36 | Thirty Six | 36 | Thirty Six |  | 36 | Thirty Six
37 | Thirty Seven |  | 37 | Thirty Seven | 37 | Thirty Seven |  | 37 | Thirty Seven
38 | Thirty Eight |  | 38 | Thirty Eight | 38 | Thirty Eight |  | 38 | Thirty Eight
39 | Thirty Nine |  | 39 | Thirty Nine | 39 | Thirty Nine |  | 39 | Thirty Nine
40 | Forty |  | 40 | Forty | 40 | Forty |  | 40 | Forty
41 | Forty One |  | 41 | Forty One | 41 | Forty One |  | 41 | Forty One
42 | Forty Two |  | 42 | Forty Two | 42 | Forty Two |  | 42 | Forty Two
43 | Forty Three |  | 43 | Forty Three | 43 | Forty Three |  | 43 | Forty Three
44 | Forty Four |  | 44 | Forty Four | 44 | Forty Four |  | 44 | Forty Four
45 | Forty Five |  | 45 | Forty Five | 45 | Forty Five |  | 45 | Forty Five
46 | Forty Six |  | 46 | Forty Six | 46 | Forty Six |  | 46 | Forty Six
47 | Forty Seven |  | 47 | Forty Seven | 47 | Forty Seven |  | 47 | Forty Seven
48 | Forty Eight |  | 48 | Forty Eight | 48 | Forty Eight |  | 48 | Forty Eight
49 | Forty Nine |  | 49 | Forty Nine | 49 | Forty Nine |  | 49 | Forty Nine
50 | Fifty |  | 50 | Fifty | 50 | Fifty |  | 50 | Fifty
51 | Fifty One |  | 51 | Fifty One | 51 | Fifty One |  | 51 | Fifty One
52 | Fifty Two |  | 52 | Fifty Two | 52 | Fifty Two |  | 52 | Fifty Two
53 | Fifty Three |  | 53 | Fifty Three | 53 | Fifty Three |  | 53 | Fifty Three
54 | Fifty Four |  | 54 | Fifty Four | 54 | Fifty Four |  | 54 | Fifty Four
55 | Fifty Five |  | 55 | Fifty Five | 55 | Fifty Five |  | 55 | Fifty Five
56 | Fifty Six |  | 56 | Fifty Six | 56 | Fifty Six |  | 56 | Fifty Six
57 | Fifty Seven |  | 57 | Fifty Seven | 57 | Fifty Seven |  | 57 | Fifty Seven
58 | Fifty Eight |  | 58 | Fifty Eight | 58 | Fifty Eight |  | 58 | Fifty Eight
59 | Fifty Nine |  | 59 | Fifty Nine | 59 | Fifty Nine |  | 59 | Fifty Nine
60 | Sixty |  | 60 | Sixty | 60 | Sixty |  | 60 | Sixty
61 | Sixty One |  | 61 | Sixty One | 61 | Sixty One |  | 61 | Sixty One
62 | Sixty Two |  | 62 | Sixty Two | 62 | Sixty Two |  | 62 | Sixty Two
63 | Sixty Three |  | 63 | Sixty Three | 63 | Sixty Three |  | 63 | Sixty Three
64 | Sixty Four |  | 64 | Sixty Four | 64 | Sixty Four |  | 64 | Sixty Four
65 | Sixty Five |  | 65 | Sixty Five | 65 | Sixty Five |  | 65 | Sixty Five
66 | Sixty Six |  | 66 | Sixty Six | 66 | Sixty Six |  | 66 | Sixty Six
67 | Sixty Seven |  | 67 | Sixty Seven | 67 | Sixty Seven |  | 67 | Sixty Seven
68 | Sixty Eight |  | 68 | Sixty Eight | 68 | Sixty Eight |  | 68 | Sixty Eight
69 | Sixty Nine |  | 69 | Sixty Nine | 69 | Sixty Nine |  | 69 | Sixty Nine
70 | Seventy |  | 70 | Seventy | 70 | Seventy |  | 70 | Seventy
71 | Seventy One |  | 71 | Seventy One | 71 | Seventy One |  | 71 | Seventy One
72 | Seventy Two |  | 72 | Seventy Two | 72 | Seventy Two |  | 72 | Seventy Two
73 | Seventy Three |  | 73 | Seventy Three | 73 | Seventy Three |  | 73 | Seventy Three
74 | Seventy Four |  | 74 | Seventy Four | 74 | Seventy Four |  | 74 | Seventy Four
75 | Seventy Five |  | 75 | Seventy Five | 75 | Seventy Five |  | 75 | Seventy Five
76 | Seventy Six |  | 76 | Seventy Six | 76 | Seventy Six |  | 76 | Seventy Six
77 | Seventy Seven |  | 77 | Seventy Seven | 77 | Seventy Seven |  | 77 | Seventy Seven
78 | Seventy Eight |  | 78 | Seventy Eight | 78 | Seventy Eight |  | 78 | Seventy Eight
79 | Seventy Nine |  | 79 | Seventy Nine | 79 | Seventy Nine |  | 79 | Seventy Nine
80 | Eighty |  | 80 | Eighty | 80 | Eighty |  | 80 | Eighty
81 | Eighty One |  | 81 | Eighty One | 81 | Eighty One |  | 81 | Eighty One
82 | Eighty Two |  | 82 | Eighty Two | 82 | Eighty Two |  | 82 | Eighty Two
83 | Eighty Three |  | 83 | Eighty Three | 83 | Eighty Three |  | 83 | Eighty Three
84 | Eighty Four |  | 84 | Eighty Four | 84 | Eighty Four |  | 84 | Eighty Four
85 | Eighty Five |  | 85 | Eighty Five | 85 | Eighty Five |  | 85 | Eighty Five
86 | Eighty Six |  | 86 | Eighty Six | 86 | Eighty Six |  | 86 | Eighty Six
87 | Eighty Seven |  | 87 | Eighty Seven | 87 | Eighty Seven |  | 87 | Eighty Seven
88 | Eighty Eight |  | 88 | Eighty Eight | 88 | Eighty Eight |  | 88 | Eighty Eight
89 | Eighty Nine |  | 89 | Eighty Nine | 89 | Eighty Nine |  | 89 | Eighty Nine
90 | Ninety |  | 90 | Ninety | 90 | Ninety |  | 90 | Ninety
91 | Ninety One |  | 91 | Ninety One | 91 | Ninety One |  | 91 | Ninety One
92 | Ninety Two |  | 92 | Ninety Two | 92 | Ninety Two |  | 92 | Ninety Two
93 | Ninety Three |  | 93 | Ninety Three | 93 | Ninety Three |  | 93 | Ninety Three
94 | Ninety Four |  | 94 | Ninety Four | 94 | Ninety Four |  | 94 | Ninety Four
95 | Ninety Five |  | 95 | Ninety Five | 95 | Ninety Five |  | 95 | Ninety Five
96 | Ninety Six |  | 96 | Ninety Six | 96 | Ninety Six |  | 96 | Ninety Six
97 | Ninety Seven |  | 97 | Ninety Seven | 97 | Ninety Seven |  | 97 | Ninety Seven
98 | Ninety Eight |  | 98 | Ninety Eight | 98 | Ninety Eight |  | 98 | Ninety Eight
99 | Ninety Nine |  | 99 | Ninety Nine | 99 | Ninety Nine |  | 99 | Ninety Nine
100 | One Hundred |  | 100 | One Hundred | 100 | One Hundred |  | 100 | One Hundred
BG VALUE:
#REF!
#REF!
#REF! | #REF!
#REF! | #REF! | #REF!
#REF! | #REF! | #REF!
#REF! | #REF! | #REF!
#REF! | #REF! | #REF!
#REF! | #REF! | #REF!
1 | One
2 | Two
3 | Three
4 | Four
5 | Five
6 | Six
7 | Seven
8 | Eight
9 | Nine
10 | Ten
11 | Eleven
12 | Twelve
13 | Thirteen
14 | Fourteen
15 | Fifteen
16 | Sixteen
17 | Seventeen
18 | Eighteen
19 | Nineteen
20 | Twenty
21 | Twenty One
22 | Twenty Two
23 | Twenty Three
24 | Twenty Four
25 | Twenty Five
26 | Twenty Six
27 | Twenty Seven
28 | Twenty Eight
29 | Twenty Nine
30 | Thirty
31 | Thirty One
32 | Thirty Two
33 | Thirty Three
34 | Thirty Four
35 | Thirty Fivr
36 | Thirty Six
37 | Thirty Seven
38 | Thirty Eight
39 | Thirty Nine
40 | Forty
41 | Forty One
42 | Forty Two
43 | Forty Three
44 | Forty Four
45 | Forty Five
46 | Forty Six
47 | Forty Seven
48 | Forty Eight
49 | Forty Nine
50 | Fifty
51 | Fifty One
52 | Fifty Two
53 | Fifty Three
54 | Fifty Four
55 | Fifty Five
56 | Fifty Six
57 | Fifty Seven
58 | Fifty Eight
59 | Fifty Nine
60 | Sixty
61 | Sixty One
62 | Sixty Two
63 | Sixty Three
64 | Sixty Four
65 | Sixty Five
66 | Sixty Six
67 | Sixty Seven
68 | Sixty Eight
69 | Sixty Nine
70 | Seventy
71 | Seventy One
72 | Seventy Two
73 | Seventy Three
74 | Seventy Four
75 | Seventy Five
76 | Seventy Six
77 | Seventy Seven
78 | Seventy Eight
79 | Seventy Nine
80 | Eighty
81 | Eighty One
82 | Eighty Two
83 | Eighty Three
84 | Eighty Four
85 | Eighty Five
86 | Eighty Six
87 | Eighty Seven
88 | Eighty Eight
89 | Eighty Nine
90 | Ninety
91 | Ninety One
92 | Ninety Two
93 | Ninety Three
94 | Ninety Four
95 | Ninety Five
96 | Ninety Six
97 | Ninety Seven
98 | Ninety Eight
99 | Ninety Nine
100 | One Hundred